2018 | MN | Virginia | 2018 | MROW | MRO West | SUB | 30.2 | 1 | 79174 | 2011010.02 | 18.8292 | 0.47564 | 0.018726 | NEI avg EF - PM, fuel type | 2011010.02 | 18.8292
2018 | MN | Wabasha Holdco Solar CSG | 60838 | MROW | MRO West | SUN | 3 |  | 4775 |  |  | 0 |  |  |  | 0
2018 | MN | Wabasha Solar | 62800 | MROW | MRO West | SUN | 1
2018 | MN | WakeSun LLC | 60694 | MROW | MRO West | SUN | 3 |  | 4901.001 |  |  | 0 |  |  |  | 0
2018 | MN | Walcott Solar CSG | 62707 | MROW | MRO West | SUN | 4
2018 | MN | Wallys Wind Farm LLC | 56585 | MROW | MRO West | WND | 1.3 |  | 2088 |  |  | 0 |  |  |  | 0
2018 | MN | Wapsipinicon Wind Project | 56876 | MROW | MRO West | WND | 100.5 |  | 272129 |  |  | 0 |  |  |  | 0
2018 | MN | Warsaw Solar CSG | 62709 | MROW | MRO West | SUN | 2
2018 | MN | Waseca Solar | 60532 | MROW | MRO West | SUN | 10 |  | 19882 |  |  | 0 |  |  |  | 0
2018 | MN | WasecaSun | 61142 | MROW | MRO West | SUN | 7.4 |  | 7666 |  |  | 0 |  |  |  | 0
2018 | MN | Water Reclamation Plant | 58617 | MROW | MRO West | OBG | 2 | 0.40992 | 2850 | 18040.087 | 0.1326 | 0.093051 | 0.0147 | Estimated using an emission factor | 44009 | 0.32347
2018 | MN | Waterford Holdco CSG | 61452 | MROW | MRO West | SUN | 2.7 |  | 4030 |  |  | 0 |  |  |  | 0
2018 | MN | Waterville Solar Holdings LLC | 61627 | MROW | MRO West | SUN | 5 |  | 6581 |  |  | 0 |  |  |  | 0
2018 | MN | WaveSun Community Solar | 61587 | MROW | MRO West | SUN | 5 |  | 8551 |  |  | 0 |  |  |  | 0
2018 | MN | WCROC Wind Farm | 57823 | MROW | MRO West | WND | 1.7 |  | 4301 |  |  | 0 |  |  |  | 0
2018 | MN | Webster Holdco Solar CSG | 60830 | MROW | MRO West | SUN | 5 |  | 7447 |  |  | 0 |  |  |  | 0
2018 | MN | Welcome Wind Turbine | 57248 | MROW | MRO West | WND | 2.1 |  | 6268 |  |  | 0 |  |  |  | 0
2018 | MN | Wells IC | 2020 | MROW | MRO West | DFO | 8.3 |  | 183.001 | 1694 | 0.26242 | 2.8679 | 0.30982 | Estimated using an emission factor | 1694 | 0.26242
2018 | MN | West Fairbault | 1932 | MROW | MRO West | NG | 48.6
2018 | MN | West Faribault Solar | 60533 | MROW | MRO West | SUN | 5.5 |  | 9515 |  |  | 0 |  |  |  | 0
2018 | MN | West Group Data Center | 54294 | MROW | MRO West | DFO | 13 |  | 272 | 2326 | 0.36084 | 2.6532 | 0.31027 | EPA/NEI; Estimated using an emission factor | 2326 | 0.36084
2018 | MN | West Group Data Center F | 56247 | MROW | MRO West | DFO | 8 |  | 137 | 1453 | 0.22506 | 3.2855 | 0.30979 | Estimated using an emission factor | 1453 | 0.22506
2018 | MN | West Waconia Solar | 60534 | MROW | MRO West | SUN | 8.5 |  | 14918 |  |  | 0 |  |  |  | 0
2018 | MN | Westbrook | 2021 | MROW | MRO West | DFO | 3.5 |  | 9 | 90 | 0.01395 | 3.1 | 0.31 | EPA/NEI; Estimated using an emission factor | 90 | 0.01395
2018 | MN | Westridge Windfarm LLC | 56203 | MROW | MRO West | WND | 2 |  | 2447 |  |  | 0 |  |  |  | 0
2018 | MN | Westside Energy Station | 60564 | MROW | MRO West | NG | 46.5 |  | 60228 | 507076 | 0.10699 | 0.0035529 | 0.000422 | Estimated using an emission factor | 507076 | 0.10699
2018 | MN | Willmar | 2022 | MROW | MRO West | NG | 34 | 0.33812 | 13552 | 67887.862 | 0.29373 | 0.043349 | 0.0086534 | EPA/NEI; Estimated using an emission factor | 200781.58 | 0.86872
2018 | MN | Willmar Municipal East Substation | 57034 | MROW | MRO West | DFO | 6 |  | 83.001 | 648 | 0.10044 | 2.4202 | 0.31 | Estimated using an emission factor | 648 | 0.10044
2018 | MN | Willmar Municipal SW Substation | 57035 | MROW | MRO West | DFO | 6 |  | 75.999 | 660 | 0.1023 | 2.6921 | 0.31 | Estimated using an emission factor | 660 | 0.1023
2018 | MN | Wilmarth | 1934 | MROW | MRO West | MSW | 25 |  | 100083 | 2078202.802 | 0.8105 | 0.016197 | 0.00078 | Estimated using an emission factor | 2078202.802 | 0.8105
2018 | MN | Windcurrent Farms LLC | 56205 | MROW | MRO West | WND | 2 |  | 2053 |  |  | 0 |  |  |  | 0
2018 | MN | Windom | 2023 | MROW | MRO West | DFO | 8.4 |  | 85 | 1082.999 | 0.077839 | 1.8315 | 0.14375 | EPA/NEI; Estimated using an emission factor | 1082.999 | 0.077839
2018 | MN | Windom Wind Project | 56544 | MROW | MRO West | WND | 15.6 |  | 37729 |  |  | 0 |  |  |  | 0
2018 | MN | Windy Dog I LLC | 56579 | MROW | MRO West | WND | 1.3 |  | 1880 |  |  | 0 |  |  |  | 0
2018 | MN | Winegar CSG | 62193 | MROW | MRO West | SUN | 1 |  | 123 |  |  | 0 |  |  |  | 0
2018 | MN | Winona County Wind LLC | 57547 | MROW | MRO West | WND | 1.5 |  | 0
2018 | MN | Winona Solar | 62799 | MROW | MRO West | SUN | 1
2018 | MN | Winters Spawn LLC | 55567 | MROW | MRO West | WND | 1.9 |  | 5156 |  |  | 0 |  |  |  | 0
2018 | MN | Winton | 1902 | MROW | MRO West | WAT | 4 |  | 21726 |  |  | 0 |  |  |  | 0
2018 | MN | Wolf Wind Enterprises LLC | 56589 | MROW | MRO West | WND | 1.3 |  | 2892 |  |  | 0 |  |  |  | 0
2018 | MN | Woodstock Windfarm | 55342 | MROW | MRO West | WND | 10.2 |  | 6848 |  |  | 0 |  |  |  | 0
2018 | MN | Worthington | 2024 | MROW | MRO West | WND | 19.6 |  | 13333.002 | 1276.002 | 0.19747 | 0.029621 | 0.30951 | Estimated using an emission factor | 1276.002 | 0.19747
2018 | MN | Wright Cuddyer CSG | 61494 | MROW | MRO West | SUN | 4 |  | 608 |  |  | 0 |  |  |  | 0
2018 | MN | Wright Kirby 1-5 CSG | 62365 | MROW | MRO West | SUN | 5
2018 | MN | WrightSun CSG, LLC | 61547 | MROW | MRO West | SUN | 5 |  | 427 |  |  | 0 |  |  |  | 0
2018 | MN | Wyoming 2 CSG, LLC | 61486 | MROW | MRO West | SUN | 5 |  | 5344 |  |  | 0 |  |  |  | 0
2018 | MN | Zumbro Community Solar Garden | 61574 | MROW | MRO West | SUN | 1 |  | 1161 |  |  | 0 |  |  |  | 0
2018 | MN | Allen S King | 1915 | MROW | MRO West | SUB | 598.4 |  | 2698691 | 28256872 | 310.2605 | 0.22993 | 0.02196 | EPA/NEI | 28256872 | 310.2605
2018 | MN | Benson Power Biomass Plant | 55867 | MROW | MRO West | WDS | 62.5 |  | 165358 | 2551355 | 239.1811 | 2.8929 | 0.18749 | EPA/NEI | 2551355 | 239.1811
2018 | MN | Black Dog | 1904 | MROW | MRO West | NG | 1680.6 |  | 964077 | 8105472 | 12.2328 | 0.025377 | 0.0030184 | EPA/NEI; Estimated using an emission factor | 8105472 | 12.2328
2018 | MN | Blue Lake Generating Plant | 8027 | MROW | MRO West | NG | 559.4 |  | 105279 | 1302017 | 0.22055 | 0.0041898 | 0.00033878 | EPA/NEI | 1302017 | 0.22055
2018 | MN | Boswell Energy Center | 1893 | MROW | MRO West | SUB | 1073.3 |  | 7275605 | 81528534 | 1311.5752 | 0.36054 | 0.032175 | EPA/NEI | 81528534 | 1311.5752
2018 | MN | Cambridge Station | 2038 | MROW | MRO West | NG | 194.2 |  | 56197 | 689635 | 0.060375 | 0.0021487 | 0.00017509 | EPA/NEI | 689635 | 0.060375
2018 | MN | Cannon Falls Energy Center | 56241 | MROW | MRO West | NG | 346.8 |  | 114048 | 1319708 | 9.0396 | 0.15852 | 0.013699 | EPA/NEI | 1319708 | 9.0396
2018 | MN | Cascade Creek | 6058 | MROW | MRO West | NG | 84.9 |  | 34789 | 401547 | 0.051847 | 0.0029806 | 0.00025824 | EPA/NEI | 401547 | 0.051847
2018 | MN | Cottage Grove Cogeneration | 55010 | MROW | MRO West | NG | 283.5 | 0.4509 | 301207 | 1201294.358 | 0.69977 | 0.0046465 | 0.001165 | EPA/NEI | 2664230 | 1.552
2018 | MN | Elk River | 2039 | MROW | MRO West | MSW | 239.3 |  | 195602 | 4509784.495 | 0.38766 | 0.0039637 | 0.00017192 | EPA/NEI; Estimated using an emission factor | 4509784.495 | 0.38766
2018 | MN | Faribault Energy Park | 56164 | MROW | MRO West | NG | 334.5 |  | 636543 | 4637358 | 1.8288 | 0.0057461 | 0.00078873 | EPA/NEI | 4637358 | 1.8288
2018 | MN | Hibbard Energy Center | 1897 | MROW | MRO West | WDS | 122.8 | 0.017705 | 10285 | 47209.456 | 0.50346 | 0.097903 | 0.021329 | EPA/NEI | 2666394 | 28.4363
2018 | MN | High Bridge | 1912 | MROW | MRO West | NG | 920.8 |  | 2294775 | 17243189 | 2.5977 | 0.002264 | 0.0003013 | EPA/NEI | 17243189 | 2.5977
2018 | MN | Hoot Lake | 1943 | MROW | MRO West | SUB | 138.2 |  | 528693 | 6461810 | 73.3415 | 0.27744 | 0.0227 | EPA/NEI; Estimated using an emission factor | 6461810 | 73.3415
2018 | MN | Hutchinson - Plant 2 | 6358 | MROW | MRO West | NG | 115.5 |  | 23088 | 262715 | 0.035574 | 0.0030816 | 0.00027082 | EPA/NEI | 262715 | 0.035574
2018 | MN | Inver Hills | 1913 | MROW | MRO West | NG | 284.4 |  | 14143 | 293645 | 0.10195 | 0.014417 | 0.00069437 | EPA/NEI | 293645 | 0.10195
2018 | MN | Lakefield Junction Generating | 7925 | MROW | MRO West | NG | 537.8 |  | 144742.998 | 1904798 | 0.17103 | 0.0023633 | 0.00017958 | EPA/NEI | 1904798 | 0.17103
2018 | MN | Laskin Energy Center | 1891 | MROW | MRO West | NG | 116 |  | 13893 | 207310 | 0.016068 | 0.0023131 | 0.00015502 | EPA/NEI | 207310 | 0.016068
2018 | MN | Mankato Energy Center | 56104 | MROW | MRO West | NG | 740 |  | 486335 | 3890304 | 2.3842 | 0.0098048 | 0.0012257 | EPA/NEI; Estimated using an emission factor | 3890304 | 2.3842
2018 | MN | Maple Lake Station | 2042 | MROW | MRO West | DFO | 25 |  | 380 | 6108 | 0.009278 | 0.048832 | 0.003038 | EPA/NEI | 6108 | 0.009278
2018 | MN | Minnesota River Station | 7844 | MROW | MRO West | NG | 49 |  | 549 | 6876 | 0.006069 | 0.022109 | 0.0017653 | EPA/NEI | 6876 | 0.006069
2018 | MN | New Ulm | 2001 | MROW | MRO West | DFO | 78.5 | 0.046668 | 2261 | 70.562 | 7.6699e-05 | 6.7845e-05 | 0.0021739 | EPA/NEI | 1512 | 0.0016435
2018 | MN | Northshore Mining Silver Bay Power | 10849 | MROW | MRO West | SUB | 131.6 | 0.57405 | 356165 | 3223339.179 | 15.0977 | 0.084779 | 0.0093678 | EPA/NEI | 5615087 | 26.3004
2018 | MN | Pleasant Valley Station | 7843 | MROW | MRO West | NG | 467.8 |  | 95260.999 | 1154700 | 0.12736 | 0.002674 | 0.0002206 | EPA/NEI | 1154700 | 0.12736
2018 | MN | Riverside (1927) | 1927 | MROW | MRO West | NG | 824.7 |  | 2449649 | 18483516 | 2.0164 | 0.0016463 | 0.00021818 | EPA/NEI | 18483516 | 2.0164
2018 | MN | Rock Lake Station | 6741 | MROW | MRO West | DFO | 25 |  | 245 | 3842 | 0.010606 | 0.086582 | 0.0055212 | EPA/NEI | 3842 | 0.010606
2018 | MN | Sherburne County | 6090 | MROW | MRO West | SUB | 2469.3 | 0.93003 | 12477637 | 125932847.921 | 7303.31 | 1.1706 | 0.11599 | EPA/NEI | 135407467 | 7852.7766
2018 | MN | Solway Plant | 7947 | MROW | MRO West | NG | 51.3 |  | 69282 | 707903 | 0.0694 | 0.0020034 | 0.00019607 | EPA/NEI | 707903 | 0.0694
2018 | MN | St. Bonifacius Station | 6824 | MROW | MRO West | DFO | 61.2 |  | 608 | 9028 | 0.019318 | 0.063544 | 0.0042795 | EPA/NEI | 9028 | 0.019318
2018 | MN | Taconite Harbor Energy Center | 10075 | MROW | MRO West | SUB | 252 |  | 0
2018 | MO | Albany | 2113 | SRMW | SERC Midwest | DFO | 6.2 |  | 0
2018 | MO | Ameresco Jefferson City | 56896 | SRMW | SERC Midwest | LFG | 3 |  | 23460 | 257934 | 1.8958 | 0.16162 | 0.0147 | Estimated using an emission factor | 257934 | 1.8958
2018 | MO | Anheuser-Busch St Louis | 10430 | SRMW | SERC Midwest | NG | 26.1 | 0.12882 | 42676 | 232798.83 | 0.9373 | 0.043926 | 0.0080525 | NEI avg EF - PM, fuel type | 1807170.15 | 7.2761
2018 | MO | Black Oak Power Producers | 59310 | SRMW | SERC Midwest | LFG | 4 |  | 15627 | 208300 | 1.531 | 0.19594 | 0.0147 | Estimated using an emission factor | 208300 | 1.531
2018 | MO | Bluegrass Ridge | 56555 | SRMW | SERC Midwest | WND | 56.7 |  | 114043 |  |  | 0 |  |  |  | 0
2018 | MO | Butler Municipal Power Plant | 2115 | SPNO | SPP North | DFO | 13.1 | 1 | 51.942 | 1002.001 | 0.15531 | 5.9801 | 0.31 | EPA/NEI; Estimated using an emission factor | 1002.001 | 0.15531
2018 | MO | Butler Solar Power Project | 58959 | SPNO | SPP North | SUN | 2.8 |  | 4086 |  |  | 0 |  |  |  | 0
2018 | MO | Callaway | 6153 | SRMW | SERC Midwest | NUC | 1235.8 |  | 10655279 |  |  | 0 |  |  |  | 0
2018 | MO | Carrollton | 2120 | SPNO | SPP North | NG | 24 |  | 0
2018 | MO | Carthage | 2121 | SPSO | SPP South | NG | 41.8 |  | -18.001 | 11219.999 | 0.0023676 | 0 | 0.00042204 | Estimated using an emission factor | 11219.999 | 0.0023676
2018 | MO | Chillicothe Solar Farm | 61223 | SPNO | SPP North | SUN | 2.5 |  | 4534 |  |  | 0 |  |  |  | 0
2018 | MO | City of West Plains Power Station | 59664 | SRMW | SERC Midwest | NG | 47.4 |  | 477 | 7254 | 0.019888 | 0.083389 | 0.0054834 | NEI avg EF - PM, fuel type, firing type | 7254 | 0.019888
2018 | MO | Clarence Cannon | 6140 | SRMW | SERC Midwest | WAT | 58 |  | 47860 |  |  | 0 |  | EPA/NEI; Estimated using an emission factor |  | 0
2018 | MO | Coleman | 2158 | SPSO | SPP South | DFO | 4.3
2018 | MO | Conception | 56537 | SRMW | SERC Midwest | WND | 50.4 |  | 106037 |  |  | 0 |  |  |  | 0
2018 | MO | Cow Branch | 56536 | SRMW | SERC Midwest | WND | 50.4 |  | 103828 |  |  | 0 |  |  |  | 0
2018 | MO | Cox Battery Energy Storage | 61679 | SPSO | SPP South | MWH | 1.2 |  | 244 | 0 |  | 0 |  |  | 0 | 0
2018 | MO | El Dorado Springs Solar Farm | 61566 | SRMW | SERC Midwest | SUN | 2.5 |  | 2857 |  |  | 0 |  |  |  | 0
2018 | MO | Elm Street Substation Generators | 56597 | SRMW | SERC Midwest | DFO | 8 |  | 19 | 323 | 0.05022 | 5.2863 | 0.31096 | EPA/NEI; Estimated using an emission factor | 323 | 0.05022
2018 | MO | Farmers City Wind LLC | 56767 | MROW | MRO West | WND | 146 |  | 311424 |  |  | 0 |  |  |  | 0
2018 | MO | Farmington Solar Farm | 61450 | SRMW | SERC Midwest | SUN | 2.5 |  | 1145 |  |  | 0 |  |  |  | 0
2018 | MO | Fayette | 2125 | SRMW | SERC Midwest | DFO | 10.9
2018 | MO | Fredericktown Energy Center | 57946 | SRMW | SERC Midwest | NG | 27.6 |  | 13002 | 157734 | 0.43246 | 0.066522 | 0.0054834 | NEI avg EF - PM, fuel type, firing type | 157734 | 0.43246
2018 | MO | Fulton (MO) | 2126 | SRMW | SERC Midwest | NG | 38.2 |  | 1000 | 26098 | 0.075207 | 0.15041 | 0.0057634 | EPA/NEI; Estimated using an emission factor | 26098 | 0.075207
2018 | MO | Gallatin #2 | 8017 | SRMW | SERC Midwest | DFO | 3.6
2018 | MO | Gallatin (MO) | 2127 | SRMW | SERC Midwest | DFO | 7.2 |  | 0
2018 | MO | Grand Ave Plant | 58205 | SPNO | SPP North | NG | 5 | 0.059714 | 33502 | 188414.825 | 0.7586 | 0.045287 | 0.0080525 | NEI avg EF - PM, fuel type | 3155301.66 | 12.7039
2018 | MO | Grand Avenue | 2078 | MROW | MRO West | NG | 83.2
2018 | MO | Harry Truman | 6141 | SPSO | SPP South | WAT | 161.4 |  | 140110.998 |  |  | 0 |  |  |  | 0
2018 | MO | Higginsville Solar Farm | 61316 | SRMW | SERC Midwest | SUN | 2.5 |  | 4301 |  |  | 0 |  |  |  | 0
2018 | MO | High Prairie Wind Farm | 62563 | SRMW | SERC Midwest | WND | 400
2018 | MO | Howard Bend | 2102 | SRMW | SERC Midwest | DFO | 47.4
2018 | MO | IKEA St. Louis 410 | 59714 | SRMW | SERC Midwest | SUN | 1 |  | 1552 |  |  | 0 |  |  |  | 0
2018 | MO | Independence II Solar Farm | 61588 | SPNO | SPP North | SUN | 8.5 |  | 7654 |  |  | 0 |  |  |  | 0
2018 | MO | Independence Solar Farm | 61092 | SPNO | SPP North | SUN | 3 |  | 5103 |  |  | 0 |  |  |  | 0
2018 | MO | Jackson (MO) | 2137 | SRMW | SERC Midwest | DFO | 28.3 |  | 147.001 | 2855.997 | 0.44268 | 6.0228 | 0.31 | EPA/NEI; Estimated using an emission factor | 2855.997 | 0.44268
2018 | MO | Jackson Square | 2134 | SPNO | SPP North | DFO | 36 |  | 635 | 14789 | 0.12763 | 0.40199 | 0.01726 | NEI avg EF - PM, fuel type, firing type | 14789 | 0.12763
2018 | MO | Jefferson Street Substation | 56599 | SRMW | SERC Midwest | DFO | 6 |  | 0
2018 | MO | Kahoka | 2138 | SRMW | SERC Midwest | NG | 7.4 |  | 1.002 | 29.999 | 0.0024827 | 4.9556 | 0.16552 | Estimated using an emission factor | 29.999 | 0.0024827
2018 | MO | Kansas City International | 6144 | SPNO | SPP North | NG | 36
2018 | MO | KCP&L SmartGrid Innovation Park | 59772 | SPNO | SPP North | MWH | 1 |  | 0
2018 | MO | Kennett | 2139 | SRMV | SERC Mississippi Valley | NG | 44.5 |  | 2555.999 | 27701.999 | 0.29499 | 0.23082 | 0.021297 | Estimated using an emission factor | 27701.999 | 0.29499
2018 | MO | Kings Point Wind Energy Center | 62475 | SPNO | SPP North | WND | 149.4
2018 | MO | Kirksville | 2083 | SRMW | SERC Midwest | NG | 15 |  | 0
2018 | MO | La Plata | 2140 | SRMW | SERC Midwest | DFO | 8.5 |  | 12 | 90 | 0.01395 | 2.325 | 0.31 | Estimated using an emission factor | 90 | 0.01395
2018 | MO | Lebanon Solar Farm (MO) | 61135 | SRMW | SERC Midwest | SUN | 2.5 |  | 4329 |  |  | 0 |  |  |  | 0
2018 | MO | Loess Hills | 56538 | SRMW | SERC Midwest | WND | 5 |  | 8563 |  |  | 0 |  |  |  | 0
2018 | MO | Lost Creek Wind Energy Facility | 57189 | SRMW | SERC Midwest | WND | 150 |  | 392757 |  |  | 0 |  |  |  | 0
2018 | MO | Macon | 2141 | SRMW | SERC Midwest | DFO | 11.2 |  | 0
2018 | MO | Macon Energy Center | 56127 | SRMW | SERC Midwest | NG | 10 | 0.45038 | 86948 | 474982.728 | 1.3023 | 0.029955 | 0.0054834 | NEI avg EF - PM, fuel type, firing type | 1054627 | 2.8915
2018 | MO | Macon Solar Power Project | 59729 | SRMW | SERC Midwest | SUN | 2.8 |  | 4097 |  |  | 0 |  |  |  | 0
2018 | MO | Main Street (MO) | 2162 | SPSO | SPP South | DFO | 15.3
2018 | MO | Malden | 2142 | SPSO | SPP South | DFO | 17.3 |  | 35 | 370.001 | 0.057505 | 3.286 | 0.31084 | EPA/NEI; Estimated using an emission factor | 370.001 | 0.057505
2018 | MO | Marceline | 7470 | SRMW | SERC Midwest | DFO | 9.6 |  | 8.82 | 107 | 0.016585 | 3.7608 | 0.31 | EPA/NEI; Estimated using an emission factor | 107 | 0.016585
2018 | MO | Marshall (MO) | 2144 | SPNO | SPP North | NG | 57.3 |  | 684.999 | 10078 | 0.051832 | 0.15133 | 0.010286 | EPA/NEI; Estimated using an emission factor | 10078 | 0.051832
2018 | MO | Marshall Solar Farm (MO) | 60707 | SRMW | SERC Midwest | SUN | 2.8 |  | 4259 |  |  | 0 |  |  |  | 0
2018 | MO | MBS Texbook Exchange | 62647 | SRMW | SERC Midwest | DFO | 2
2018 | MO | Memphis | 2145 | SRMW | SERC Midwest | DFO | 8.8 |  | 0
2018 | MO | Missouri Center for Waste to Energy | 58421 | SPNO | SPP North | LFG | 2.4 |  | 7829 | 74086 | 0.54453 | 0.13911 | 0.0147 | Estimated using an emission factor | 74086 | 0.54453
2018 | MO | Missouri City | 2171 | SRMW | SERC Midwest | BIT | 46
2018 | MO | Missouri S&T - Power Plant | 58923 | SRMW | SERC Midwest | DFO | 1.5 |  | 0
2018 | MO | MJMEUC Generating Station #1 | 56478 | SRMW | SERC Midwest | NG | 13.3 | 0.44426 | 112522 | 567955.983 | 1.5572 | 0.027677 | 0.0054834 | NEI avg EF - PM, fuel type, firing type | 1278426 | 3.5051
2018 | MO | Monroe (MO) | 2146 | SRMW | SERC Midwest | NG | 18.8 |  | 0
2018 | MO | MU Combined Heat and Power Plant | 50969 | SRMW | SERC Midwest | WDS | 91.4 | 0.26173 | 172925 | 969538.077 | 6.4275 | 0.074338 | 0.013259 | EPA/NEI; Estimated using an emission factor | 3704396.16 | 24.558
2018 | MO | Nevada | 2090 | SPNO | SPP North | DFO | 22 |  | -105 | 1766 | 0.01524 | 0 | 0.017259 | NEI avg EF - PM, fuel type, firing type | 1766 | 0.01524
2018 | MO | Niangua | 2099 | SRMW | SERC Midwest | WAT | 3 |  | 657 |  |  | 0 |  |  |  | 0
2018 | MO | Nixa Solar, LLC | 60673 | SRMW | SERC Midwest | SUN | 7.9 |  | 15036 |  |  | 0 |  |  |  | 0
2018 | MO | Noble Hill Landfill | 56404 | SPSO | SPP South | LFG | 3.2 |  | 11250 | 123820 | 0.91008 | 0.16179 | 0.0147 | Estimated using an emission factor | 123820 | 0.91008
2018 | MO | North Fork Ridge Wind Energy Center | 62478 | SPNO | SPP North | WND | 149.4
2018 | MO | O'Fallon Renewable Energy Center | 61826 | SRMW | SERC Midwest | SUN | 4.5 |  | 6148 |  |  | 0 |  |  |  | 0
2018 | MO | Osage Dam | 2106 | SRMW | SERC Midwest | WAT | 208 |  | 340041.002 |  |  | 0 |  |  |  | 0
2018 | MO | Osborn Wind Energy | 60672 | SPNO | SPP North | WND | 200.9 |  | 717352 |  |  | 0 |  |  |  | 0
2018 | MO | Overall Road Station | 56600 | SRMW | SERC Midwest | DFO | 8 |  | 24 | 428 | 0.06634 | 5.5283 | 0.31 | Estimated using an emission factor | 428 | 0.06634
2018 | MO | Ozark Beach | 6280 | SPNO | SPP North | WAT | 16 |  | 49345 |  |  | 0 |  |  |  | 0
2018 | MO | Poplar Bluff Generating Station | 7392 | SPSO | SPP South | DFO | 34.1 |  | 1811.999 | 20131 | 1.2834 | 1.4166 | 0.12751 | EPA/NEI; Estimated using an emission factor | 20131 | 1.2834
2018 | MO | Rock Creek Wind Project | 60655 | SPNO | SPP North | WND | 300 |  | 1080673 |  |  | 0 |  |  |  | 0
2018 | MO | Rolla Solar Farm (MO) | 60705 | SRMW | SERC Midwest | SUN | 2.8 |  | 4234 |  |  | 0 |  |  |  | 0
2018 | MO | Salisbury City of | 7400 | SPNO | SPP North | DFO | 6.4 |  | 0
2018 | MO | Shelbina Power #1 | 7405 | SRMW | SERC Midwest | DFO | 4.6 |  | 8 | 95 | 0.014725 | 3.6812 | 0.31 | Estimated using an emission factor | 95 | 0.014725
2018 | MO | Shelbina Power #2 | 7406 | SRMW | SERC Midwest | DFO | 6.6 |  | 38 | 409.001 | 0.063395 | 3.3366 | 0.31 | Estimated using an emission factor | 409.001 | 0.063395
2018 | MO | Shelbina Power #3 | 7860 | SRMW | SERC Midwest | DFO | 3.6 |  | 22 | 316 | 0.04898 | 4.4527 | 0.31 | Estimated using an emission factor | 316 | 0.04898
2018 | MO | Southwestern Bell Telephone | 54858 | SRMW | SERC Midwest | DFO | 17.2 | 1 | 24.001 | 286 | 0.044485 | 3.7069 | 0.31108 | Estimated using an emission factor | 286 | 0.044485
2018 | MO | Springfield Solar 1 LLC | 59110 | SPSO | SPP South | SUN | 4.9 |  | 8404 |  |  | 0 |  |  |  | 0
2018 | MO | St Joseph Landfill Generating Station | 58024 | SPNO | SPP North | LFG | 1.6 |  | 5253 | 85868 | 0.63113 | 0.24029 | 0.0147 | Estimated using an emission factor | 85868 | 0.63113
2018 | MO | Stanberry | 8110 | SRMW | SERC Midwest | NG | 4.9 |  | 0
2018 | MO | Station H | 2135 | SPNO | SPP North | NG | 43 |  | 9799 | 263604 | 0.72272 | 0.14751 | 0.0054834 | NEI avg EF - PM, fuel type, firing type | 263604 | 0.72272
2018 | MO | Station I | 2136 | SPNO | SPP North | DFO | 38 |  | 157 | 4091 | 0.035313 | 0.44984 | 0.017264 | NEI avg EF - PM, fuel type, firing type | 4091 | 0.035313
2018 | MO | Stockton Hydro | 2124 | SPNO | SPP North | WAT | 52 |  | 33084 |  |  | 0 |  |  |  | 0
2018 | MO | Sub 2 Generating Station | 56126 | SRMW | SERC Midwest | DFO | 3.6 |  | 0
2018 | MO | Sub 3 Generating Station | 56128 | SRMW | SERC Midwest | DFO | 7.2 |  | 0
2018 | MO | Table Rock | 2166 | SPSO | SPP South | WAT | 200 |  | 385536 |  |  | 0 |  |  |  | 0
2018 | MO | Taum Sauk | 2108 | SRMW | SERC Midwest | WAT | 408 |  | -121335 |  |  | 0 |  |  |  | 0
2018 | MO | Trenton Diesel | 2163 | SPNO | SPP North | DFO | 5.2
2018 | MO | Trenton North | 698 | SPNO | SPP North | DFO | 13.5 |  | 68 | 726 | 0.11238 | 3.3051 | 0.30957 | Estimated using an emission factor | 726 | 0.11238
2018 | MO | Trenton Solar Farm (MO) | 60704 | SPNO | SPP North | SUN | 2.8 |  | 4429 |  |  | 0 |  |  |  | 0
2018 | MO | Trenton South | 7935 | SPNO | SPP North | DFO | 14 |  | 72.002 | 778.001 | 0.12043 | 3.3453 | 0.3096 | Estimated using an emission factor | 778.001 | 0.12043
2018 | MO | Trigen St. Louis | 56309 | SRMW | SERC Midwest | NG | 38 | 0.42608 | 50605 | 265248.471 | 0.055967 | 0.0022119 | 0.000422 | EPA/NEI; Estimated using an emission factor | 622525.38 | 0.13135
2018 | MO | Unionville | 6563 | SRMW | SERC Midwest | DFO | 53.2
2018 | MO | Unionville City of | 2164 | SRMW | SERC Midwest | DFO | 8.7 |  | 14 | 269 | 0.041695 | 5.9564 | 0.31 | Estimated using an emission factor | 269 | 0.041695
2018 | MO | Viaduct | 2096 | SRMW | SERC Midwest | NG | 30.6
2018 | MO | Walton Street Substation | 56598 | SRMW | SERC Midwest | DFO | 6 |  | 5.001 | 108 | 0.01674 | 6.6947 | 0.31 | EPA/NEI; Estimated using an emission factor | 108 | 0.01674
2018 | MO | Waynesville Solar Farm (MO) | 60706 | SRMW | SERC Midwest | SUN | 2.8 |  | 4379 |  |  | 0 |  |  |  | 0
2018 | MO | White Cloud Wind Project, LLC | 62624 | SRMW | SERC Midwest | WND | 236.5
2018 | MO | Asbury | 2076 | SPNO | SPP North | SUB | 231.5 |  | 842928 | 9472520 | 0.28901 | 0.00068574 | 6.1021e-05 | EPA/NEI | 9472520 | 0.28901
2018 | MO | Audrain Power Plant | 55234 | SRMW | SERC Midwest | NG | 814.4 |  | 50473 | 597916 | 1.2699 | 0.05032 | 0.0042478 | EPA/NEI | 597916 | 1.2699
2018 | MO | Blue Valley | 2132 | SPNO | SPP North | NG | 176 |  | 19429 | 183111 | 0.2127 | 0.021895 | 0.0023232 | EPA/NEI | 183111 | 0.2127
2018 | MO | Chillicothe | 2122 | SPNO | SPP North | NG | 103.5 |  | 3020 | 48163 | 0.18821 | 0.12464 | 0.0078154 | NEI avg EF - PM, fuel type, firing type | 48163 | 0.18821
2018 | MO | Columbia | 2123 | SRMW | SERC Midwest | NG | 99.6 |  | 39851.998 | 319330 | 0.068656 | 0.0034455 | 0.00043 | EPA/NEI; Estimated using an emission factor | 319330 | 0.068656
2018 | MO | Columbia Energy Center (MO) | 55447 | SRMW | SERC Midwest | NG | 162.8 |  | 7817 | 91575 | 0.4044 | 0.10347 | 0.0088321 | EPA/NEI | 91575 | 0.4044
2018 | MO | Dogwood Energy Facility | 55178 | SPNO | SPP North | NG | 630 |  | 2047145 | 15076437 | 47.2121 | 0.046125 | 0.006263 | EPA/NEI | 15076437 | 47.2121
2018 | MO | Empire District Elec Co Energy Ctr | 6223 | SPNO | SPP North | NG | 379 |  | 117952 | 1554803 | 0.14771 | 0.0025045 | 0.00019 | EPA/NEI | 1554803 | 0.14771
2018 | MO | Essex Power Plant | 7749 | SRMW | SERC Midwest | NG | 229.2 |  | 33318 | 405620 | 2.6444 | 0.15874 | 0.013039 | EPA/NEI | 405620 | 2.6444
2018 | MO | Fairgrounds | 2082 | SRMW | SERC Midwest | DFO | 68.3 |  | 459 | 20261 | 0.0194 | 0.084532 | 0.001915 | EPA/NEI | 20261 | 0.0194
2018 | MO | Greenwood Energy Center | 6074 | SPNO | SPP North | NG | 261.8 |  | 14661 | 353110 | 0.03065 | 0.0041812 | 0.0001736 | EPA/NEI; Estimated using an emission factor | 353110 | 0.03065
2018 | MO | Hawthorn | 2079 | SPNO | SPP North | SUB | 1046.2 |  | 2980606 | 28344550 | 111.5615 | 0.074858 | 0.0078718 | EPA/NEI; Estimated using an emission factor | 28344550 | 111.5615
2018 | MO | Higginsville Municipal Power Plant | 2131 | SPNO | SPP North | NG | 51.6 |  | 6642 | 103787 | 0.3259 | 0.098133 | 0.0062802 | EPA/NEI | 103787 | 0.3259
2018 | MO | Holden Power Plant | 7848 | SRMW | SERC Midwest | NG | 321.3 |  | 149091 | 1826869 | 6.0318 | 0.080914 | 0.0066034 | EPA/NEI | 1826869 | 6.0318
2018 | MO | Iatan | 6065 | SPNO | SPP North | SUB | 1725 |  | 7824589 | 74300901 | 458.1533 | 0.11711 | 0.012332 | EPA/NEI | 74300901 | 458.1533
2018 | MO | James River | 2161 | SPSO | SPP South | NG | 450.5 |  | 117980 | 1636934 | 2.1731 | 0.036839 | 0.0026551 | EPA/NEI; Estimated using an emission factor | 1636934 | 2.1731
2018 | MO | John Twitty Energy Center | 6195 | SPSO | SPP South | SUB | 603 |  | 2572824 | 29239630 | 180.9223 | 0.14064 | 0.012375 | EPA/NEI | 29239630 | 180.9223
2018 | MO | Labadie | 2103 | SRMW | SERC Midwest | SUB | 2389.4 |  | 15765699 | 154818102 | 1470.772 | 0.18658 | 0.019 | EPA/NEI | 154818102 | 1470.772
2018 | MO | Lake Road | 2098 | SPNO | SPP North | NG | 278.4 | 0 | -12116 | 0 | 0 | 0 |  | EPA/NEI | 266236 | 0.3318
2018 | MO | McCartney Generating Station | 7903 | SPSO | SPP South | NG | 117.8 |  | 69310 | 809000 | 1.8798 | 0.054243 | 0.0046472 | EPA/NEI | 809000 | 1.8798
2018 | MO | Meramec | 2104 | SRMW | SERC Midwest | SUB | 1041 |  | -2313523 | 15442878 | 139.637 | 0 | 0.018084 | EPA/NEI; Estimated using an emission factor | 15442878 | 139.637
2018 | MO | Mexico | 6650 | SRMW | SERC Midwest | DFO | 60.7 |  | 312 | 13392 | 0.0495 | 0.31731 | 0.0073925 | EPA/NEI | 13392 | 0.0495
2018 | MO | Moberly | 6651 | SRMW | SERC Midwest | DFO | 60.6 |  | 279 | 14907 | 0.0105 | 0.075269 | 0.0014087 | EPA/NEI | 14907 | 0.0105
2018 | MO | Montrose | 2080 | SPNO | SPP North | SUB | 564 |  | 418074 | 5121492 | 48.6542 | 0.23275 | 0.019 | EPA/NEI | 5121492 | 48.6542
2018 | MO | Moreau | 6652 | SRMW | SERC Midwest | DFO | 60.8 |  | 279 | 13784 | 0.0201 | 0.14409 | 0.0029164 | EPA/NEI | 13784 | 0.0201
2018 | MO | New Madrid Power Plant | 2167 | SRMW | SERC Midwest | RC | 1300 |  | 7902543 | 72186246 | 420.4849 | 0.10642 | 0.01165 | EPA/NEI | 72186246 | 420.4849
2018 | MO | Nodaway Power Plant | 7754 | SRMW | SERC Midwest | NG | 315.6 |  | 10988 | 129486 | 0.4224 | 0.076884 | 0.0065243 | EPA/NEI | 129486 | 0.4224
2018 | MO | Northeast Generating Station | 2081 | SPNO | SPP North | DFO | 490.2 |  | 1584.002 | 112244 | 0.2085 | 0.26326 | 0.0037151 | EPA/NEI | 112244 | 0.2085
2018 | MO | Peno Creek Energy Center | 7964 | SRMW | SERC Midwest | NG | 240 |  | 92471 | 1022391 | 2.0154 | 0.04359 | 0.0039425 | EPA/NEI | 1022391 | 2.0154
2018 | MO | Ralph Green Station | 2092 | SPNO | SPP North | NG | 85 |  | 6509 | 187124 | 0.4247 | 0.1305 | 0.0045392 | EPA/NEI | 187124 | 0.4247
2018 | MO | Rush Island | 6155 | SRMW | SERC Midwest | RC | 1242 |  | 7766228 | 73827520 | 701.3615 | 0.18062 | 0.019 | EPA/NEI | 73827520 | 701.3615
2018 | MO | Sibley | 2094 | SPNO | SPP North | SUB | 524 |  | 966327 | 10115837 | 117.5966 | 0.24339 | 0.02325 | EPA/NEI | 10115837 | 117.5966
2018 | MO | Sikeston | 6768 | SPSO | SPP South | SUB | 261 |  | 1796819 | 17793214 | 169.0355 | 0.18815 | 0.019 | EPA/NEI | 17793214 | 169.0355
2018 | MO | Sioux | 2107 | SRMW | SERC Midwest | RC | 1099.4 |  | 5664891 | 59527731 | 563.1323 | 0.19881 | 0.01892 | EPA/NEI | 59527731 | 563.1323
2018 | MO | South Harper Peaking Facility | 56151 | SPNO | SPP North | NG | 351 |  | 38763.999 | 507974 | 0.1503 | 0.0077546 | 0.00059176 | EPA/NEI | 507974 | 0.1503
2018 | MO | St. Francis Power Plant | 7604 | SRMW | SERC Midwest | NG | 506.6 |  | 778242 | 5970686 | 2.3687 | 0.0060873 | 0.00079345 | EPA/NEI | 5970686 | 2.3687
2018 | MO | State Line (MO) | 7296 | SPNO | SPP North | NG | 690.5 |  | 2676937 | 19315902 | 1.835 | 0.001371 | 0.00019 | EPA/NEI | 19315902 | 1.835
2018 | MO | Thomas Hill Energy Center | 2168 | SRMW | SERC Midwest | RC | 1181.7 |  | 7799634 | 80156166 | 1.0513 | 0.00026958 | 2.6231e-05 | EPA/NEI | 80156166 | 1.0513
2018 | MS | Arkabutla Lake Hydroelectric Project | 62402 | SRTV | SERC Tennessee Valley | WAT | 5
2018 | MS | Benndale | 2068 | SRSO | SERC South | NG | 16.2 |  | 0
2018 | MS | CF Industries Yazoo City Complex | 10195 | SRMV | SERC Mississippi Valley | NG | 25 | 0.462 | 154926 | 881151.659 | 2.4158 | 0.031187 | 0.0054834 | NEI avg EF - PM, fuel type, firing type | 1907258 | 5.2291
2018 | MS | Columbus MS | 50184 | SRTV | SERC Tennessee Valley | BLQ | 128.6 | 0.17971 | 546682 | 2964698.313 | 12.9022 | 0.047202 | 0.0087039 | EPA/NEI; Estimated using an emission factor | 16496798.96 | 71.793
2018 | MS | Delta (MS) | 2051 | SRMV | SERC Mississippi Valley | NG | 225
2018 | MS | District 70 Transco Gas Pipe Line | 54744 | SRSO | SERC South | WH | 1.6
2018 | MS | Eaton | 2046 | SRSO | SERC South | NG | 77.7
2018 | MS | Enid Lake Hydroelectric Project | 62432 | SRTV | SERC Tennessee Valley | WAT | 5
2018 | MS | Ergon Refining Vicksburg | 54918 | SRMV | SERC Mississippi Valley | NG | 4.8 | 0.40016 | 40000 | 209636.827 | 0.57476 | 0.028738 | 0.0054834 | NEI avg EF - PM, fuel type, firing type | 523882 | 1.4363
2018 | MS | Georgia-Pacific Monticello Paper | 10610 | SRSO | SERC South | WDS | 81.5 | 0.46051 | 504768 | 2657097.705 | 11.4248 | 0.045267 | 0.0085994 | EPA/NEI; Estimated using an emission factor | 5769950 | 24.8092
2018 | MS | Georgia-Pacific Taylorsville Plywood | 61927 | SRSO | SERC South | NG | 7.2 | 0.96876 | 44973 | 529584.333 | 1.452 | 0.06457 | 0.0054834 | NEI avg EF - PM, fuel type, firing type | 546665 | 1.4988
2018 | MS | Grand Gulf | 6072 | SRMV | SERC Mississippi Valley | NUC | 1440 |  | 6919470 |  |  | 0 |  |  |  | 0
2018 | MS | Grenada Lake Hydroelectric Project | 62430 | SRTV | SERC Tennessee Valley | WAT | 10
2018 | MS | Gulfport Naval Base CSG PV System | 61208 | SRSO | SERC South | SUN | 3.5 |  | 6128 |  |  | 0 |  |  |  | 0
2018 | MS | Hattiesburg Solar Farm | 60552 | SRSO | SERC South | SUN | 50 |  | 90294 |  |  | 0 |  |  |  | 0
2018 | MS | Henderson | 2062 | SRMV | SERC Mississippi Valley | NG | 59 |  | 2606 | 45750.998 | 1.0052 | 0.77145 | 0.043942 | Estimated using an emission factor | 45750.998 | 1.0052
2018 | MS | International Paper Vicksburg Mill | 54100 | SRMV | SERC Mississippi Valley | BLQ | 50.5 | 0.13124 | 239885.23 | 1362126.204 | 13.9746 | 0.11651 | 0.020519 | EPA/NEI; Estimated using an emission factor | 10378541.068 | 106.4783
2018 | MS | L L Wilkins | 2059 | SRMV | SERC Mississippi Valley | NG | 55.2 |  | 226 | 10737.738 | 0.020637 | 0.18263 | 0.0038439 | EPA/NEI; Estimated using an emission factor | 10737.738 | 0.020637
2018 | MS | Leaf River Cellulose LLC | 10233 | SRSO | SERC South | BLQ | 50.4 | 0.13432 | 383534.21 | 2150113.712 | 6.2925 | 0.032813 | 0.0058531 | EPA/NEI; Estimated using an emission factor | 16006936.35 | 46.8453
2018 | MS | Meridian | 7719 | SRTV | SERC Tennessee Valley | DFO | 9 |  | 39 | 725 | 0.11238 | 5.7628 | 0.31 | Estimated using an emission factor | 725 | 0.11238
2018 | MS | Meridian II | 62164 | SRTV | SERC Tennessee Valley | SUN | 5
2018 | MS | Meridian III | 62163 | SRSO | SERC South | SUN | 52.5
2018 | MS | Mississippi Baptist Medical Center | 54203 | SRMV | SERC Mississippi Valley | NG | 4.2 | 0 | 0
2018 | MS | MPC1 | 7875 | SRSO | SERC South | NG | 360
2018 | MS | Natchez | 2052 | SRMV | SERC Mississippi Valley | NG | 66
2018 | MS | Paulding | 2071 | SRSO | SERC South | DFO | 20
2018 | MS | Prairie Bluff | 57408 | SRSO | SERC South | LFG | 1.6 |  | 12589 | 127532 | 0.93736 | 0.14892 | 0.0147 | Estimated using an emission factor | 127532 | 0.93736
2018 | MS | Sardis Lake Hydroelectric Project | 62425 | SRTV | SERC Tennessee Valley | WAT | 15
2018 | MS | SR Houston | 60853 | SRTV | SERC Tennessee Valley | SUN | 3.1 |  | 4526 |  |  | 0 |  |  |  | 0
2018 | MS | Sumrall I Solar Farm | 60306 | SRSO | SERC South | SUN | 52 |  | 116156 |  |  | 0 |  |  |  | 0
2018 | MS | Sumrall II Solar Farm | 60303 | SRSO | SERC South | SUN | 52 |  | 108749 |  |  | 0 |  |  |  | 0
2018 | MS | Third Street | 2060 | SRMV | SERC Mississippi Valley | NG | 13
2018 | MS | Wright | 2063 | SRMV | SERC Mississippi Valley | NG | 17.5
2018 | MS | Yazoo | 2067 | SRMV | SERC Mississippi Valley | NG | 34.1 |  | 0 | 2926 | 0.0084217 |  | 0.0057564 | EPA/NEI; Estimated using an emission factor | 2926 | 0.0084217
2018 | MS | Ackerman Combined Cycle Plant | 55694 | SRTV | SERC Tennessee Valley | NG | 850.5 |  | 3116556 | 22939341 | 2.1792 | 0.0013985 | 0.00019 | EPA/NEI | 22939341 | 2.1792
2018 | MS | Attala Generating Plant | 55220 | SRMV | SERC Mississippi Valley | NG | 551.3 |  | 2204188 | 16579335 | 1.575 | 0.0014291 | 0.00019 | EPA/NEI | 16579335 | 1.575
2018 | MS | Batesville Generation Facility | 55063 | SRTV | SERC Tennessee Valley | NG | 1183 |  | 3662717 | 27785742 | 2.6396 | 0.0014414 | 0.00019 | EPA/NEI | 27785742 | 2.6396
2018 | MS | Baxter Wilson | 2050 | SRMV | SERC Mississippi Valley | NG | 1327.6 |  | 946919 | 9645215 | 25.13 | 0.053077 | 0.0052109 | EPA/NEI | 9645215 | 25.13
2018 | MS | Caledonia | 55197 | SRTV | SERC Tennessee Valley | NG | 801 |  | 4064345 | 27740701 | 2.6354 | 0.0012968 | 0.00019 | EPA/NEI | 27740701 | 2.6354
2018 | MS | Chevron Cogenerating Station | 2047 | SRSO | SERC South | NG | 170.5 | 0.71163 | 1045740 | 5019289.401 | 0.47683 | 0.00091195 | 0.00019 | EPA/NEI | 7053187 | 0.67005
2018 | MS | Choctaw County Gen | 55706 | SRTV | SERC Tennessee Valley | NG | 899 |  | 5070830 | 36021059 | 62.89 | 0.024805 | 0.0034918 | EPA/NEI | 36021059 | 62.89
2018 | MS | Crossroads Energy Center (CPU) | 55395 | SRMV | SERC Mississippi Valley | NG | 306.4 |  | 64074 | 838654 | 1.0374 | 0.032381 | 0.002474 | EPA/NEI | 838654 | 1.0374
2018 | MS | Daniel Electric Generating Plant | 6073 | SRSO | SERC South | SUB | 2229 |  | 10735190 | 86019529 | 174.2431 | 0.032462 | 0.0040512 | EPA/NEI | 86019529 | 174.2431
2018 | MS | David M Ratcliffe | 57037 | SRSO | SERC South | NG | 840 |  | 3547541 | 26669913 | 75.8 | 0.042734 | 0.0056843 | EPA/NEI | 26669913 | 75.8
2018 | MS | Gerald Andrus | 8054 | SRMV | SERC Mississippi Valley | NG | 781.4 |  | 854270 | 10175014 | 17 | 0.0398 | 0.0033415 | EPA/NEI | 10175014 | 17
2018 | MS | Hinds Energy Facility | 55218 | SRMV | SERC Mississippi Valley | NG | 600.4 |  | 3154896 | 21772252 | 2.0684 | 0.0013112 | 0.00019 | EPA/NEI; Estimated using an emission factor | 21772252 | 2.0684
2018 | MS | Kemper County | 7960 | SRTV | SERC Tennessee Valley | DFO | 372 |  | 427454 | 5023401 | 15.77 | 0.073786 | 0.0062786 | EPA/NEI | 5023401 | 15.77
2018 | MS | Magnolia Combined Cycle Plant | 55451 | SRTV | SERC Tennessee Valley | NG | 1003.5 |  | 5554670 | 41689639 | 3.9605 | 0.001426 | 0.00019 | EPA/NEI | 41689639 | 3.9605
2018 | MS | Moselle Generating Plant | 2070 | SRSO | SERC South | NG | 510.5 |  | 968548 | 9053112 | 21.5756 | 0.044552 | 0.0047664 | EPA/NEI; Estimated using an emission factor | 9053112 | 21.5756
2018 | MS | R D Morrow Senior Generating Plant | 6061 | SRSO | SERC South | BIT | 400 |  | 119330 | 1510457 | 26.9607 | 0.45187 | 0.035699 | EPA/NEI | 1510457 | 26.9607
2018 | MS | Red Hills Generation Facility | 55076 | SRTV | SERC Tennessee Valley | RC | 513.7 |  | 2838854 | 38149007 | 217.4493 | 0.1532 | 0.0114 | EPA/NEI | 38149007 | 217.4493
2018 | MS | Rex Brown | 2053 | SRMV | SERC Mississippi Valley | NG | 349.2 |  | 158221 | 2558897 | 0.55016 | 0.0069544 | 0.00043 | EPA/NEI | 2558897 | 0.55016
2018 | MS | Silver Creek Generating Plant | 7988 | SRMV | SERC Mississippi Valley | NG | 250.5 |  | 132411.999 | 1715096 | 11.9392 | 0.18033 | 0.013922 | EPA/NEI | 1715096 | 11.9392
2018 | MS | Southaven Combined Cycle Plant | 55269 | SRTV | SERC Tennessee Valley | NG | 903.9 |  | 4013086 | 28423612 | 2.7002 | 0.0013457 | 0.00019 | EPA/NEI | 28423612 | 2.7002
2018 | MS | Sweatt Electric Generating Plant | 2048 | SRSO | SERC South | NG | 136.9 |  | 5128 | 90277 | 0.1912 | 0.074571 | 0.0042359 | EPA/NEI | 90277 | 0.1912
2018 | MS | Sylvarena Generating Plant | 7989 | SRMV | SERC Mississippi Valley | NG | 141 |  | 253034.001 | 2563116 | 0.2435 | 0.0019246 | 0.00019 | EPA/NEI | 2563116 | 0.2435
2018 | MS | Watson Electric Generating Plant | 2049 | SRSO | SERC South | NG | 1215.5 |  | 1360217 | 15433421 | 10.9925 | 0.016163 | 0.0014245 | EPA/NEI | 15433421 | 10.9925
2018 | MT | Basin Creek Plant | 55866 | NWPP | WECC Northwest | NG | 54.9 |  | 129764.997 | 1209385.998 | 0.25518 | 0.003933 | 0.000422 | Estimated using an emission factor | 1209385.998 | 0.25518
2018 | MT | Big Fork | 6459 | NWPP | WECC Northwest | WAT | 4.1 |  | 26132.001 |  |  | 0 |  |  |  | 0
2018 | MT | Big Timber Wind Farm | 61155 | NWPP | WECC Northwest | WND | 25 |  | 65813 |  |  | 0 |  |  |  | 0
2018 | MT | Black Bear Wind (MT) | 62808 | NWPP | WECC Northwest | WND | 80
2018 | MT | Black Eagle | 2181 | NWPP | WECC Northwest | WAT | 24 |  | 138717 |  |  | 0 |  |  |  | 0
2018 | MT | Black Eagle Solar, LLC | 61336 | NWPP | WECC Northwest | SUN | 3 |  | 6105 |  |  | 0 |  |  |  | 0
2018 | MT | Broadwater Power Project | 54006 | NWPP | WECC Northwest | WAT | 9.7 |  | 29691 |  |  | 0 |  |  |  | 0
2018 | MT | Canyon Ferry | 6400 | NWPP | WECC Northwest | WAT | 49.8 |  | 369392.001 |  |  | 0 |  |  |  | 0
2018 | MT | Clark Canyon Hydro-Electric Facility | 60483 | NWPP | WECC Northwest | WAT | 4.8
2018 | MT | Cochrane | 2182 | NWPP | WECC Northwest | WAT | 60.4 |  | 326280 |  |  | 0 |  |  |  | 0
2018 | MT | Colstrip Energy LP | 10784 | NWPP | WECC Northwest | WC | 46.1 |  | 327552 | 4506304.832 | 13.981 | 0.085366 | 0.0062051 | NEI avg EF - PM, fuel type, firing type | 4506304.832 | 13.981
2018 | MT | Crazy Mountain Wind LLC | 61859 | NWPP | WECC Northwest | WND | 80
2018 | MT | Diamond Willow Wind Facility | 56782 | MROW | MRO West | WND | 30 |  | 85815 |  |  | 0 |  |  |  | 0
2018 | MT | Fairfield Wind | 58966 | NWPP | WECC Northwest | WND | 10 |  | 27581 |  |  | 0 |  |  |  | 0
2018 | MT | Flint Creek Hydroelectric LLC | 58392 | NWPP | WECC Northwest | WAT | 2 |  | 15210 |  |  | 0 |  |  |  | 0
2018 | MT | Fort Peck | 6623 | MROW | MRO West | WAT | 185.3 |  | 1239865 |  |  | 0 |  |  |  | 0
2018 | MT | Fresno Dam Site Water Power Project | 61061 | NWPP | WECC Northwest | WAT | 1.5
2018 | MT | Gordon Butte Wind LLC | 57748 | NWPP | WECC Northwest | WND | 9.6 |  | 38720 |  |  | 0 |  |  |  | 0
2018 | MT | Great Divide Solar, LLC | 61335 | NWPP | WECC Northwest | SUN | 3 |  | 6149 |  |  | 0 |  |  |  | 0
2018 | MT | Green Meadow Solar, LLC | 61291 | NWPP | WECC Northwest | SUN | 3 |  | 6157 |  |  | 0 |  |  |  | 0
2018 | MT | Greenfield Wind - MT | 60486 | NWPP | WECC Northwest | WND | 25 |  | 79995 |  |  | 0 |  |  |  | 0
2018 | MT | Grizzly Wind LLC | 62802 | NWPP | WECC Northwest | WND | 80
2018 | MT | Hauser | 2185 | NWPP | WECC Northwest | WAT | 20.5 |  | 118094.001 |  |  | 0 |  | EPA/NEI; Estimated using an emission factor |  | 0
2018 | MT | Holter | 2186 | NWPP | WECC Northwest | WAT | 38.4 |  | 341811 |  |  | 0 |  |  |  | 0
2018 | MT | Horse Thief Wind Project, LLC | 59758 | NWPP | WECC Northwest | WND | 80
2018 | MT | Horseshoe Bend Wind Park | 56591 | NWPP | WECC Northwest | WND | 9 |  | 22191 |  |  | 0 |  |  |  | 0
2018 | MT | Hungry Horse | 2203 | NWPP | WECC Northwest | WAT | 428 |  | 998990 |  |  | 0 |  |  |  | 0
2018 | MT | J E Corette Plant | 2187 | NWPP | WECC Northwest | SUB | 172.8
2018 | MT | Jawbone Wind Project | 58175 | NWPP | WECC Northwest | WND | 80
2018 | MT | Judith Gap Wind Energy Center | 56377 | NWPP | WECC Northwest | WND | 135 |  | 429673 |  |  | 0 |  |  |  | 0
2018 | MT | Libby | 6172 | NWPP | WECC Northwest | WAT | 525 |  | 2056393 |  |  | 0 |  |  |  | 0
2018 | MT | Madison Dam | 6422 | NWPP | WECC Northwest | WAT | 8.8 |  | 62610 |  |  | 0 |  |  |  | 0
2018 | MT | Magpie Solar, LLC | 61337 | NWPP | WECC Northwest | SUN | 3 |  | 5885 |  |  | 0 |  |  |  | 0
2018 | MT | Martinsdale Wind Farm | 61108 | NWPP | WECC Northwest | WND | 80
2018 | MT | Miles City GT | 2177 | MROW | MRO West | NG | 23.3 |  | 150 | 4447 | 0.012192 | 0.16256 | 0.0054834 | NEI avg EF - PM, fuel type, firing type | 4447 | 0.012192
2018 | MT | Milltown | 2190 | NWPP | WECC Northwest | WAT | 3
2018 | MT | Morony | 2191 | NWPP | WECC Northwest | WAT | 63 |  | 323972 |  |  | 0 |  |  |  | 0
2018 | MT | Mud Springs Wind Project, LLC | 59756 | NWPP | WECC Northwest | WND | 80
2018 | MT | Musselshell Wind Project | 57963 | NWPP | WECC Northwest | WND | 10 |  | 18209 |  |  | 0 |  |  |  | 0
2018 | MT | Musselshell Wind Project Two LLC | 57965 | NWPP | WECC Northwest | WND | 10 |  | 22400 |  |  | 0 |  |  |  | 0
2018 | MT | Mystic | 2192 | NWPP | WECC Northwest | WAT | 12 |  | 61328 |  |  | 0 |  |  |  | 0
2018 | MT | NaturEner Glacier Wind Energy 1 | 57049 | NWPP | WECC Northwest | WND | 106.5 |  | 260131 |  |  | 0 |  |  |  | 0
2018 | MT | NaturEner Glacier Wind Energy 2 | 57050 | NWPP | WECC Northwest | WND | 103.5 |  | 248208 |  |  | 0 |  |  |  | 0
2018 | MT | NaturEner Rim Rock Energy | 57995 | NWPP | WECC Northwest | WND | 189 |  | 628130 |  |  | 0 |  |  |  | 0
2018 | MT | New Colony Wind Project | 60718 | NWPP | WECC Northwest | WND | 23.1
2018 | MT | Noxon Rapids | 2199 | NWPP | WECC Northwest | WAT | 569.5 |  | 1840622 |  |  | 0 |  |  |  | 0
2018 | MT | OREG 1 Inc | 56833 | MROW | MRO West | WH | 30 |  | 164341 |  |  | 0 |  |  |  | 0
2018 | MT | OREG 2 Inc | 56880 | MROW | MRO West | WH | 30 |  | 140331 |  |  | 0 |  |  |  | 0
2018 | MT | Phillips 66 Billings Refinery | 56496 | NWPP | WECC Northwest | OG | 1.6 |  | 0
2018 | MT | Pryor Caves Wind Project, LLC | 59757 | NWPP | WECC Northwest | WND | 80
2018 | MT | Rainbow (MT) | 2193 | NWPP | WECC Northwest | WAT | 95.6 |  | 398801 |  |  | 0 |  | EPA/NEI; Estimated using an emission factor |  | 0
2018 | MT | River Bend Solar, LLC | 61289 | NWPP | WECC Northwest | SUN | 2 |  | 3916 |  |  | 0 |  |  |  | 0
2018 | MT | Ryan | 2194 | NWPP | WECC Northwest | WAT | 52.8 |  | 470678 |  |  | 0 |  |  |  | 0
2018 | MT | Sand Creek Wind Farm | 60595 | MROW | MRO West | WND | 75
2018 | MT | Selis Ksanka Qlispe | 2188 | NWPP | WECC Northwest | WAT | 207.6 |  | 975718 |  |  | 0 |  |  |  | 0
2018 | MT | Sidney MT Plant | 57914 | NWPP | WECC Northwest | LIG | 4 | 0.041835 | 8902 | 50636.846 | 0.31628 | 0.071058 | 0.012492 | NEI avg EF - PM, fuel type | 1210392.87 | 7.5602
2018 | MT | South Dry Creek Hydro | 10138 | NWPP | WECC Northwest | WAT | 2 |  | 5321 |  |  | 0 |  |  |  | 0
2018 | MT | South Mills Solar, LLC | 61290 | NWPP | WECC Northwest | SUN | 3 |  | 5800 |  |  | 0 |  |  |  | 0
2018 | MT | South Peak Wind | 62939 | NWPP | WECC Northwest | WND | 80
2018 | MT | Spion Kop Wind Farm | 58218 | NWPP | WECC Northwest | WND | 40 |  | 124402 |  |  | 0 |  |  |  | 0
2018 | MT | Stillwater Wind, LLC | 61858 | NWPP | WECC Northwest | WND | 80 |  | 70093 |  |  | 0 |  |  |  | 0
2018 | MT | Stoltze CoGen1 | 58523 | NWPP | WECC Northwest | WDS | 2.8 | 0.27807 | 21331 | 157164.121 | 1.7926 | 0.16808 | 0.022812 | NEI avg EF - PM, fuel type | 565201 | 6.4467
2018 | MT | Thompson Falls | 2195 | NWPP | WECC Northwest | WAT | 98.1 |  | 460628.001 |  |  | 0 |  |  |  | 0
2018 | MT | Tiber Dam Hydroelectric Plant | 56499 | NWPP | WECC Northwest | WAT | 7.5 |  | 53530 |  |  | 0 |  |  |  | 0
2018 | MT | Turnbull Hydro | 57690 | NWPP | WECC Northwest | WAT | 13 |  | 31807 |  |  | 0 |  |  |  | 0
2018 | MT | Two Dot Wind Farm | 59003 | NWPP | WECC Northwest | WND | 9.7 |  | 14374 |  |  | 0 |  |  |  | 0
2018 | MT | Western Sugar Cooperative - Billings | 62319 | NWPP | WECC Northwest | BIT | 1.5 | 0.02273 | 5443 | 31664.952 | 0.70435 | 0.25881 | 0.044488 | NEI avg EF - PM, fuel type | 1393115 | 30.9876
2018 | MT | Yellowstone Energy LP | 50931 | NWPP | WECC Northwest | PC | 68 | 0.47548 | 442910 | 3505630.297 | 11.0493 | 0.049894 | 0.0063037 | NEI avg EF - PM, fuel type | 7372739.932 | 23.2379
2018 | MT | Yellowtail | 2204 | RMPA | WECC Rockies | WAT | 268.8 |  | 1059019 |  |  | 0 |  |  |  | 0
2018 | MT | Colstrip | 6076 | NWPP | WECC Northwest | SUB | 2363.4 |  | 12656682 | 138873539 | 3714.8675 | 0.58702 | 0.0535 | EPA/NEI | 138873539 | 3714.8675
2018 | MT | Culbertson Station | 56606 | MROW | MRO West | NG | 91 |  | 110554 | 1103301 | 3.78 | 0.068383 | 0.0068522 | EPA/NEI | 1103301 | 3.78
2018 | MT | Glendive Generating Station | 2176 | MROW | MRO West | NG | 83.7 |  | 1814 | 21519 | 0.0020443 | 0.002254 | 0.00019 | EPA/NEI | 21519 | 0.0020443
2018 | MT | Hardin Generating Station | 55749 | NWPP | WECC Northwest | SUB | 115.7 |  | 147378 | 2182508 | 77.7519 | 1.0551 | 0.07125 | EPA/NEI | 2182508 | 77.7519
2018 | MT | Lewis & Clark | 6089 | MROW | MRO West | LIG | 68.6 |  | 242808 | 3203249 | 145.1072 | 1.1952 | 0.0906 | EPA/NEI | 3203249 | 145.1072
2018 | MT | Mill Creek Generating Station | 56908 | NWPP | WECC Northwest | NG | 203.1 |  | 220857 | 2761548 | 31.5688 | 0.28588 | 0.022863 | EPA/NEI | 2761548 | 31.5688
2018 | NC | 1025 Traveller Solar, LLC | 62660 | SRVC | SERC Virginia/Carolina | SUN | 5
2018 | NC | 1047 Little Mountain Solar, LLC | 62661 | SRVC | SERC Virginia/Carolina | SUN | 3
2018 | NC | 231 Dixon 74 Solar I, LLC | 61195 | SRVC | SERC Virginia/Carolina | SUN | 2 |  | 3972 |  |  | 0 |  |  |  | 0
2018 | NC | 4Oaks | 59534 | SRVC | SERC Virginia/Carolina | SUN | 5 |  | 7837 |  |  | 0 |  |  |  | 0
2018 | NC | 510 REPP One | 57363 | SRVC | SERC Virginia/Carolina | SUN | 1.3 |  | 1882 |  |  | 0 |  |  |  | 0
2018 | NC | ABD Farms | 61525 | SRVC | SERC Virginia/Carolina | SUN | 5 |  | 8650 |  |  | 0 |  |  |  | 0
2018 | NC | Achilles Solar | 62621 | SRVC | SERC Virginia/Carolina | SUN | 5
2018 | NC | Adams Solar | 60949 | SRVC | SERC Virginia/Carolina | SUN | 2
2018 | NC | Ahoskie | 59795 | SRVC | SERC Virginia/Carolina | SUN | 5 |  | 7324 |  |  | 0 |  |  |  | 0
2018 | NC | Ajax Solar | 60288 | SRVC | SERC Virginia/Carolina | SUN | 5 |  | 3947 |  |  | 0 |  |  |  | 0
2018 | NC | Albemarle Hospital Unit | 56339 | SRVC | SERC Virginia/Carolina | DFO | 1.8 | 1 | 66 | 820 | 0.1271 | 3.8515 | 0.31 | Estimated using an emission factor | 820 | 0.1271
2018 | NC | Albemarle Prime Power Park | 56263 | SRVC | SERC Virginia/Carolina | DFO | 3.6 |  | 78 | 1531 | 0.23746 | 6.0887 | 0.3102 | Estimated using an emission factor | 1531 | 0.23746
2018 | NC | Albemarle Solar Center LLC | 58806 | SRVC | SERC Virginia/Carolina | SUN | 5 |  | 9157 |  |  | 0 |  |  |  | 0
2018 | NC | Albertson Solar LLC | 59901 | SRVC | SERC Virginia/Carolina | SUN | 5 |  | 10788 |  |  | 0 |  |  |  | 0
2018 | NC | Alexis Solar | 60139 | SRVC | SERC Virginia/Carolina | SUN | 5
2018 | NC | Alpha Value Solar | 62054 | SRVC | SERC Virginia/Carolina | SUN | 5
2018 | NC | AM Best Farm | 58344 | SRVC | SERC Virginia/Carolina | SUN | 5 |  | 8253 |  |  | 0 |  |  |  | 0
2018 | NC | American Legion PV 1 | 59516 | SRVC | SERC Virginia/Carolina | SUN | 16 |  | 23009 |  |  | 0 |  |  |  | 0
2018 | NC | Amethyst Solar | 58730 | SRVC | SERC Virginia/Carolina | SUN | 3 |  | 5839 |  |  | 0 |  |  |  | 0
2018 | NC | Anderson Farm LLC | 59115 | SRVC | SERC Virginia/Carolina | SUN | 1.9 |  | 3952 |  |  | 0 |  |  |  | 0
2018 | NC | Andrew Solar | 59497 | SRVC | SERC Virginia/Carolina | SUN | 5 |  | 9388 |  |  | 0 |  |  |  | 0
2018 | NC | Angel Solar | 58731 | SRVC | SERC Virginia/Carolina | SUN | 5 |  | 9198 |  |  | 0 |  |  |  | 0
2018 | NC | Angier Farm | 58867 | SRVC | SERC Virginia/Carolina | SUN | 5 |  | 7463 |  |  | 0 |  |  |  | 0
2018 | NC | Anna Solar | 60176 | SRVC | SERC Virginia/Carolina | SUN | 5
2018 | NC | Apple Data Center - Fuel Cell 1&2 | 58264 | SRVC | SERC Virginia/Carolina | LFG | 10.5 |  | 69052 | 536878 | 0 | 0 | 0 | Estimated using an emission factor | 536878 | 0
2018 | NC | Apple Data Center - PV2 | 58701 | SRVC | SERC Virginia/Carolina | SUN | 20 |  | 37236 |  |  | 0 |  |  |  | 0
2018 | NC | Apple Data Center PV | 57994 | SRVC | SERC Virginia/Carolina | SUN | 21 |  | 37908 |  |  | 0 |  |  |  | 0
2018 | NC | Apple Data Center PV3 | 59474 | SRVC | SERC Virginia/Carolina | SUN | 17.5 |  | 35442 |  |  | 0 |  |  |  | 0
2018 | NC | Apple One | 58828 | SRVC | SERC Virginia/Carolina | SUN | 5 |  | 9361 |  |  | 0 |  |  |  | 0
2018 | NC | Ararat Rock Solar, LLC | 58492 | SRVC | SERC Virginia/Carolina | SUN | 3.5 |  | 5614 |  |  | 0 |  |  |  | 0
2018 | NC | Arba Solar, LLC | 58801 | SRVC | SERC Virginia/Carolina | SUN | 2 |  | 3164 |  |  | 0 |  |  |  | 0
2018 | NC | Arborgate Solar | 62623 | SRVC | SERC Virginia/Carolina | SUN | 5
2018 | NC | Archer Daniels Midland Southport | 54316 | SRVC | SERC Virginia/Carolina | NG | 52.5 | 1 | 2747.001 | 41094.999 | 0.11267 | 0.082031 | 0.0054834 | NEI avg EF - PM, fuel type, firing type | 41094.999 | 0.11267
2018 | NC | Arndt Farm | 58315 | SRVC | SERC Virginia/Carolina | SUN | 5 |  | 8549 |  |  | 0 |  |  |  | 0
2018 | NC | Arthur Solar, LLC | 62136 | SRVC | SERC Virginia/Carolina | SUN | 5 |  | 3421 |  |  | 0 |  |  |  | 0
2018 | NC | Ashley Solar Farm | 59566 | SRVC | SERC Virginia/Carolina | SUN | 4 |  | 6954 |  |  | 0 |  |  |  | 0
2018 | NC | Aspen Solar, LLC | 59694 | SRVC | SERC Virginia/Carolina | SUN | 5 |  | 8890 |  |  | 0 |  |  |  | 0
2018 | NC | Atkinson Farm Solar | 60982 | SRVC | SERC Virginia/Carolina | SUN | 5 |  | 8257 |  |  | 0 |  |  |  | 0
2018 | NC | Atkinson Solar II | 62096 | SRVC | SERC Virginia/Carolina | SUN | 1.9 |  | 830 |  |  | 0 |  |  |  | 0
2018 | NC | Audrey Solar | 58732 | SRVC | SERC Virginia/Carolina | SUN | 3 |  | 4890 |  |  | 0 |  |  |  | 0
2018 | NC | Augustus Farm, LLC | 60313 | SRVC | SERC Virginia/Carolina | SUN | 4.9 |  | 9903 |  |  | 0 |  |  |  | 0
2018 | NC | Aulander Holloman Solar, LLC | 62340 | SRVC | SERC Virginia/Carolina | SUN | 80 |  | 38.61 |  |  | 0 |  |  |  | 0
2018 | NC | Austin Solar | 58733 | SRVC | SERC Virginia/Carolina | SUN | 2
2018 | NC | Auten Road Farm, LLC | 60634 | SRVC | SERC Virginia/Carolina | SUN | 5 |  | 7566 |  |  | 0 |  |  |  | 0
2018 | NC | Avalon Hydropower | 54801 | SRVC | SERC Virginia/Carolina | WAT | 1.2 |  | 4858 |  |  | 0 |  |  |  | 0
2018 | NC | Ayrshire | 58792 | SRVC | SERC Virginia/Carolina | SUN | 19.4 |  | 35331 |  |  | 0 |  |  |  | 0
2018 | NC | Badger | 62603 | SRVC | SERC Virginia/Carolina | SUN | 5
2018 | NC | Bailey Farm LLC | 59127 | SRVC | SERC Virginia/Carolina | SUN | 5 |  | 8998 |  |  | 0 |  |  |  | 0
2018 | NC | Bakatsias Solar | 61527 | SRVC | SERC Virginia/Carolina | SUN | 5 |  | 6929 |  |  | 0 |  |  |  | 0
2018 | NC | Baker PV 1 | 59517 | SRVC | SERC Virginia/Carolina | SUN | 5 |  | 7817 |  |  | 0 |  |  |  | 0
2018 | NC | Balsam | 59828 | SRVC | SERC Virginia/Carolina | SUN | 5 |  | 9024 |  |  | 0 |  |  |  | 0
2018 | NC | Baltimore Church Solar, LLC | 60144 | SRVC | SERC Virginia/Carolina | SUN | 5.4 |  | 7830 |  |  | 0 |  |  |  | 0
2018 | NC | Barker Solar, LLC | 61194 | SRVC | SERC Virginia/Carolina | SUN | 5 |  | 9185 |  |  | 0 |  |  |  | 0
2018 | NC | Barnhill Road Solar, LLC | 60782 | SRVC | SERC Virginia/Carolina | SUN | 3.1 |  | 5704 |  |  | 0 |  |  |  | 0
2018 | NC | Battleboro Farm | 60369 | SRVC | SERC Virginia/Carolina | SUN | 5.2 |  | 7967 |  |  | 0 |  |  |  | 0
2018 | NC | Battleground | 59038 | SRVC | SERC Virginia/Carolina | SUN | 3.5 |  | 5615 |  |  | 0 |  |  |  | 0
2018 | NC | Bay Branch Solar | 60601 | SRVC | SERC Virginia/Carolina | SUN | 5 |  | 5 |  |  | 0 |  |  |  | 0
2018 | NC | Bayboro Solar Farm | 61528 | SRVC | SERC Virginia/Carolina | SUN | 5 |  | 5680 |  |  | 0 |  |  |  | 0
2018 | NC | Bear Creek Dam | 2741 | SRVC | SERC Virginia/Carolina | WAT | 9 |  | 37232 |  |  | 0 |  |  |  | 0
2018 | NC | Bear Creek Solar | 61351 | SRVC | SERC Virginia/Carolina | SUN | 2 |  | 3918 |  |  | 0 |  |  |  | 0
2018 | NC | Bear Poplar Solar | 61130 | SRVC | SERC Virginia/Carolina | SUN | 5
2018 | NC | Bearford Farm Solar Project | 59567 | SRVC | SERC Virginia/Carolina | SUN | 5 |  | 9102 |  |  | 0 |  |  |  | 0
2018 | NC | Bearford Solar II | 59488 | SRVC | SERC Virginia/Carolina | SUN | 4.9 |  | 7365 |  |  | 0 |  |  |  | 0
2018 | NC | BearPond Solar Center LLC | 58955 | SRVC | SERC Virginia/Carolina | SUN | 4.8 |  | 8874 |  |  | 0 |  |  |  | 0
2018 | NC | Beaufort Solar, LLC | 59887 | SRVC | SERC Virginia/Carolina | SUN | 15 |  | 27039 |  |  | 0 |  |  |  | 0
2018 | NC | Beetle Solar | 59511 | SRVC | SERC Virginia/Carolina | SUN | 4 |  | 6778 |  |  | 0 |  |  |  | 0
2018 | NC | Belwood Farm | 58314 | SRVC | SERC Virginia/Carolina | SUN | 4 |  | 7184 |  |  | 0 |  |  |  | 0
2018 | NC | Benthall Bridge PV 1 | 59515 | SRVC | SERC Virginia/Carolina | SUN | 5 |  | 8418 |  |  | 0 |  |  |  | 0
2018 | NC | Bernhardt Furniture Solar Farm | 60881 | SRVC | SERC Virginia/Carolina | SUN | 1.1 |  | 648 |  |  | 0 |  |  |  | 0
2018 | NC | Bethel Price Solar, LLC | 58843 | SRVC | SERC Virginia/Carolina | SUN | 5 |  | 7009 |  |  | 0 |  |  |  | 0
2018 | NC | Bethel Solar | 59173 | SRVC | SERC Virginia/Carolina | SUN | 5 |  | 7543 |  |  | 0 |  |  |  | 0
2018 | NC | Beulaville | 59039 | SRVC | SERC Virginia/Carolina | SUN | 2 |  | 3374 |  |  | 0 |  |  |  | 0
2018 | NC | BG Stewart Solar Farm, LLC | 59930 | SRVC | SERC Virginia/Carolina | SUN | 5 |  | 9027 |  |  | 0 |  |  |  | 0
2018 | NC | Biltmore Solar Fields | 61271 | SRVC | SERC Virginia/Carolina | SUN | 1.5 |  | 1959 |  |  | 0 |  |  |  | 0
2018 | NC | Binks Solar | 58737 | SRVC | SERC Virginia/Carolina | SUN | 4
2018 | NC | Biscoe Solar LLC | 58667 | SRVC | SERC Virginia/Carolina | SUN | 5 |  | 9011 |  |  | 0 |  |  |  | 0
2018 | NC | Bizzell Church Solar 1, LLC | 60401 | SRVC | SERC Virginia/Carolina | SUN | 5.2 |  | 9423 |  |  | 0 |  |  |  | 0
2018 | NC | Bizzell Church Solar 2 | 61158 | SRVC | SERC Virginia/Carolina | SUN | 5 |  | 9245 |  |  | 0 |  |  |  | 0
2018 | NC | Blackburn Landfill Co-Generation | 55488 | SRVC | SERC Virginia/Carolina | LFG | 2.9 | 0.42023 | 15659 | 84467.185 | 0.62084 | 0.079295 | 0.0147 | Estimated using an emission factor | 201001.001 | 1.4774
2018 | NC | Bladen Solar | 61561 | SRVC | SERC Virginia/Carolina | SUN | 50 |  | 103952 |  |  | 0 |  |  |  | 0
2018 | NC | Bladenboro Farm | 58868 | SRVC | SERC Virginia/Carolina | SUN | 5 |  | 8326 |  |  | 0 |  |  |  | 0
2018 | NC | Bladenboro Solar 2 | 62101 | SRVC | SERC Virginia/Carolina | SUN | 4.5 |  | 2315 |  |  | 0 |  |  |  | 0
2018 | NC | Bladenboro Solar, LLC | 61283 | SRVC | SERC Virginia/Carolina | SUN | 4.8 |  | 9510 |  |  | 0 |  |  |  | 0
2018 | NC | Blue Bird Solar | 60177 | SRVC | SERC Virginia/Carolina | SUN | 4
2018 | NC | Blueberry One | 58605 | SRVC | SERC Virginia/Carolina | SUN | 5 |  | 9499 |  |  | 0 |  |  |  | 0
2018 | NC | Boaz Farm Solar | 61157 | SRVC | SERC Virginia/Carolina | SUN | 5 |  | 9124 |  |  | 0 |  |  |  | 0
2018 | NC | Bolton Farm | 58349 | SRVC | SERC Virginia/Carolina | SUN | 5 |  | 8736 |  |  | 0 |  |  |  | 0
2018 | NC | Bondi Solar | 61352 | SRVC | SERC Virginia/Carolina | SUN | 5 |  | 6739 |  |  | 0 |  |  |  | 0
2018 | NC | Bonnie Solar | 60175 | SRVC | SERC Virginia/Carolina | SUN | 5
2018 | NC | Boseman Solar Center LLC | 58807 | SRVC | SERC Virginia/Carolina | SUN | 5 |  | 8495 |  |  | 0 |  |  |  | 0
2018 | NC | Bostic Delivery No 2 | 56547 | SRVC | SERC Virginia/Carolina | DFO | 1 |  | -15 | 12 | 0.00186 | 0 | 0.31 | Estimated using an emission factor | 12 | 0.00186
2018 | NC | Boykin PV1 | 59996 | SRVC | SERC Virginia/Carolina | SUN | 17
2018 | NC | Bradley Farm (Dudley) | 62593 | SRVC | SERC Virginia/Carolina | SUN | 5
2018 | NC | Bradley PV1 | 59154 | SRVC | SERC Virginia/Carolina | SUN | 5 |  | 7835 |  |  | 0 |  |  |  | 0
2018 | NC | Brantley Solar | 60623 | SRVC | SERC Virginia/Carolina | SUN | 50.2 |  | 15225 |  |  | 0 |  |  |  | 0
2018 | NC | BRE | 59706 | SRVC | SERC Virginia/Carolina | SUN | 5 |  | 8478 |  |  | 0 |  |  |  | 0
2018 | NC | BRE NC Solar 2 | 60626 | SRVC | SERC Virginia/Carolina | SUN | 5
2018 | NC | BRE NC Solar 3 | 60627 | SRVC | SERC Virginia/Carolina | SUN | 5
2018 | NC | BRE NC Solar 4 | 60628 | SRVC | SERC Virginia/Carolina | SUN | 5
2018 | NC | Bridgewater | 2719 | SRVC | SERC Virginia/Carolina | WAT | 27.7 |  | 117680 |  |  | 0 |  |  |  | 0
2018 | NC | Broad River Solar, LLC | 62822 | SRVC | SERC Virginia/Carolina | SUN | 50
2018 | NC | Broadridge Solar, LLC | 61218 | SRVC | SERC Virginia/Carolina | SUN | 5 |  | 9691 |  |  | 0 |  |  |  | 0
2018 | NC | Broadway Solar Center, LLC | 59762 | SRVC | SERC Virginia/Carolina | SUN | 5 |  | 9114 |  |  | 0 |  |  |  | 0
2018 | NC | Brooke Solar | 60140 | SRVC | SERC Virginia/Carolina | SUN | 4.5
2018 | NC | Brunswick Nuclear | 6014 | SRVC | SERC Virginia/Carolina | NUC | 2003.2 |  | 14626967 |  |  | 0 |  |  |  | 0
2018 | NC | Buckleberry Solar | 61693 | SRVC | SERC Virginia/Carolina | SUN | 52.1 |  | 2086 |  |  | 0 |  |  |  | 0
2018 | NC | Buddy Solar | 58735 | SRVC | SERC Virginia/Carolina | SUN | 4 |  | 5897 |  |  | 0 |  |  |  | 0
2018 | NC | Bullock Solar, LLC | 61512 | SRVC | SERC Virginia/Carolina | SUN | 50 |  | 98856 |  |  | 0 |  |  |  | 0
2018 | NC | Bunn Level Farm, LLC | 60636 | SRVC | SERC Virginia/Carolina | SUN | 5 |  | 9503 |  |  | 0 |  |  |  | 0
2018 | NC | Burgaw Solar, LLC | 62240 | SRVC | SERC Virginia/Carolina | SUN | 5
2018 | NC | Buxton | 2783 | SRVC | SERC Virginia/Carolina | DFO | 15 |  | 192 | 5927 | 0.91838 | 9.5664 | 0.3099 | Estimated using an emission factor | 5927 | 0.91838
2018 | NC | Cabaniss Solar | 60430 | SRVC | SERC Virginia/Carolina | SUN | 4.2
2018 | NC | Camden Dam Solar, LLC | 62330 | SRVC | SERC Virginia/Carolina | SUN | 5
2018 | NC | Camp Lejeune Solar | 59966 | SRVC | SERC Virginia/Carolina | SUN | 12.8 |  | 19769 |  |  | 0 |  |  |  | 0
2018 | NC | Candace Solar | 59499 | SRVC | SERC Virginia/Carolina | SUN | 5 |  | 9060 |  |  | 0 |  |  |  | 0
2018 | NC | Canton North Carolina | 50244 | SRVC | SERC Virginia/Carolina | BLQ | 52.5 | 0.087863 | 309736 | 1756844.508 | 15.625 | 0.10089 | 0.017788 | NEI avg EF - PM, fuel type | 19995194.748 | 177.8338
2018 | NC | Cape Fear | 2708 | SRVC | SERC Virginia/Carolina |  | 430.5
2018 | NC | Cardinal Solar | 60174 | SRVC | SERC Virginia/Carolina | SUN | 5
2018 | NC | Carl Friedrich Gauss Solar | 60882 | SRVC | SERC Virginia/Carolina | SUN | 5 |  | 612 |  |  | 0 |  |  |  | 0
2018 | NC | Carol Jean Solar | 59017 | SRVC | SERC Virginia/Carolina | SUN | 4 |  | 6605 |  |  | 0 |  |  |  | 0
2018 | NC | Carolina Poultry Power Farmville | 62873 | SRVC | SERC Virginia/Carolina | AB | 1.7
2018 | NC | Carter PV1 | 59156 | SRVC | SERC Virginia/Carolina | SUN | 5 |  | 8686 |  |  | 0 |  |  |  | 0
2018 | NC | Carter Solar | 60167 | SRVC | SERC Virginia/Carolina | SUN | 5
2018 | NC | Cash Solar | 60178 | SRVC | SERC Virginia/Carolina | SUN | 5
2018 | NC | Castalia Solar | 58849 | SRVC | SERC Virginia/Carolina | SUN | 2 |  | 3579 |  |  | 0 |  |  |  | 0
2018 | NC | Catawba River Pollution Control | 56553 | SRVC | SERC Virginia/Carolina | DFO | 1.3 |  | 4 | 478 | 0.07409 | 37.045 | 0.31 | Estimated using an emission factor | 478 | 0.07409
2018 | NC | Catawba Solar LLC | 60800 | SRVC | SERC Virginia/Carolina | SUN | 2 |  | 3093 |  |  | 0 |  |  |  | 0
2018 | NC | CB Bladen Solar, LLC | 60402 | SRVC | SERC Virginia/Carolina | SUN | 5.2 |  | 9364 |  |  | 0 |  |  |  | 0
2018 | NC | CBC Solar Energy Gen Fac Phase 2 | 59451 | SRVC | SERC Virginia/Carolina | SUN | 2.5 |  | 4120 |  |  | 0 |  |  |  | 0
2018 | NC | Cedar Cliff | 2743 | SRVC | SERC Virginia/Carolina | WAT | 6.4 |  | 27610 |  |  | 0 |  |  |  | 0
2018 | NC | Cedar Solar, LLC | 60135 | SRVC | SERC Virginia/Carolina | SUN | 5 |  | 9034 |  |  | 0 |  |  |  | 0
2018 | NC | Century Drive Solar Farm | 61187 | SRVC | SERC Virginia/Carolina | SUN | 1 |  | 1601 |  |  | 0 |  |  |  | 0
2018 | NC | CenturyLink Regional HQ | 54882 | SRVC | SERC Virginia/Carolina | DFO | 2 |  | 0
2018 | NC | Chadbourn Farm | 58311 | SRVC | SERC Virginia/Carolina | SUN | 5 |  | 9304 |  |  | 0 |  |  |  | 0
2018 | NC | Changeup | 62601 | SRVC | SERC Virginia/Carolina | SUN | 2
2018 | NC | Charlotte Solar | 58722 | SRVC | SERC Virginia/Carolina | SUN | 5 |  | 9284 |  |  | 0 |  |  |  | 0
2018 | NC | Chatuge | 2778 | SRTV | SERC Tennessee Valley | WAT | 13.2 |  | 36086 |  |  | 0 |  |  |  | 0
2018 | NC | Chauncey Farm LLC | 59100 | SRVC | SERC Virginia/Carolina | SUN | 4.9 |  | 8349 |  |  | 0 |  |  |  | 0
2018 | NC | Chei Solar | 59508 | SRVC | SERC Virginia/Carolina | SUN | 5 |  | 8858 |  |  | 0 |  |  |  | 0
2018 | NC | Cheoah | 54899 | SRTV | SERC Tennessee Valley | WAT | 220 |  | 575896.002 |  |  | 0 |  | EPA/NEI; Estimated using an emission factor |  | 0
2018 | NC | Cherryville City Hall | 56340 | SRVC | SERC Virginia/Carolina | DFO | 1.8 |  | 34 | 682 | 0.10571 | 6.2182 | 0.31 | Estimated using an emission factor | 682 | 0.10571
2018 | NC | Chestnut Solar | 61011 | SRVC | SERC Virginia/Carolina | SUN | 74.9
2018 | NC | Choco Solar, LLC | 59899 | SRVC | SERC Virginia/Carolina | SUN | 5 |  | 10384 |  |  | 0 |  |  |  | 0
2018 | NC | Chocowinity Solar LLC | 58675 | SRVC | SERC Virginia/Carolina | SUN | 5 |  | 8695 |  |  | 0 |  |  |  | 0
2018 | NC | Chowan Jehu Solar | 62693 | SRVC | SERC Virginia/Carolina | SUN | 5 |  | 8055 |  |  | 0 |  |  |  | 0
2018 | NC | Christina Solar | 60172 | SRVC | SERC Virginia/Carolina | SUN | 3
2018 | NC | Church Road Solar LLC | 62168 | SRVC | SERC Virginia/Carolina | SUN | 5 |  | 2148 |  |  | 0 |  |  |  | 0
2018 | NC | CII Methane Management IV, LLC | 59711 | SRVC | SERC Virginia/Carolina | LFG | 1.6 |  | 10850 | 120082 | 0.8826 | 0.16269 | 0.0147 | Estimated using an emission factor | 120082 | 0.8826
2018 | NC | Cirrus Solar LLC | 58674 | SRVC | SERC Virginia/Carolina | SUN | 5 |  | 8763 |  |  | 0 |  |  |  | 0
2018 | NC | Clayton Solar | 60171 | SRVC | SERC Virginia/Carolina | SUN | 5
2018 | NC | Climax Solar | 60286 | SRVC | SERC Virginia/Carolina | SUN | 5
2018 | NC | Cline Solar Farm, LLC | 59929 | SRVC | SERC Virginia/Carolina | SUN | 5 |  | 8338 |  |  | 0 |  |  |  | 0
2018 | NC | Clipperton Holdings | 59213 | SRVC | SERC Virginia/Carolina | SUN | 5 |  | 9450 |  |  | 0 |  |  |  | 0
2018 | NC | Coats Solar Farm, LLC | 59937 | SRVC | SERC Virginia/Carolina | SUN | 5 |  | 9644 |  |  | 0 |  |  |  | 0
2018 | NC | COC Surry LFG, LLC | 59439 | SRVC | SERC Virginia/Carolina | LFG | 1.6 |  | 6771 | 73919 | 0.5433 | 0.16048 | 0.0147 | Estimated using an emission factor | 73919 | 0.5433
2018 | NC | Cohen Farm Solar, LLC | 60146 | SRVC | SERC Virginia/Carolina | SUN | 6.5 |  | 9519 |  |  | 0 |  |  |  | 0
2018 | NC | Colin Solar | 58723 | SRVC | SERC Virginia/Carolina | SUN | 4
2018 | NC | Collard Holdings Solar | 62317 | SRVC | SERC Virginia/Carolina | SUN | 10
2018 | NC | Concord Energy | 57896 | SRVC | SERC Virginia/Carolina | LFG | 9.6 |  | 60431 | 932053 | 10.0662 | 0.33315 | 0.0216 | Estimated using an emission factor | 932053 | 10.0662
2018 | NC | Concord Farm | 59818 | SRVC | SERC Virginia/Carolina | SUN | 5.2 |  | 4770 |  |  | 0 |  |  |  | 0
2018 | NC | Conetoe II Solar, LLC | 59944 | SRVC | SERC Virginia/Carolina | SUN | 80 |  | 156127 |  |  | 0 |  |  |  | 0
2018 | NC | Conetoe Solar | 60188 | SRVC | SERC Virginia/Carolina | SUN | 5 |  | 10224 |  |  | 0 |  |  |  | 0
2018 | NC | Cookstown | 62600 | SRVC | SERC Virginia/Carolina | SUN | 5
2018 | NC | Copperfield | 61882 | SRVC | SERC Virginia/Carolina | SUN | 2 |  | 0
2018 | NC | Cork Oak Solar | 60637 | SRVC | SERC Virginia/Carolina | SUN | 20 |  | 33778 |  |  | 0 |  |  |  | 0
2018 | NC | Cornelius Delivery No 1 | 56546 | SRVC | SERC Virginia/Carolina | DFO | 2.2 |  | -46 | 50 | 0.00775 | 0 | 0.31 | Estimated using an emission factor | 50 | 0.00775
2018 | NC | Cornwall Solar Center, LLC | 59663 | SRVC | SERC Virginia/Carolina | SUN | 5 |  | 8809 |  |  | 0 |  |  |  | 0
2018 | NC | Cotten Farm, LLC | 60965 | SRVC | SERC Virginia/Carolina | SUN | 5 |  | 9547 |  |  | 0 |  |  |  | 0
2018 | NC | Cougar Solar, LLC | 61658 | SRVC | SERC Virginia/Carolina | SUN | 1.9 |  | 3975 |  |  | 0 |  |  |  | 0
2018 | NC | County Home Solar Center, LLC | 60199 | SRVC | SERC Virginia/Carolina | SUN | 2 |  | 3629 |  |  | 0 |  |  |  | 0
2018 | NC | County Home Solar LLC | 62167 | SRVC | SERC Virginia/Carolina | SUN | 7.5 |  | 2242 |  |  | 0 |  |  |  | 0
2018 | NC | Cowans Ford | 2722 | SRVC | SERC Virginia/Carolina | WAT | 350 |  | 311203 |  |  | 0 |  |  |  | 0
2018 | NC | Crawford Solar | 60294 | SRVC | SERC Virginia/Carolina | SUN | 5
2018 | NC | Creech Solar 2, LLC | 60635 | SRVC | SERC Virginia/Carolina | SUN | 6.8 |  | 9195 |  |  | 0 |  |  |  | 0
2018 | NC | Crestwood Solar Center LLC | 59914 | SRVC | SERC Virginia/Carolina | SUN | 5 |  | 8679 |  |  | 0 |  |  |  | 0
2018 | NC | Creswell Alligood Solar, LLC | 59548 | SRVC | SERC Virginia/Carolina | SUN | 14 |  | 30493 |  |  | 0 |  |  |  | 0
2018 | NC | Crimson Solar | 60295 | SRVC | SERC Virginia/Carolina | SUN | 5
2018 | NC | Crockett Farm | 59561 | SRVC | SERC Virginia/Carolina | SUN | 5 |  | 8956 |  |  | 0 |  |  |  | 0
2018 | NC | Crooked Run | 62678 | SRVC | SERC Virginia/Carolina | SUN | 70.1
2018 | NC | CS Murphy Point, LLC | 57687 | SRVC | SERC Virginia/Carolina | SUN | 1 |  | 1231 |  |  | 0 |  |  |  | 0
2018 | NC | Currin Solar, LLC | 60403 | SRVC | SERC Virginia/Carolina | SUN | 5.2 |  | 8572 |  |  | 0 |  |  |  | 0
2018 | NC | Daniel Farm LLC | 59126 | SRVC | SERC Virginia/Carolina | SUN | 5 |  | 8605 |  |  | 0 |  |  |  | 0
2018 | NC | Davidson Gas Producers LLC | 57436 | SRVC | SERC Virginia/Carolina | LFG | 1.6 |  | 12833 | 131860 | 0.96917 | 0.15104 | 0.0147 | Estimated using an emission factor | 131860 | 0.96917
2018 | NC | Davis Lane Solar, LLC | 61581 | SRVC | SERC Virginia/Carolina | SUN | 5 |  | 8889 |  |  | 0 |  |  |  | 0
2018 | NC | Daystar Solar | 60179 | SRVC | SERC Virginia/Carolina | SUN | 5 |  | 9238 |  |  | 0 |  |  |  | 0
2018 | NC | DD Fayetteville Solar NC LLC | 59117 | SRVC | SERC Virginia/Carolina | SUN | 23.1 |  | 23122 |  |  | 0 |  |  |  | 0
2018 | NC | DE Solar 10240 Old Dowd Rd | 57334 | SRVC | SERC Virginia/Carolina | SUN | 1.9 |  | 1978 |  |  | 0 |  |  |  | 0
2018 | NC | DE Solar 1725 Drywall Dr | 57336 | SRVC | SERC Virginia/Carolina | SUN | 1 |  | 1380 |  |  | 0 |  |  |  | 0
2018 | NC | DE Solar 657 Brigham Rd | 57335 | SRVC | SERC Virginia/Carolina | SUN | 1.3 |  | 2000 |  |  | 0 |  |  |  | 0
2018 | NC | Deep Branch Farm | 61403 | SRVC | SERC Virginia/Carolina | SUN | 5 |  | 8596 |  |  | 0 |  |  |  | 0
2018 | NC | Delco Farm | 61088 | SRVC | SERC Virginia/Carolina | SUN | 5 |  | 8286 |  |  | 0 |  |  |  | 0
2018 | NC | Dement Farm LLC | 58874 | SRVC | SERC Virginia/Carolina | SUN | 5 |  | 8775 |  |  | 0 |  |  |  | 0
2018 | NC | Desert Wind Farm, LLC | 59968 | SRVC | SERC Virginia/Carolina | WND | 208 |  | 542772 |  |  | 0 |  |  |  | 0
2018 | NC | Dessie Solar Center LLC | 58952 | SRVC | SERC Virginia/Carolina | SUN | 4.8 |  | 8378 |  |  | 0 |  |  |  | 0
2018 | NC | Dibrell Farm | 58346 | SRVC | SERC Virginia/Carolina | SUN | 5 |  | 8478 |  |  | 0 |  |  |  | 0
2018 | NC | Dixon Dairy Road Solar | 58453 | SRVC | SERC Virginia/Carolina | SUN | 4 |  | 6784 |  |  | 0 |  |  |  | 0
2018 | NC | Dogwood Solar, LLC | 58844 | SRVC | SERC Virginia/Carolina | SUN | 20 |  | 35083 |  |  | 0 |  |  |  | 0
2018 | NC | Domtar Paper Co LLC Plymouth NC | 50189 | SRVC | SERC Virginia/Carolina | BLQ | 161.5 | 0.12668 | 403694.22 | 2248723.521 | 15.8062 | 0.078308 | 0.014058 | EPA/NEI; Estimated using an emission factor | 17751829.67 | 124.7766
2018 | NC | Downs Farm Solar | 59429 | SRVC | SERC Virginia/Carolina | SUN | 5 |  | 8605 |  |  | 0 |  |  |  | 0
2018 | NC | Dragstrip Farm | 59102 | SRVC | SERC Virginia/Carolina | SUN | 5 |  | 8898 |  |  | 0 |  |  |  | 0
2018 | NC | Drexel Operations Center | 56548 | SRVC | SERC Virginia/Carolina | DFO | 2.2 |  | 21 | 688 | 0.10664 | 10.1562 | 0.31 | Estimated using an emission factor | 688 | 0.10664
2018 | NC | DSM Pharmaceuticals | 54887 | SRVC | SERC Virginia/Carolina | NG | 9.2 | 0.50188 | 1081 | 7596.97 | 0.58569 | 1.0836 | 0.15419 | EPA/NEI; Estimated using an emission factor | 15137 | 1.167
2018 | NC | Duck Solar | 58724 | SRVC | SERC Virginia/Carolina | SUN | 5
2018 | NC | Dunn | 59376 | SRVC | SERC Virginia/Carolina | SUN | 2 |  | 3565 |  |  | 0 |  |  |  | 0
2018 | NC | Duplin Solar I LLC (160 Houston Lane) | 60599 | SRVC | SERC Virginia/Carolina | SUN | 5 |  | 8056 |  |  | 0 |  |  |  | 0
2018 | NC | Duplin Solar LLC | 58879 | SRVC | SERC Virginia/Carolina | SUN | 5 |  | 8870 |  |  | 0 |  |  |  | 0
2018 | NC | Durham Solar | 60131 | SRVC | SERC Virginia/Carolina | SUN | 3.5 |  | 5921 |  |  | 0 |  |  |  | 0
2018 | NC | E Nash PV1 | 60002 | SRVC | SERC Virginia/Carolina | SUN | 20
2018 | NC | Eagle Solar | 60161 | SRVC | SERC Virginia/Carolina | SUN | 4
2018 | NC | East Wayne Solar LLC | 59189 | SRVC | SERC Virginia/Carolina | SUN | 2 |  | 3669 |  |  | 0 |  |  |  | 0
2018 | NC | Eastover Farm | 59562 | SRVC | SERC Virginia/Carolina | SUN | 5 |  | 8948 |  |  | 0 |  |  |  | 0
2018 | NC | Eastside WWTP | 57606 | SRVC | SERC Virginia/Carolina | DFO | 5.4 |  | 228 | 2247.999 | 0.34829 | 3.0551 | 0.30986 | Estimated using an emission factor | 2247.999 | 0.34829
2018 | NC | Eastway Solar, LLC | 60829 | SRVC | SERC Virginia/Carolina | SUN | 4.9
2018 | NC | Eden Solar LLC | 59778 | SRVC | SERC Virginia/Carolina | SUN | 47.7 |  | 85098 |  |  | 0 |  |  |  | 0
2018 | NC | Edenton Generators | 7429 | SRVC | SERC Virginia/Carolina | DFO | 3.6 |  | 95 | 2587 | 0.40114 | 8.4451 | 0.31012 | EPA/NEI; Estimated using an emission factor | 2587 | 0.40114
2018 | NC | Edenton Solar | 61781 | SRVC | SERC Virginia/Carolina | SUN | 5
2018 | NC | Eisenhower Solar | 60963 | SRVC | SERC Virginia/Carolina | SUN | 5
2018 | NC | Ellerbe | 59042 | SRVC | SERC Virginia/Carolina | SUN | 2 |  | 3201 |  |  | 0 |  |  |  | 0
2018 | NC | Elliana Solar | 58725 | SRVC | SERC Virginia/Carolina | SUN | 5 |  | 8774 |  |  | 0 |  |  |  | 0
2018 | NC | Elm City Solar Facility | 59164 | SRVC | SERC Virginia/Carolina | SUN | 40 |  | 79375 |  |  | 0 |  |  |  | 0
2018 | NC | Elm Solar, LLC | 60136 | SRVC | SERC Virginia/Carolina | SUN | 5 |  | 9268 |  |  | 0 |  |  |  | 0
2018 | NC | Enka | 10320 | SRTV | SERC Tennessee Valley | BIT | 16.3
2018 | NC | Ennis Solar, LLC | 62662 | SRVC | SERC Virginia/Carolina | SUN | 5
2018 | NC | Erwin Farm | 58859 | SRVC | SERC Virginia/Carolina | SUN | 5 |  | 6372 |  |  | 0 |  |  |  | 0
2018 | NC | ESA Selma | 59956 | SRVC | SERC Virginia/Carolina | SUN | 1.8 |  | 3080 |  |  | 0 |  |  |  | 0
2018 | NC | Everett PV1 | 60997 | SRVC | SERC Virginia/Carolina | SUN | 10
2018 | NC | Everetts Wildcat Solar, LLC | 59549 | SRVC | SERC Virginia/Carolina | SUN | 5 |  | 10651 |  |  | 0 |  |  |  | 0
2018 | NC | Exum Farm Solar, LLC | 60400 | SRVC | SERC Virginia/Carolina | SUN | 4.9 |  | 9148 |  |  | 0 |  |  |  | 0
2018 | NC | Facile Solar | 59406 | SRVC | SERC Virginia/Carolina | SUN | 2 |  | 3196 |  |  | 0 |  |  |  | 0
2018 | NC | Fairmont-FLS 100 | 59052 | SRVC | SERC Virginia/Carolina | SUN | 4 |  | 6505 |  |  | 0 |  |  |  | 0
2018 | NC | Faison Solar | 59333 | SRVC | SERC Virginia/Carolina | SUN | 2 |  | 2712 |  |  | 0 |  |  |  | 0
2018 | NC | Falls Hydro | 54895 | SRVC | SERC Virginia/Carolina | WAT | 31.4 |  | 159404.999 |  |  | 0 |  |  |  | 0
2018 | NC | Farrington Farm | 58318 | SRVC | SERC Virginia/Carolina | SUN | 1 |  | 1239 |  |  | 0 |  |  |  | 0
2018 | NC | Fern Solar LLC | 62798 | SRVC | SERC Virginia/Carolina | SUN | 100
2018 | NC | First Citizens Bank | 61491 | SRVC | SERC Virginia/Carolina | SUN | 1.5 |  | 1158 |  |  | 0 |  |  |  | 0
2018 | NC | Fisher Solar Farm - NC | 61089 | SRVC | SERC Virginia/Carolina | SUN | 5 |  | 8907 |  |  | 0 |  |  |  | 0
2018 | NC | Five Forks Solar | 59951 | SRVC | SERC Virginia/Carolina | SUN | 20
2018 | NC | Flash Solar | 58726 | SRVC | SERC Virginia/Carolina | SUN | 5 |  | 8591 |  |  | 0 |  |  |  | 0
2018 | NC | Flat Meeks PV 1 | 59514 | SRVC | SERC Virginia/Carolina | SUN | 5 |  | 4302 |  |  | 0 |  |  |  | 0
2018 | NC | Flemming Solar Center LLC | 58808 | SRVC | SERC Virginia/Carolina | SUN | 5 |  | 8729 |  |  | 0 |  |  |  | 0
2018 | NC | Flint Hill Solar, LLC | 60370 | SRVC | SERC Virginia/Carolina | SUN | 5.2 |  | 8981 |  |  | 0 |  |  |  | 0
2018 | NC | Flowers Solar LLC | 62487 | SRVC | SERC Virginia/Carolina | SUN | 4.3
2018 | NC | Floyd Road Solar Farm | 61031 | SRVC | SERC Virginia/Carolina | SUN | 5 |  | 9198 |  |  | 0 |  |  |  | 0
2018 | NC | Floyd Solar, LLC | 60147 | SRVC | SERC Virginia/Carolina | SUN | 6.5 |  | 9174 |  |  | 0 |  |  |  | 0
2018 | NC | FLS Solar 170, LLC | 59552 | SRVC | SERC Virginia/Carolina | SUN | 2 |  | 3592 |  |  | 0 |  |  |  | 0
2018 | NC | FLS Solar 200, LLC | 59551 | SRVC | SERC Virginia/Carolina | SUN | 4.3 |  | 6243 |  |  | 0 |  |  |  | 0
2018 | NC | FLS Solar 230 (Warren) | 59646 | SRVC | SERC Virginia/Carolina | SUN | 4.8 |  | 8587 |  |  | 0 |  |  |  | 0
2018 | NC | Fontana Dam | 2779 | SRTV | SERC Tennessee Valley | WAT | 254.7 |  | 1150561.001 |  |  | 0 |  |  |  | 0
2018 | NC | Fox Creek Solar | 60624 | SRVC | SERC Virginia/Carolina | SUN | 50.2 |  | 5665 |  |  | 0 |  |  |  | 0
2018 | NC | Foxfire Solar Farm | 59563 | SRVC | SERC Virginia/Carolina | SUN | 5 |  | 9462 |  |  | 0 |  |  |  | 0
2018 | NC | Franklin (NC) | 2745 | SRVC | SERC Virginia/Carolina | WAT | 1 |  | 3726 |  |  | 0 |  |  |  | 0
2018 | NC | Franklin Solar 2 | 59579 | SRVC | SERC Virginia/Carolina | SUN | 2 |  | 3656 |  |  | 0 |  |  |  | 0
2018 | NC | Franklin Solar, LLC | 58802 | SRVC | SERC Virginia/Carolina | SUN | 2 |  | 3217 |  |  | 0 |  |  |  | 0
2018 | NC | Franklinton Solar | 59708 | SRVC | SERC Virginia/Carolina | SUN | 5 |  | 9337 |  |  | 0 |  |  |  | 0
2018 | NC | Freemont Solar Center LLC | 59912 | SRVC | SERC Virginia/Carolina | SUN | 5 |  | 9007 |  |  | 0 |  |  |  | 0
2018 | NC | Fremont Farm | 59103 | SRVC | SERC Virginia/Carolina | SUN | 5 |  | 9737 |  |  | 0 |  |  |  | 0
2018 | NC | Friesian Holdings | 60692 | SRVC | SERC Virginia/Carolina | SUN | 75
2018 | NC | Future Gen Plant 1 | 7727 | SRVC | SERC Virginia/Carolina | NG | 211.8
2018 | NC | Future Gen Plant 2 | 7728 | SRVC | SERC Virginia/Carolina | NG | 612
2018 | NC | Gainey Solar, LLC | 60633 | SRVC | SERC Virginia/Carolina | SUN | 2 |  | 3970 |  |  | 0 |  |  |  | 0
2018 | NC | Gamble Solar | 61127 | SRVC | SERC Virginia/Carolina | SUN | 3
2018 | NC | Garrell Solar Farm | 58866 | SRVC | SERC Virginia/Carolina | SUN | 5 |  | 6836 |  |  | 0 |  |  |  | 0
2018 | NC | Garysburg Solar | 59641 | SRVC | SERC Virginia/Carolina | SUN | 5 |  | 8737 |  |  | 0 |  |  |  | 0
2018 | NC | Gaston | 2756 | SRVC | SERC Virginia/Carolina | WAT | 177.6 |  | 471892 |  |  | 0 |  |  |  | 0
2018 | NC | Gaston County Renewable Energy Center | 61758 | SRVC | SERC Virginia/Carolina | LFG | 4.2 |  | 29625 | 356576.001 | 2.6208 | 0.17693 | 0.0147 | Estimated using an emission factor | 356576.001 | 2.6208
2018 | NC | Gaston Memorial Hospital | 57629 | SRVC | SERC Virginia/Carolina | DFO | 1.8 |  | 22 | 340 | 0.0527 | 4.7909 | 0.31 | Estimated using an emission factor | 340 | 0.0527
2018 | NC | Gaston Solar | 59642 | SRVC | SERC Virginia/Carolina | SUN | 5 |  | 8619 |  |  | 0 |  |  |  | 0
2018 | NC | Gaston Solar Power Plant | 62669 | SRVC | SERC Virginia/Carolina | SUN | 25
2018 | NC | Gastonia Duke Street | 56061 | SRVC | SERC Virginia/Carolina | DFO | 1.8
2018 | NC | Gastonia Prime Power Park | 56954 | SRVC | SERC Virginia/Carolina | DFO | 11.8 |  | -81 | 1908.998 | 0.29574 | 0 | 0.30984 | Estimated using an emission factor | 1908.998 | 0.29574
2018 | NC | Gastonia Rankin Lake | 56060 | SRVC | SERC Virginia/Carolina | DFO | 1.8
2018 | NC | Gastonia Solar Center | 60359 | SRVC | SERC Virginia/Carolina | SUN | 4.3 |  | 174 |  |  | 0 |  |  |  | 0
2018 | NC | Gastonia, Tulip Drive | 56262 | SRVC | SERC Virginia/Carolina | DFO | 5.4 |  | 32.001 | 1481.001 | 0.22971 | 14.3564 | 0.31021 | Estimated using an emission factor | 1481.001 | 0.22971
2018 | NC | Gates Solar LLC | 58673 | SRVC | SERC Virginia/Carolina | SUN | 5 |  | 9527 |  |  | 0 |  |  |  | 0
2018 | NC | Germantown Solar, LLC | 60480 | SRVC | SERC Virginia/Carolina | SUN | 2.1 |  | 2714 |  |  | 0 |  |  |  | 0
2018 | NC | GKS Solar | 59426 | SRVC | SERC Virginia/Carolina | SUN | 5 |  | 8544 |  |  | 0 |  |  |  | 0
2018 | NC | Graham Solar Center LLC | 58957 | SRVC | SERC Virginia/Carolina | SUN | 4.8 |  | 7282 |  |  | 0 |  |  |  | 0
2018 | NC | Grandy PV 1 | 59518 | SRVC | SERC Virginia/Carolina | SUN | 18
2018 | NC | Granite Falls Walmart | 56549 | SRVC | SERC Virginia/Carolina | DFO | 2.2 |  | 19 | 658 | 0.10199 | 10.7358 | 0.31 | Estimated using an emission factor | 658 | 0.10199
2018 | NC | Granville Solar PV Power Project | 58487 | SRVC | SERC Virginia/Carolina | SUN | 2.5 |  | 4672 |  |  | 0 |  |  |  | 0
2018 | NC | Green Farm | 59148 | SRVC | SERC Virginia/Carolina | SUN | 5 |  | 7247 |  |  | 0 |  |  |  | 0
2018 | NC | Grove Solar | 60181 | SRVC | SERC Virginia/Carolina | SUN | 5
2018 | NC | Grove Solar, LLC | 62807 | SRVC | SERC Virginia/Carolina | SUN | 5
2018 | NC | GRS CMS | 55599 | SRVC | SERC Virginia/Carolina | LFG | 5.3 |  | 25701 | 406203 | 4.387 | 0.34139 | 0.0216 | Estimated using an emission factor | 406203 | 4.387
2018 | NC | Halifax | 58943 | SRVC | SERC Virginia/Carolina | SUN | 20 |  | 33511 |  |  | 0 |  |  |  | 0
2018 | NC | Halifax Solar LLC | 60884 | SRVC | SERC Virginia/Carolina | SUN | 5
2018 | NC | Hanover Solar, LLC | 61877 | SRVC | SERC Virginia/Carolina | SUN | 4.9 |  | 6413 |  |  | 0 |  |  |  | 0
2018 | NC | Happy Solar | 59512 | SRVC | SERC Virginia/Carolina | SUN | 4 |  | 7310 |  |  | 0 |  |  |  | 0
2018 | NC | Hardison Farm Solar, LLC | 60415 | SRVC | SERC Virginia/Carolina | SUN | 5.2 |  | 9234 |  |  | 0 |  |  |  | 0
2018 | NC | Harrell's Hill Solar Center LLC | 59337 | SRVC | SERC Virginia/Carolina | SUN | 5 |  | 8920 |  |  | 0 |  |  |  | 0
2018 | NC | Harris | 6015 | SRVC | SERC Virginia/Carolina | NUC | 950.9 |  | 7587914 |  |  | 0 |  |  |  | 0
2018 | NC | Haw River Hydro | 10258 | SRVC | SERC Virginia/Carolina | WAT | 1.5 |  | 6736 |  |  | 0 |  |  |  | 0
2018 | NC | Hawk Solar | 60163 | SRVC | SERC Virginia/Carolina | SUN | 5
2018 | NC | Hawkins Solar | 58727 | SRVC | SERC Virginia/Carolina | SUN | 5
2018 | NC | Haynes Farm | 58332 | SRVC | SERC Virginia/Carolina | SUN | 5 |  | 8020 |  |  | 0 |  |  |  | 0
2018 | NC | Haywood Farm Solar, LLC | 61255 | SRVC | SERC Virginia/Carolina | SUN | 4.9 |  | 9282 |  |  | 0 |  |  |  | 0
2018 | NC | HCE Johnston I, LLC | 60121 | SRVC | SERC Virginia/Carolina | SUN | 2.6 |  | 3640 |  |  | 0 |  |  |  | 0
2018 | NC | HCE Moore I | 62539 | SRVC | SERC Virginia/Carolina | SUN | 2 |  | 3 |  |  | 0 |  |  |  | 0
2018 | NC | Hector Farm | 60577 | SRVC | SERC Virginia/Carolina | SUN | 5 |  | 9258 |  |  | 0 |  |  |  | 0
2018 | NC | Heedeh Solar | 60157 | SRVC | SERC Virginia/Carolina | SUN | 4.5 |  | 2405 |  |  | 0 |  |  |  | 0
2018 | NC | Hemlock Solar | 60207 | SRVC | SERC Virginia/Carolina | SUN | 5 |  | 9967 |  |  | 0 |  |  |  | 0
2018 | NC | Hertford Solar Farm | 60384 | SRVC | SERC Virginia/Carolina | SUN | 5 |  | 8548 |  |  | 0 |  |  |  | 0
2018 | NC | Hew Fulton Farm, LLC | 60778 | SRVC | SERC Virginia/Carolina | SUN | 5 |  | 9208 |  |  | 0 |  |  |  | 0
2018 | NC | Hickory | 59829 | SRVC | SERC Virginia/Carolina | SUN | 5
2018 | NC | Higgins Solar | 60166 | SRVC | SERC Virginia/Carolina | SUN | 5
2018 | NC | High Point, Fairfield | 56059 | SRVC | SERC Virginia/Carolina | DFO | 1.8 |  | -43 | 56 | 0.00868 | 0 | 0.31 | Estimated using an emission factor | 56 | 0.00868
2018 | NC | High Point, Jackson Lake | 56058 | SRVC | SERC Virginia/Carolina | DFO | 1.8
2018 | NC | High Point, POLO | 57196 | SRVC | SERC Virginia/Carolina | DFO | 1.8 |  | 46 | 887 | 0.13748 | 5.9776 | 0.31 | Estimated using an emission factor | 887 | 0.13748
2018 | NC | High Point, Pump Station Rd | 56260 | SRVC | SERC Virginia/Carolina | DFO | 3.6 |  | 52 | 1297 | 0.20119 | 7.7381 | 0.31024 | Estimated using an emission factor | 1297 | 0.20119
2018 | NC | High Rock Hydro | 54896 | SRVC | SERC Virginia/Carolina | WAT | 33 |  | 152634.999 |  |  | 0 |  |  |  | 0
2018 | NC | High Shoals Hydro (NC) | 10550 | SRVC | SERC Virginia/Carolina | WAT | 1.8 |  | 3860 |  |  | 0 |  |  |  | 0
2018 | NC | High Shoals PV1 | 59997 | SRVC | SERC Virginia/Carolina | SUN | 16
2018 | NC | Highland Solar Center LLC | 59163 | SRVC | SERC Virginia/Carolina | SUN | 5 |  | 9195 |  |  | 0 |  |  |  | 0
2018 | NC | Highwater Solar I | 59487 | SRVC | SERC Virginia/Carolina | SUN | 4.9 |  | 9658 |  |  | 0 |  |  |  | 0
2018 | NC | Hilly Branch | 60358 | SRVC | SERC Virginia/Carolina | SUN | 2
2018 | NC | Hiwassee Dam | 2780 | SRTV | SERC Tennessee Valley | WAT | 165.6 |  | 351812 |  |  | 0 |  | EPA/NEI; Estimated using an emission factor |  | 0
2018 | NC | Holstein Plant | 58623 | SRVC | SERC Virginia/Carolina | SUN | 20 |  | 34027 |  |  | 0 |  |  |  | 0
2018 | NC | Hood Farm Solar, LLC | 61256 | SRVC | SERC Virginia/Carolina | SUN | 4.9 |  | 9258 |  |  | 0 |  |  |  | 0
2018 | NC | Hopewell Friends | 61883 | SRVC | SERC Virginia/Carolina | SUN | 1.3 |  | 0
2018 | NC | Howardtown Farm | 60630 | SRVC | SERC Virginia/Carolina | SUN | 10
2018 | NC | Howell Midland Farm, LLC | 60312 | SRVC | SERC Virginia/Carolina | SUN | 4.9 |  | 8874 |  |  | 0 |  |  |  | 0
2018 | NC | Huntersville Delivery No 2 | 56550 | SRVC | SERC Virginia/Carolina | DFO | 2.2 |  | -45 | 43 | 0.006665 | 0 | 0.31 | Estimated using an emission factor | 43 | 0.006665
2018 | NC | Husky Solar | 59510 | SRVC | SERC Virginia/Carolina | SUN | 5 |  | 8353 |  |  | 0 |  |  |  | 0
2018 | NC | Hutchinson Farm | 59564 | SRVC | SERC Virginia/Carolina | SUN | 5 |  | 6806 |  |  | 0 |  |  |  | 0
2018 | NC | HXNAir Solar One | 60209 | SRVC | SERC Virginia/Carolina | SUN | 5 |  | 299 |  |  | 0 |  |  |  | 0
2018 | NC | Icarus Solar | 60169 | SRVC | SERC Virginia/Carolina | SUN | 3
2018 | NC | Iga Solar | 60170 | SRVC | SERC Virginia/Carolina | SUN | 5
2018 | NC | Ingredion Winston Salem | 54618 | SRVC | SERC Virginia/Carolina | WDS | 8.4 | 0.064553 | 29381 | 165340.489 | 1.8859 | 0.12838 | 0.022812 | NEI avg EF - PM, fuel type | 2561319 | 29.2147
2018 | NC | Innovative Solar 10 | 60050 | SRVC | SERC Virginia/Carolina | SUN | 1.5 |  | 2523 |  |  | 0 |  |  |  | 0
2018 | NC | Innovative Solar 14, LLC | 59553 | SRVC | SERC Virginia/Carolina | SUN | 2 |  | 3479 |  |  | 0 |  |  |  | 0
2018 | NC | Innovative Solar 15, LLC | 59554 | SRVC | SERC Virginia/Carolina | SUN | 2 |  | 3306 |  |  | 0 |  |  |  | 0
2018 | NC | Innovative Solar 16 | 60055 | SRVC | SERC Virginia/Carolina | SUN | 2 |  | 2754 |  |  | 0 |  |  |  | 0
2018 | NC | Innovative Solar 18, LLC | 60051 | SRVC | SERC Virginia/Carolina | SUN | 1.9 |  | 3814 |  |  | 0 |  |  |  | 0
2018 | NC | Innovative Solar 23 | 59670 | SRVC | SERC Virginia/Carolina | SUN | 1.9 |  | 3741 |  |  | 0 |  |  |  | 0
2018 | NC | Innovative Solar 26, LLC | 60052 | SRVC | SERC Virginia/Carolina | SUN | 1.9 |  | 3640 |  |  | 0 |  |  |  | 0
2018 | NC | Innovative Solar 31 | 60540 | SRVC | SERC Virginia/Carolina | SUN | 35 |  | 62937 |  |  | 0 |  |  |  | 0
2018 | NC | Innovative Solar 35, LLC | 61258 | SRVC | SERC Virginia/Carolina | SUN | 1.9 |  | 3712 |  |  | 0 |  |  |  | 0
2018 | NC | Innovative Solar 37 | 59665 | SRVC | SERC Virginia/Carolina | SUN | 100 |  | 154021 |  |  | 0 |  |  |  | 0
2018 | NC | Innovative Solar 42 | 60539 | SRVC | SERC Virginia/Carolina | SUN | 71 |  | 133352 |  |  | 0 |  |  |  | 0
2018 | NC | Innovative Solar 43, LLC | 60149 | SRVC | SERC Virginia/Carolina | SUN | 50.8 |  | 69457 |  |  | 0 |  |  |  | 0
2018 | NC | Innovative Solar 44 | 59675 | SRVC | SERC Virginia/Carolina | SUN | 4.9 |  | 8324 |  |  | 0 |  |  |  | 0
2018 | NC | Innovative Solar 46 | 59671 | SRVC | SERC Virginia/Carolina | SUN | 78.5 |  | 146284 |  |  | 0 |  |  |  | 0
2018 | NC | Innovative Solar 47 | 59666 | SRVC | SERC Virginia/Carolina | SUN | 33.8 |  | 72750 |  |  | 0 |  |  |  | 0
2018 | NC | Innovative Solar 48 | 59667 | SRVC | SERC Virginia/Carolina | SUN | 4.9 |  | 8711 |  |  | 0 |  |  |  | 0
2018 | NC | Innovative Solar 54 | 59669 | SRVC | SERC Virginia/Carolina | SUN | 50 |  | 740 |  |  | 0 |  |  |  | 0
2018 | NC | Innovative Solar 55 | 59676 | SRVC | SERC Virginia/Carolina | SUN | 6.5 |  | 4209 |  |  | 0 |  |  |  | 0
2018 | NC | Innovative Solar 59, LLC | 61259 | SRVC | SERC Virginia/Carolina | SUN | 1.9 |  | 3816 |  |  | 0 |  |  |  | 0
2018 | NC | Innovative Solar 6 | 59542 | SRVC | SERC Virginia/Carolina | SUN | 3.6 |  | 5664 |  |  | 0 |  |  |  | 0
2018 | NC | Innovative Solar 60, LLC | 61260 | SRVC | SERC Virginia/Carolina | SUN | 1.9 |  | 3931 |  |  | 0 |  |  |  | 0
2018 | NC | Innovative Solar 63, LLC | 60053 | SRVC | SERC Virginia/Carolina | SUN | 4.9 |  | 8523 |  |  | 0 |  |  |  | 0
2018 | NC | Innovative Solar 64 | 59677 | SRVC | SERC Virginia/Carolina | SUN | 4.9 |  | 8685 |  |  | 0 |  |  |  | 0
2018 | NC | Innovative Solar 65 | 60398 | SRVC | SERC Virginia/Carolina | SUN | 4.9 |  | 9029 |  |  | 0 |  |  |  | 0
2018 | NC | Innovative Solar 67 | 59678 | SRVC | SERC Virginia/Carolina | SUN | 33.3 |  | 222 |  |  | 0 |  |  |  | 0
2018 | NC | International Paper Co. - New Bern Mill | 50188 | SRVC | SERC Virginia/Carolina | BLQ | 67.8 | 0.13033 | 201719.97 | 1126302.519 | 0.43543 | 0.0043171 | 0.0007732 | EPA/NEI; Estimated using an emission factor | 8641987.978 | 3.341
2018 | NC | International Paper Riegelwood Mill | 54656 | SRVC | SERC Virginia/Carolina | BLQ | 61.5 | 0.14535 | 404806.996 | 2314106.384 | 1.0673 | 0.005273 | 0.0009224 | EPA/NEI; Estimated using an emission factor | 15921456.4 | 7.343
2018 | NC | Iredell County LFG Facility | 56962 | SRVC | SERC Virginia/Carolina | LFG | 3.2 |  | 23733 | 251256 | 1.8467 | 0.15563 | 0.0147 | Estimated using an emission factor | 251256 | 1.8467
2018 | NC | Island Grove Solar | 61531 | SRVC | SERC Virginia/Carolina | SUN | 2
2018 | NC | Ivy River Hydro | 50890 | SRVC | SERC Virginia/Carolina | WAT | 1.2
2018 | NC | Izia Solar | 60141 | SRVC | SERC Virginia/Carolina | SUN | 5
2018 | NC | Jackson Solar Farm | 61292 | SRVC | SERC Virginia/Carolina | SUN | 10 |  | 16829 |  |  | 0 |  |  |  | 0
2018 | NC | Jacob Solar | 59503 | SRVC | SERC Virginia/Carolina | SUN | 5 |  | 8837 |  |  | 0 |  |  |  | 0
2018 | NC | Jakana Solar | 59170 | SRVC | SERC Virginia/Carolina | SUN | 5 |  | 8952 |  |  | 0 |  |  |  | 0
2018 | NC | Jamesville Road Solar, LLC | 62329 | SRVC | SERC Virginia/Carolina | SUN | 5
2018 | NC | Jersey Holdings | 60784 | SRVC | SERC Virginia/Carolina | SUN | 5 |  | 9512 |  |  | 0 |  |  |  | 0
2018 | NC | Jester Solar | 60290 | SRVC | SERC Virginia/Carolina | SUN | 5
2018 | NC | Jordan Hydroelectric Project | 58390 | SRVC | SERC Virginia/Carolina | WAT | 4.4 |  | 10303 |  |  | 0 |  |  |  | 0
2018 | NC | Jordan Solar | 60164 | SRVC | SERC Virginia/Carolina | SUN | 5
2018 | NC | June Solar | 60158 | SRVC | SERC Virginia/Carolina | SUN | 4
2018 | NC | KapStone Kraft Paper Corp | 50254 | SRVC | SERC Virginia/Carolina | BLQ | 28.3 | 0.10369 | 201223.48 | 1122681.582 | 7.5309 | 0.074851 | 0.013416 | EPA/NEI; Estimated using an emission factor | 10827000.8 | 72.6269
2018 | NC | Katherine Solar | 58728 | SRVC | SERC Virginia/Carolina | SUN | 5
2018 | NC | Kathleen Solar | 60180 | SRVC | SERC Virginia/Carolina | SUN | 5 |  | 814 |  |  | 0 |  |  |  | 0
2018 | NC | Keen Farm | 59565 | SRVC | SERC Virginia/Carolina | SUN | 5 |  | 9025 |  |  | 0 |  |  |  | 0
2018 | NC | Kelford | 59527 | SRVC | SERC Virginia/Carolina | SUN | 20 |  | 42958 |  |  | 0 |  |  |  | 0
2018 | NC | Kelford | 59796 | SRVC | SERC Virginia/Carolina | SUN | 5 |  | 7634 |  |  | 0 |  |  |  | 0
2018 | NC | Kelly Solar, LLC | 61219 | SRVC | SERC Virginia/Carolina | SUN | 5 |  | 3322 |  |  | 0 |  |  |  | 0
2018 | NC | Kenansville | 59051 | SRVC | SERC Virginia/Carolina | SUN | 2 |  | 3477 |  |  | 0 |  |  |  | 0
2018 | NC | Kenansville Solar 2, LLC | 58803 | SRVC | SERC Virginia/Carolina | SUN | 2 |  | 3511 |  |  | 0 |  |  |  | 0
2018 | NC | Kenansville Solar Farm, LLC | 58840 | SRVC | SERC Virginia/Carolina | SUN | 4.5 |  | 7389 |  |  | 0 |  |  |  | 0
2018 | NC | Kennedy Solar, LLC | 60397 | SRVC | SERC Virginia/Carolina | SUN | 4.9 |  | 9132 |  |  | 0 |  |  |  | 0
2018 | NC | Kenneth Solar | 59507 | SRVC | SERC Virginia/Carolina | SUN | 3 |  | 4820 |  |  | 0 |  |  |  | 0
2018 | NC | Kinston | 59125 | SRVC | SERC Virginia/Carolina | SUN | 2 |  | 3660 |  |  | 0 |  |  |  | 0
2018 | NC | Kinston Davis Farm | 61090 | SRVC | SERC Virginia/Carolina | SUN | 5 |  | 8784 |  |  | 0 |  |  |  | 0
2018 | NC | Kinston Solar | 59832 | SRVC | SERC Virginia/Carolina | SUN | 5 |  | 8845 |  |  | 0 |  |  |  | 0
2018 | NC | Kirkwall Holdings | 58791 | SRVC | SERC Virginia/Carolina | SUN | 5 |  | 9195 |  |  | 0 |  |  |  | 0
2018 | NC | Kitty Hawk | 2757 | SRVC | SERC Virginia/Carolina | DFO | 47.6
2018 | NC | Kojak Farm | 60578 | SRVC | SERC Virginia/Carolina | SUN | 5 |  | 8825 |  |  | 0 |  |  |  | 0
2018 | NC | Lafayette Solar I, LLC | 60105 | SRVC | SERC Virginia/Carolina | SUN | 2 |  | 3340 |  |  | 0 |  |  |  | 0
2018 | NC | Lake Lure | 2773 | SRVC | SERC Virginia/Carolina | WAT | 3.6 |  | 10526 |  |  | 0 |  |  |  | 0
2018 | NC | Lake Solar Center LLC | 59161 | SRVC | SERC Virginia/Carolina | SUN | 5
2018 | NC | Landis Delivery No 2 | 56551 | SRVC | SERC Virginia/Carolina | DFO | 2.2 |  | -43 | 62 | 0.00961 | 0 | 0.31 | Estimated using an emission factor | 62 | 0.00961
2018 | NC | Lane Solar | 62104 | SRVC | SERC Virginia/Carolina | SUN | 5 |  | 2098 |  |  | 0 |  |  |  | 0
2018 | NC | Langdon Solar Farm, LLC | 60538 | SRVC | SERC Virginia/Carolina | SUN | 5 |  | 8951 |  |  | 0 |  |  |  | 0
2018 | NC | Langley PV1 | 59158 | SRVC | SERC Virginia/Carolina | SUN | 5 |  | 9704 |  |  | 0 |  |  |  | 0
2018 | NC | Lanier Solar | 59486 | SRVC | SERC Virginia/Carolina | SUN | 4.9 |  | 9206 |  |  | 0 |  |  |  | 0
2018 | NC | Laurinburg Farm | 61091 | SRVC | SERC Virginia/Carolina | SUN | 5 |  | 9327 |  |  | 0 |  |  |  | 0
2018 | NC | Laurinburg Solar | 59833 | SRVC | SERC Virginia/Carolina | SUN | 5 |  | 9054 |  |  | 0 |  |  |  | 0
2018 | NC | Laurinburg Solar, LLC (Heelstone) | 60200 | SRVC | SERC Virginia/Carolina | SUN | 2 |  | 3998 |  |  | 0 |  |  |  | 0
2018 | NC | Leggett Solar, LLC | 60783 | SRVC | SERC Virginia/Carolina | SUN | 5 |  | 9918 |  |  | 0 |  |  |  | 0
2018 | NC | Lenoir Farm | 58333 | SRVC | SERC Virginia/Carolina | SUN | 5 |  | 8348 |  |  | 0 |  |  |  | 0
2018 | NC | Lenoir Farm 2 | 58334 | SRVC | SERC Virginia/Carolina | SUN | 5 |  | 8093 |  |  | 0 |  |  |  | 0
2018 | NC | Lewiston Solar | 59174 | SRVC | SERC Virginia/Carolina | SUN | 5 |  | 8930 |  |  | 0 |  |  |  | 0
2018 | NC | Lexington | 56261 | SRVC | SERC Virginia/Carolina | DFO | 3.6 |  | -60 | 98 | 0.01519 | 0 | 0.31 | Estimated using an emission factor | 98 | 0.01519
2018 | NC | Lexington Health Center | 56067 | SRVC | SERC Virginia/Carolina | DFO | 1.8 |  | -35 | 56 | 0.00868 | 0 | 0.31 | Estimated using an emission factor | 56 | 0.00868
2018 | NC | Lexington Hickory Street | 56066 | SRVC | SERC Virginia/Carolina | DFO | 1.8
2018 | NC | Lillington Solar | 59921 | SRVC | SERC Virginia/Carolina | SUN | 5 |  | 7636 |  |  | 0 |  |  |  | 0
2018 | NC | Lincoln Solar, LLC (NC) | 60399 | SRVC | SERC Virginia/Carolina | SUN | 4.9 |  | 9375 |  |  | 0 |  |  |  | 0
2018 | NC | Lincolnton High School | 56341 | SRVC | SERC Virginia/Carolina | DFO | 1.8 |  | 36 | 707 | 0.10958 | 6.0881 | 0.31 | Estimated using an emission factor | 707 | 0.10958
2018 | NC | Little River PV 1 | 59521 | SRVC | SERC Virginia/Carolina | SUN | 5 |  | 8472 |  |  | 0 |  |  |  | 0
2018 | NC | Littlefield Solar Center LLC | 58809 | SRVC | SERC Virginia/Carolina | SUN | 5 |  | 8612 |  |  | 0 |  |  |  | 0
2018 | NC | Lockville Hydropower | 10051 | SRVC | SERC Virginia/Carolina | WAT | 1.2 |  | 339 |  |  | 0 |  |  |  | 0
2018 | NC | Long Creek Waste Water Plant | 57630 | SRVC | SERC Virginia/Carolina | DFO | 5.1 |  | 228 | 2001.999 | 0.31016 | 2.7207 | 0.30985 | Estimated using an emission factor | 2001.999 | 0.31016
2018 | NC | Long Farm 46 Solar, LLC | 60208 | SRVC | SERC Virginia/Carolina | SUN | 5 |  | 7775 |  |  | 0 |  |  |  | 0
2018 | NC | Long Henry Solar | 61347 | SRVC | SERC Virginia/Carolina | SUN | 2 |  | 3928 |  |  | 0 |  |  |  | 0
2018 | NC | Longleaf Solar | 60173 | SRVC | SERC Virginia/Carolina | SUN | 5
2018 | NC | Lookout Shoals | 2726 | SRVC | SERC Virginia/Carolina | WAT | 25.8 |  | 162927 |  |  | 0 |  |  |  | 0
2018 | NC | Lux Solar, LLC | 61284 | SRVC | SERC Virginia/Carolina | SUN | 2 |  | 3939 |  |  | 0 |  |  |  | 0
2018 | NC | Maiden Community Center | 56342 | SRVC | SERC Virginia/Carolina | DFO | 1.8 |  | 41 | 732 | 0.11346 | 5.5346 | 0.31 | Estimated using an emission factor | 732 | 0.11346
2018 | NC | Maiden Creek Solar Power Plant | 62668 | SRVC | SERC Virginia/Carolina | SUN | 69.3
2018 | NC | Maiden Finger Street | 56065 | SRVC | SERC Virginia/Carolina | DFO | 1.8
2018 | NC | Manning PV 1 | 59520 | SRVC | SERC Virginia/Carolina | SUN | 5 |  | 432 |  |  | 0 |  |  |  | 0
2018 | NC | Manway Solar Farm | 59575 | SRVC | SERC Virginia/Carolina | SUN | 5 |  | 7931 |  |  | 0 |  |  |  | 0
2018 | NC | Mariposa Solar Center LLC | 59162 | SRVC | SERC Virginia/Carolina | SUN | 5 |  | 9269 |  |  | 0 |  |  |  | 0
2018 | NC | Market Farm | 59105 | SRVC | SERC Virginia/Carolina | SUN | 4.9 |  | 8323 |  |  | 0 |  |  |  | 0
2018 | NC | Marshall Dam | 2710 | SRVC | SERC Virginia/Carolina | WAT | 5 |  | 812 |  |  | 0 |  |  |  | 0
2018 | NC | Marshville Farm | 58335 | SRVC | SERC Virginia/Carolina | SUN | 5 |  | 7001 |  |  | 0 |  |  |  | 0
2018 | NC | Martin Creek Farm LLC | 59124 | SRVC | SERC Virginia/Carolina | SUN | 3 |  | 5285 |  |  | 0 |  |  |  | 0
2018 | NC | Martins Creek Solar NC, LLC | 57461 | SRVC | SERC Virginia/Carolina | SUN | 1 |  | 1145 |  |  | 0 |  |  |  | 0
2018 | NC | Mason Solar Center LLC | 59165 | SRVC | SERC Virginia/Carolina | SUN | 15.3
2018 | NC | Maxton Solar, LLC | 60416 | SRVC | SERC Virginia/Carolina | SUN | 4.9 |  | 9397 |  |  | 0 |  |  |  | 0
2018 | NC | Mayberry Solar LLC | 57321 | SRVC | SERC Virginia/Carolina | SUN | 1.2 |  | 1436 |  |  | 0 |  |  |  | 0
2018 | NC | MC1 Solar | 60395 | SRVC | SERC Virginia/Carolina | SUN | 5 |  | 9018 |  |  | 0 |  |  |  | 0
2018 | NC | McCallum Farm | 58350 | SRVC | SERC Virginia/Carolina | SUN | 5 |  | 8473 |  |  | 0 |  |  |  | 0
2018 | NC | McCaskey Solar Farm, LLC | 58804 | SRVC | SERC Virginia/Carolina | SUN | 2.4
2018 | NC | McGoogan Farm, LLC | 60779 | SRVC | SERC Virginia/Carolina | SUN | 5 |  | 9417 |  |  | 0 |  |  |  | 0
2018 | NC | McGrigor Farm Solar | 60440 | SRVC | SERC Virginia/Carolina | SUN | 5
2018 | NC | McGuire | 6038 | SRVC | SERC Virginia/Carolina | NUC | 2440.6 |  | 19862068 |  |  | 0 |  |  |  | 0
2018 | NC | McKenzie Farm | 58853 | SRVC | SERC Virginia/Carolina | SUN | 5 |  | 8096 |  |  | 0 |  |  |  | 0
2018 | NC | McLean Homestead | 60020 | SRVC | SERC Virginia/Carolina | SUN | 4.9
2018 | NC | Meadowbrook Solar Farm | 59936 | SRVC | SERC Virginia/Carolina | SUN | 5 |  | 9099 |  |  | 0 |  |  |  | 0
2018 | NC | Meadows PV 1 | 59513 | SRVC | SERC Virginia/Carolina | SUN | 20 |  | 34282 |  |  | 0 |  |  |  | 0
2018 | NC | Melinda Solar | 59502 | SRVC | SERC Virginia/Carolina | SUN | 5 |  | 8249 |  |  | 0 |  |  |  | 0
2018 | NC | Meriwether Farm | 60579 | SRVC | SERC Virginia/Carolina | SUN | 5 |  | 9202 |  |  | 0 |  |  |  | 0
2018 | NC | Metropolitan Sewerage District | 10181 | SRVC | SERC Virginia/Carolina | WAT | 2.4 |  | 8079.999 |  |  | 0 |  |  |  | 0
2018 | NC | Mile Farm | 58336 | SRVC | SERC Virginia/Carolina | SUN | 5 |  | 8447 |  |  | 0 |  |  |  | 0
2018 | NC | Mill Pond Solar Farm, LLC | 61196 | SRVC | SERC Virginia/Carolina | SUN | 5 |  | 8208 |  |  | 0 |  |  |  | 0
2018 | NC | Mill Pond Solar, LLC | 62328 | SRVC | SERC Virginia/Carolina | SUN | 5
2018 | NC | MILL SOLAR 1 | 61160 | SRVC | SERC Virginia/Carolina | SUN | 1.4 |  | 1243 |  |  | 0 |  |  |  | 0
2018 | NC | Millikan Farm | 59576 | SRVC | SERC Virginia/Carolina | SUN | 5 |  | 9412 |  |  | 0 |  |  |  | 0
2018 | NC | Mills Anson Farm | 61093 | SRVC | SERC Virginia/Carolina | SUN | 5 |  | 8677 |  |  | 0 |  |  |  | 0
2018 | NC | Milo Solar | 58739 | SRVC | SERC Virginia/Carolina | SUN | 3 |  | 5271 |  |  | 0 |  |  |  | 0
2018 | NC | Minnie Solar | 58740 | SRVC | SERC Virginia/Carolina | SUN | 3 |  | 4983 |  |  | 0 |  |  |  | 0
2018 | NC | Misenheimer Farm | 59577 | SRVC | SERC Virginia/Carolina | SUN | 5 |  | 8450 |  |  | 0 |  |  |  | 0
2018 | NC | Mission | 2746 | SRVC | SERC Virginia/Carolina | WAT | 1.8 |  | 5388 |  |  | 0 |  |  |  | 0
2018 | NC | Mocksville Farm | 58313 | SRVC | SERC Virginia/Carolina | SUN | 5 |  | 8690 |  |  | 0 |  |  |  | 0
2018 | NC | Mocksville Solar | 59570 | SRVC | SERC Virginia/Carolina | SUN | 15.4 |  | 25729 |  |  | 0 |  |  |  | 0
2018 | NC | Modlin Solar Farm | 60417 | SRVC | SERC Virginia/Carolina | SUN | 4.9 |  | 9291 |  |  | 0 |  |  |  | 0
2018 | NC | Moncure Farm LLC | 59123 | SRVC | SERC Virginia/Carolina | SUN | 3 |  | 5889 |  |  | 0 |  |  |  | 0
2018 | NC | Monroe Generating Station | 57505 | SRVC | SERC Virginia/Carolina | NG | 30 |  | 5138 | 72379 | 0.19844 | 0.077246 | 0.0054835 | NEI avg EF - PM, fuel type, firing type | 72379 | 0.19844
2018 | NC | Monroe Middle School | 56343 | SRVC | SERC Virginia/Carolina | DFO | 1.8 |  | 41 | 751 | 0.1164 | 5.6783 | 0.31 | Estimated using an emission factor | 751 | 0.1164
2018 | NC | Monroe Moore Farm | 59578 | SRVC | SERC Virginia/Carolina | SUN | 5 |  | 8754 |  |  | 0 |  |  |  | 0
2018 | NC | Monroe Solar Facility | 60383 | SRVC | SERC Virginia/Carolina | SUN | 60 |  | 93060 |  |  | 0 |  |  |  | 0
2018 | NC | Montgomery Solar LLC | 58649 | SRVC | SERC Virginia/Carolina | SUN | 20 |  | 38199 |  |  | 0 |  |  |  | 0
2018 | NC | Moore Solar Farm | 58337 | SRVC | SERC Virginia/Carolina | SUN | 5 |  | 8029 |  |  | 0 |  |  |  | 0
2018 | NC | Moorings Farm | 58338 | SRVC | SERC Virginia/Carolina | SUN | 5 |  | 7750 |  |  | 0 |  |  |  | 0
2018 | NC | Moorings Farm 2 | 61405 | SRVC | SERC Virginia/Carolina | SUN | 5 |  | 9487 |  |  | 0 |  |  |  | 0
2018 | NC | Morehead | 2711 | SRVC | SERC Virginia/Carolina | DFO | 16.3
2018 | NC | Morgan Farm, LLC | 60133 | SRVC | SERC Virginia/Carolina | SUN | 5 |  | 9381 |  |  | 0 |  |  |  | 0
2018 | NC | Morgan's Corner | 60422 | SRVC | SERC Virginia/Carolina | SUN | 20 |  | 27862 |  |  | 0 |  |  |  | 0
2018 | NC | Morganton Station 5 | 56344 | SRVC | SERC Virginia/Carolina | DFO | 1.8 |  | -31 | 43 | 0.006665 | 0 | 0.31 | Estimated using an emission factor | 43 | 0.006665
2018 | NC | Morganton, Parker Road | 56064 | SRVC | SERC Virginia/Carolina | DFO | 1.8 |  | -40 | 37 | 0.005735 | 0 | 0.31 | Estimated using an emission factor | 37 | 0.005735
2018 | NC | Morning View | 61881 | SRVC | SERC Virginia/Carolina | SUN | 2 |  | 0
2018 | NC | Mount Olive Farm | 59107 | SRVC | SERC Virginia/Carolina | SUN | 5 |  | 9595 |  |  | 0 |  |  |  | 0
2018 | NC | Mount Olive Solar | 59908 | SRVC | SERC Virginia/Carolina | SUN | 2 |  | 3706 |  |  | 0 |  |  |  | 0
2018 | NC | Mountain Island | 2728 | SRVC | SERC Virginia/Carolina | WAT | 60 |  | 207502 |  |  | 0 |  |  |  | 0
2018 | NC | MP Durham LLC | 57365 | SRVC | SERC Virginia/Carolina | LFG | 3.3 |  | 15891 | 156365.001 | 1.1493 | 0.14465 | 0.0147 | EPA/NEI; Estimated using an emission factor | 156365.001 | 1.1493
2018 | NC | MP Wayne LLC | 57366 | SRVC | SERC Virginia/Carolina | LFG | 3.3 |  | 11219.001 | 119793.999 | 0.88048 | 0.15696 | 0.0147 | Estimated using an emission factor | 119793.999 | 0.88048
2018 | NC | Mt Olive Farm 2 | 58345 | SRVC | SERC Virginia/Carolina | SUN | 5 |  | 8835 |  |  | 0 |  |  |  | 0
2018 | NC | Mt Olive Solar 1 | 59645 | SRVC | SERC Virginia/Carolina | SUN | 5 |  | 8390 |  |  | 0 |  |  |  | 0
2018 | NC | Murdock Solar | 59509 | SRVC | SERC Virginia/Carolina | SUN | 4 |  | 7040 |  |  | 0 |  |  |  | 0
2018 | NC | Murphy Farm Power, LLC | 57677 | SRVC | SERC Virginia/Carolina | SUN | 1 |  | 1208 |  |  | 0 |  |  |  | 0
2018 | NC | Murphy-Brown LLC | 55002 | SRVC | SERC Virginia/Carolina | DFO | 2.4 |  | 106 | 1518 | 0.23529 | 4.4394 | 0.31 | Estimated using an emission factor | 1518 | 0.23529
2018 | NC | Mustang Solar | 61533 | SRVC | SERC Virginia/Carolina | SUN | 5 |  | 4488 |  |  | 0 |  |  |  | 0
2018 | NC | NA 1 (NC) | 7539 | SRVC | SERC Virginia/Carolina | NG | 3132.3
2018 | NC | Nantahala | 2747 | SRVC | SERC Virginia/Carolina | WAT | 43.2 |  | 270145 |  |  | 0 |  |  |  | 0
2018 | NC | Narrows (NC) | 54894 | SRVC | SERC Virginia/Carolina | WAT | 108.8 |  | 592792.999 |  |  | 0 |  |  |  | 0
2018 | NC | Nash 58 Farm | 58854 | SRVC | SERC Virginia/Carolina | SUN | 5 |  | 8635 |  |  | 0 |  |  |  | 0
2018 | NC | Nash 64 Farm | 58855 | SRVC | SERC Virginia/Carolina | SUN | 5 |  | 7335 |  |  | 0 |  |  |  | 0
2018 | NC | Nash 97 Solar, LLC | 60408 | SRVC | SERC Virginia/Carolina | SUN | 5.2 |  | 9358 |  |  | 0 |  |  |  | 0
2018 | NC | Nashville Farms, LLC | 60134 | SRVC | SERC Virginia/Carolina | SUN | 2 |  | 3607 |  |  | 0 |  |  |  | 0
2018 | NC | NC 102 Project LLC | 61610 | SRVC | SERC Virginia/Carolina | SUN | 74.8 |  | 16810 |  |  | 0 |  |  |  | 0
2018 | NC | NCSU Cates Cogeneration Plant | 61676 | SRVC | SERC Virginia/Carolina | NG | 11.2 | 0.66661 | 79936 | 770000.663 | 2.1111 | 0.05282 | 0.0054834 | NEI avg EF - PM, fuel type, firing type | 1155097 | 3.1669
2018 | NC | NCSU CCUP Cogeneration Plant | 61675 | SRVC | SERC Virginia/Carolina | NG | 6.6
2018 | NC | Neisler Street Solar | 60072 | SRVC | SERC Virginia/Carolina | SUN | 2 |  | 3707 |  |  | 0 |  |  |  | 0
2018 | NC | Neuse River Solar Farm | 58524 | SRVC | SERC Virginia/Carolina | SUN | 1.1 |  | 1466 |  |  | 0 |  |  |  | 0
2018 | NC | New Bern | 56688 | SRVC | SERC Virginia/Carolina | LFG | 5.4 |  | 22964.994 | 274318.002 | 2.0163 | 0.17559 | 0.0147 | Estimated using an emission factor | 274318.002 | 2.0163
2018 | NC | New Bern Farm | 58339 | SRVC | SERC Virginia/Carolina | SUN | 5 |  | 7855 |  |  | 0 |  |  |  | 0
2018 | NC | Newton Grove | 59835 | SRVC | SERC Virginia/Carolina | SUN | 1.9 |  | 3247 |  |  | 0 |  |  |  | 0
2018 | NC | Nick Solar | 58741 | SRVC | SERC Virginia/Carolina | SUN | 5 |  | 8492 |  |  | 0 |  |  |  | 0
2018 | NC | Nickelson Solar, LLC | 62205 | SRVC | SERC Virginia/Carolina | SUN | 5.3 |  | 191 |  |  | 0 |  |  |  | 0
2018 | NC | Nitro Solar | 59501 | SRVC | SERC Virginia/Carolina | SUN | 5 |  | 7967 |  |  | 0 |  |  |  | 0
2018 | NC | North 301 Solar | 61778 | SRVC | SERC Virginia/Carolina | SUN | 26.9
2018 | NC | North Carolina Solar Bethea I | 58531 | SRVC | SERC Virginia/Carolina | SUN | 1 |  | 3043 |  |  | 0 |  |  |  | 0
2018 | NC | North Carolina Solar III LLC | 58880 | SRVC | SERC Virginia/Carolina | SUN | 4.9 |  | 8690 |  |  | 0 |  |  |  | 0
2018 | NC | North Nash Farm, LLC | 60651 | SRVC | SERC Virginia/Carolina | SUN | 5 |  | 9478 |  |  | 0 |  |  |  | 0
2018 | NC | Northern Cardinal Solar | 60992 | SRVC | SERC Virginia/Carolina | SUN | 2 |  | 1326 |  |  | 0 |  |  |  | 0
2018 | NC | Oakboro Farm | 58851 | SRVC | SERC Virginia/Carolina | SUN | 5 |  | 8372 |  |  | 0 |  |  |  | 0
2018 | NC | Ocracoke | 6377 | SRVC | SERC Virginia/Carolina | DFO | 4 |  | 122 | 1357 | 0.21033 | 3.4481 | 0.31 | EPA/NEI; Estimated using an emission factor | 1357 | 0.21033
2018 | NC | Old Caroleen Solar Farm | 61534 | SRVC | SERC Virginia/Carolina | SUN | 2 |  | 1062 |  |  | 0 |  |  |  | 0
2018 | NC | Old Catawba PV 1 | 59519 | SRVC | SERC Virginia/Carolina | SUN | 3.5 |  | 5639 |  |  | 0 |  |  |  | 0
2018 | NC | Old Pageland Monroe Road Solar Farm | 60600 | SRVC | SERC Virginia/Carolina | SUN | 5.3 |  | 9347 |  |  | 0 |  |  |  | 0
2018 | NC | Old Wire Farm | 61094 | SRVC | SERC Virginia/Carolina | SUN | 5 |  | 9767 |  |  | 0 |  |  |  | 0
2018 | NC | Onslow Energy | 59036 | SRVC | SERC Virginia/Carolina | SUN | 1.5
2018 | NC | Onslow Power Producers | 58558 | SRVC | SERC Virginia/Carolina | LFG | 2 |  | 7771 | 105864 | 0.7781 | 0.20026 | 0.0147 | Estimated using an emission factor | 105864 | 0.7781
2018 | NC | Orbit Energy Charlotte | 58638 | SRVC | SERC Virginia/Carolina | OBG | 5.2 |  | 91 | 1776 | 0.013054 | 0.28689 | 0.0147 | Estimated using an emission factor | 1776 | 0.013054
2018 | NC | Organ Church Solar | 60284 | SRVC | SERC Virginia/Carolina | SUN | 12.5
2018 | NC | Osceola Solar, LLC | 60828 | SRVC | SERC Virginia/Carolina | SUN | 5
2018 | NC | Ouchchy PV1 | 59999 | SRVC | SERC Virginia/Carolina | SUN | 3 |  | 5142 |  |  | 0 |  |  |  | 0
2018 | NC | Owen Solar | 58742 | SRVC | SERC Virginia/Carolina | SUN | 5 |  | 9154 |  |  | 0 |  |  |  | 0
2018 | NC | Oxford Dam | 2729 | SRVC | SERC Virginia/Carolina | WAT | 36 |  | 107478 |  |  | 0 |  |  |  | 0
2018 | NC | Page Solar | 62018 | SRVC | SERC Virginia/Carolina | SUN | 1.6 |  | 0
2018 | NC | Pamlico Partners Solar | 58799 | SRVC | SERC Virginia/Carolina | SUN | 5 |  | 9235 |  |  | 0 |  |  |  | 0
2018 | NC | Panda Solar NC 1, LLC | 62089 | SRVC | SERC Virginia/Carolina | SUN | 1
2018 | NC | Panda Solar NC 10, LLC | 62128 | SRVC | SERC Virginia/Carolina | SUN | 2
2018 | NC | Panda Solar NC 11, LLC | 62129 | SRVC | SERC Virginia/Carolina | SUN | 2
2018 | NC | Panda Solar NC 2, LLC | 62120 | SRVC | SERC Virginia/Carolina | SUN | 2
2018 | NC | Panda Solar NC 3, LLC | 62121 | SRVC | SERC Virginia/Carolina | SUN | 2
2018 | NC | Panda Solar NC 4, LLC | 62122 | SRVC | SERC Virginia/Carolina | SUN | 2
2018 | NC | Panda Solar NC 5, LLC | 62123 | SRVC | SERC Virginia/Carolina | SUN | 1
2018 | NC | Panda Solar NC 6, LLC | 62124 | SRVC | SERC Virginia/Carolina | SUN | 1
2018 | NC | Panda Solar NC 7, LLC | 62125 | SRVC | SERC Virginia/Carolina | SUN | 1.5
2018 | NC | Panda Solar NC 8, LLC | 62126 | SRVC | SERC Virginia/Carolina | SUN | 2
2018 | NC | Panda Solar NC 9, LLC | 62127 | SRVC | SERC Virginia/Carolina | SUN | 2
2018 | NC | Pasquotank | 59530 | SRVC | SERC Virginia/Carolina | SUN | 20 |  | 43851 |  |  | 0 |  |  |  | 0
2018 | NC | Pate Farm | 58856 | SRVC | SERC Virginia/Carolina | SUN | 5 |  | 8587 |  |  | 0 |  |  |  | 0
2018 | NC | PCIP Solar | 58305 | SRVC | SERC Virginia/Carolina | SUN | 1 |  | 1689 |  |  | 0 |  |  |  | 0
2018 | NC | PCS Phosphate | 50509 | SRVC | SERC Virginia/Carolina | WH | 54 | 1 | 233417 |  |  | 0 |  |  |  | 0
2018 | NC | PCSP3 Airport | 58538 | SRVC | SERC Virginia/Carolina | SUN | 2.5 |  | 4051 |  |  | 0 |  |  |  | 0
2018 | NC | Peanut Solar | 60557 | SRVC | SERC Virginia/Carolina | SUN | 5
2018 | NC | Pecan Grove Solar, LLC | 62659 | SRVC | SERC Virginia/Carolina | SUN | 5
2018 | NC | Pecan PV1 | 59157 | SRVC | SERC Virginia/Carolina | SUN | 5 |  | 9096 |  |  | 0 |  |  |  | 0
2018 | NC | Pecan Solar | 60030 | SRVC | SERC Virginia/Carolina | SUN | 74.9 |  | 21297 |  |  | 0 |  |  |  | 0
2018 | NC | Perkins Solar, LLC | 60629 | SRVC | SERC Virginia/Carolina | SUN | 2 |  | 3641 |  |  | 0 |  |  |  | 0
2018 | NC | Phelps 158 Solar Farm | 61134 | SRVC | SERC Virginia/Carolina | SUN | 5 |  | 8104 |  |  | 0 |  |  |  | 0
2018 | NC | Pike Road Solar | 60360 | SRVC | SERC Virginia/Carolina | SUN | 5
2018 | NC | Pikeville Farm | 61404 | SRVC | SERC Virginia/Carolina | SUN | 5 |  | 9837 |  |  | 0 |  |  |  | 0
2018 | NC | Pine Valley Solar Farm, LLC | 60298 | SRVC | SERC Virginia/Carolina | SUN | 5
2018 | NC | Pinesage | 61978 | SRVC | SERC Virginia/Carolina | SUN | 5 |  | 0
2018 | NC | Pineville Delivery 2 | 56345 | SRVC | SERC Virginia/Carolina | DFO | 1.8 |  | -43 | 56 | 0.00868 | 0 | 0.31 | Estimated using an emission factor | 56 | 0.00868
2018 | NC | Pinewood Solar Center LLC | 59160 | SRVC | SERC Virginia/Carolina | SUN | 5
2018 | NC | Plymouth Solar LLC | 58480 | SRVC | SERC Virginia/Carolina | SUN | 5 |  | 9017 |  |  | 0 |  |  |  | 0
2018 | NC | Pollocksville Solar | 59917 | SRVC | SERC Virginia/Carolina | SUN | 5 |  | 9181 |  |  | 0 |  |  |  | 0
2018 | NC | Porter Solar | 59504 | SRVC | SERC Virginia/Carolina | SUN | 5 |  | 7698 |  |  | 0 |  |  |  | 0
2018 | NC | Princeton | 59533 | SRVC | SERC Virginia/Carolina | SUN | 5 |  | 8944 |  |  | 0 |  |  |  | 0
2018 | NC | Progress Manis I | 58529 | SRVC | SERC Virginia/Carolina | SUN | 1 |  | 3043 |  |  | 0 |  |  |  | 0
2018 | NC | Progress Solar 1, LLC | 58493 | SRVC | SERC Virginia/Carolina | SUN | 4 |  | 6078 |  |  | 0 |  |  |  | 0
2018 | NC | Progress Solar II, LLC | 58494 | SRVC | SERC Virginia/Carolina | SUN | 3.5 |  | 5748 |  |  | 0 |  |  |  | 0
2018 | NC | Progress Solar III, LLC | 58495 | SRVC | SERC Virginia/Carolina | SUN | 3.5 |  | 5896 |  |  | 0 |  |  |  | 0
2018 | NC | Quail Holdings | 60434 | SRVC | SERC Virginia/Carolina | SUN | 25
2018 | NC | Quarter Horse Solar | 62095 | SRVC | SERC Virginia/Carolina | SUN | 4.5 |  | 682 |  |  | 0 |  |  |  | 0
2018 | NC | Queens Creek | 6438 | SRVC | SERC Virginia/Carolina | WAT | 1.4 |  | 4621 |  |  | 0 |  |  |  | 0
2018 | NC | Quincy Solar | 59506 | SRVC | SERC Virginia/Carolina | SUN | 4 |  | 5364 |  |  | 0 |  |  |  | 0
2018 | NC | QVC Inc | 56966 | SRVC | SERC Virginia/Carolina | SUN | 3.9 |  | 3058 |  |  | 0 |  |  |  | 0
2018 | NC | Raeford Farm | 58274 | SRVC | SERC Virginia/Carolina | SUN | 5 |  | 8800 |  |  | 0 |  |  |  | 0
2018 | NC | Railroad Farm | 58316 | SRVC | SERC Virginia/Carolina | SUN | 5 |  | 8501 |  |  | 0 |  |  |  | 0
2018 | NC | Railroad Farm 2 | 61095 | SRVC | SERC Virginia/Carolina | SUN | 5 |  | 9419 |  |  | 0 |  |  |  | 0
2018 | NC | Rams Horn Solar Center LLC | 58810 | SRVC | SERC Virginia/Carolina | SUN | 5 |  | 8558 |  |  | 0 |  |  |  | 0
2018 | NC | Ranchland Solar, LLC | 61813 | SRVC | SERC Virginia/Carolina | SUN | 60 |  | 87539 |  |  | 0 |  |  |  | 0
2018 | NC | Red Hill Solar Center, LLC | 59760 | SRVC | SERC Virginia/Carolina | SUN | 5 |  | 8426 |  |  | 0 |  |  |  | 0
2018 | NC | Red Oak Solar Farm, LLC | 60929 | SRVC | SERC Virginia/Carolina | SUN | 5 |  | 9650 |  |  | 0 |  |  |  | 0
2018 | NC | Red Toad 1425 A Powatan Road, LLC | 60129 | SRVC | SERC Virginia/Carolina | SUN | 2 |  | 3962 |  |  | 0 |  |  |  | 0
2018 | NC | Red Toad 4451 Buffalo Road, LLC | 62131 | SRVC | SERC Virginia/Carolina | SUN | 2 |  | 396 |  |  | 0 |  |  |  | 0
2018 | NC | Red Toad 5840 Buffalo Road, LLC | 62204 | SRVC | SERC Virginia/Carolina | SUN | 2 |  | 296 |  |  | 0 |  |  |  | 0
2018 | NC | Redmon Solar Farm LLC | 59114 | SRVC | SERC Virginia/Carolina | SUN | 2 |  | 3986 |  |  | 0 |  |  |  | 0
2018 | NC | Reidsville Energy Center | 61240 | SRVC | SERC Virginia/Carolina | NG | 543.9
2018 | NC | Reventure Park | 58865 | SRVC | SERC Virginia/Carolina | LFG | 3.5 | 0.46046 | 12590 | 63049.229 | 0.46341 | 0.073616 | 0.0147 | Estimated using an emission factor | 136927 | 1.0064
2018 | NC | Rhodhiss | 2730 | SRVC | SERC Virginia/Carolina | WAT | 25.5 |  | 119297.001 |  |  | 0 |  |  |  | 0
2018 | NC | Rhubarb One | 59216 | SRVC | SERC Virginia/Carolina | SUN | 5
2018 | NC | River Road Solar, LLC | 60487 | SRVC | SERC Virginia/Carolina | SUN | 5 |  | 7833 |  |  | 0 |  |  |  | 0
2018 | NC | Riverbend | 2732 | SRVC | SERC Virginia/Carolina |  | 601.2
2018 | NC | RJ Solar | 58743 | SRVC | SERC Virginia/Carolina | SUN | 5
2018 | NC | Roanoke Rapids | 2758 | SRVC | SERC Virginia/Carolina | WAT | 100 |  | 376005 |  |  | 0 |  |  |  | 0
2018 | NC | Robeson County LFG to Energy | 59763 | SRVC | SERC Virginia/Carolina | LFG | 2 |  | 3260 | 46587 | 0.34242 | 0.21007 | 0.0147 | Estimated using an emission factor | 46587 | 0.34242
2018 | NC | Robin Solar | 60165 | SRVC | SERC Virginia/Carolina | SUN | 5
2018 | NC | Rock Farm | 58347 | SRVC | SERC Virginia/Carolina | SUN | 5 |  | 8849 |  |  | 0 |  |  |  | 0
2018 | NC | Rockingham Solar, LLC | 60106 | SRVC | SERC Virginia/Carolina | SUN | 5 |  | 9384 |  |  | 0 |  |  |  | 0
2018 | NC | Rockwell Solar LLC | 58668 | SRVC | SERC Virginia/Carolina | SUN | 3.5 |  | 5751 |  |  | 0 |  |  |  | 0
2018 | NC | Rocky Mount Mill | 50468 | SRVC | SERC Virginia/Carolina | WAT | 1.6 |  | 0
2018 | NC | Roman Solar | 60159 | SRVC | SERC Virginia/Carolina | SUN | 5
2018 | NC | Roper Farm, LLC | 60761 | SRVC | SERC Virginia/Carolina | SUN | 5 |  | 9480 |  |  | 0 |  |  |  | 0
2018 | NC | Rose Hill | 59375 | SRVC | SERC Virginia/Carolina | SUN | 2 |  | 3461 |  |  | 0 |  |  |  | 0
2018 | NC | Rosewood Solar | 61520 | SRVC | SERC Virginia/Carolina | SUN | 2 |  | 3889 |  |  | 0 |  |  |  | 0
2018 | NC | Round Hill PV1 | 59998 | SRVC | SERC Virginia/Carolina | SUN | 5
2018 | NC | Rowan Solar NC LLC | 60780 | SRVC | SERC Virginia/Carolina | SUN | 2
2018 | NC | Roxboro Farm | 58340 | SRVC | SERC Virginia/Carolina | SUN | 5 |  | 7970 |  |  | 0 |  |  |  | 0
2018 | NC | Roxboro Solar Farm, LLC | 61288 | SRVC | SERC Virginia/Carolina | SUN | 5 |  | 8771 |  |  | 0 |  |  |  | 0
2018 | NC | Royal Solar | 59831 | SRVC | SERC Virginia/Carolina | SUN | 4.9 |  | 8904 |  |  | 0 |  |  |  | 0
2018 | NC | Ruff Solar LLC | 62594 | SRVC | SERC Virginia/Carolina | SUN | 22
2018 | NC | Ruskin Solar | 60922 | SRVC | SERC Virginia/Carolina | SUN | 2 |  | 3932 |  |  | 0 |  |  |  | 0
2018 | NC | Rutherford Farm | 59589 | SRVC | SERC Virginia/Carolina | SUN | 61 |  | 131764 |  |  | 0 |  |  |  | 0
2018 | NC | Sabattus Solar LLC | 62596 | SRVC | SERC Virginia/Carolina | SUN | 5
2018 | NC | Sadie Solar | 60168 | SRVC | SERC Virginia/Carolina | SUN | 5
2018 | NC | Sadiebrook NC Solar | 62102 | SRVC | SERC Virginia/Carolina | SUN | 5 |  | 3703 |  |  | 0 |  |  |  | 0
2018 | NC | Salem Energy Systems LLC | 54984 | SRVC | SERC Virginia/Carolina | LFG | 9 | 1 | 30132 | 451716 | 4.8785 | 0.32381 | 0.0216 | EPA/NEI; Estimated using an emission factor | 451716 | 4.8785
2018 | NC | Salisbury Solar | 61128 | SRVC | SERC Virginia/Carolina | SUN | 3.8 |  | 2578 |  |  | 0 |  |  |  | 0
2018 | NC | Samarcand Solar Farm, LLC | 58805 | SRVC | SERC Virginia/Carolina | SUN | 5 |  | 8485 |  |  | 0 |  |  |  | 0
2018 | NC | Sampson County Disposal | 57492 | SRVC | SERC Virginia/Carolina | LFG | 12.8 |  | 62655 | 669682.998 | 4.9222 | 0.15712 | 0.0147 | EPA/NEI; Estimated using an emission factor | 669682.998 | 4.9222
2018 | NC | Sampson Solar | 61096 | SRVC | SERC Virginia/Carolina | SUN | 2 |  | 3686 |  |  | 0 |  |  |  | 0
2018 | NC | Sandy Cross Solar, LLC | 58491 | SRVC | SERC Virginia/Carolina | SUN | 1.2 |  | 1852 |  |  | 0 |  |  |  | 0
2018 | NC | Sandy Solar | 62692 | SRVC | SERC Virginia/Carolina | SUN | 5 |  | 8534 |  |  | 0 |  |  |  | 0
2018 | NC | Santeetlah | 54898 | SRTV | SERC Tennessee Valley | WAT | 45 |  | 142814 |  |  | 0 |  |  |  | 0
2018 | NC | Sarah Solar | 59500 | SRVC | SERC Virginia/Carolina | SUN | 5 |  | 8538 |  |  | 0 |  |  |  | 0
2018 | NC | SAS Solar Farm | 56915 | SRVC | SERC Virginia/Carolina | SUN | 2 |  | 2540 |  |  | 0 |  |  |  | 0
2018 | NC | Scarlet Solar | 60921 | SRVC | SERC Virginia/Carolina | SUN | 2 |  | 3968 |  |  | 0 |  |  |  | 0
2018 | NC | Schell Solar Farm | 59591 | SRVC | SERC Virginia/Carolina | SUN | 5 |  | 8698 |  |  | 0 |  |  |  | 0
2018 | NC | Seaboard Solar LLC | 59643 | SRVC | SERC Virginia/Carolina | SUN | 5 |  | 8545 |  |  | 0 |  |  |  | 0
2018 | NC | Sedberry Farm | 59592 | SRVC | SERC Virginia/Carolina | SUN | 5 |  | 8892 |  |  | 0 |  |  |  | 0
2018 | NC | Sellers Farm Solar | 60439 | SRVC | SERC Virginia/Carolina | SUN | 5
2018 | NC | Selma Solar LLC | 58669 | SRVC | SERC Virginia/Carolina | SUN | 5 |  | 8951 |  |  | 0 |  |  |  | 0
2018 | NC | Shadow Solar | 58744 | SRVC | SERC Virginia/Carolina | SUN | 3
2018 | NC | Shankle Solar Center LLC | 58956 | SRVC | SERC Virginia/Carolina | SUN | 4.8 |  | 8517 |  |  | 0 |  |  |  | 0
2018 | NC | Shannon Farm | 58323 | SRVC | SERC Virginia/Carolina | SUN | 5 |  | 8513 |  |  | 0 |  |  |  | 0
2018 | NC | Shawboro PV1 | 59155 | SRVC | SERC Virginia/Carolina | SUN | 20 |  | 37945 |  |  | 0 |  |  |  | 0
2018 | NC | Shelby Randolph Road Solar 1, LLC | 60101 | SRVC | SERC Virginia/Carolina | SUN | 2 |  | 3479 |  |  | 0 |  |  |  | 0
2018 | NC | Shelby Solar Energy Generation Facility | 57200 | SRVC | SERC Virginia/Carolina | SUN | 1 |  | 1691 |  |  | 0 |  |  |  | 0
2018 | NC | Shelby, NC | 54363 | SRVC | SERC Virginia/Carolina | DFO | 4.2 |  | 0
2018 | NC | Shelby, Toms Street | 56063 | SRVC | SERC Virginia/Carolina | DFO | 1.8 |  | -46 | 31 | 0.004805 | 0 | 0.31 | Estimated using an emission factor | 31 | 0.004805
2018 | NC | Shelter Solar | 60156 | SRVC | SERC Virginia/Carolina | SUN | 5 |  | 30 |  |  | 0 |  |  |  | 0
2018 | NC | Shiloh Hwy Solar | 62691 | SRVC | SERC Virginia/Carolina | SUN | 5
2018 | NC | Shoe Creek Solar, LLC | 60380 | SRVC | SERC Virginia/Carolina | SUN | 65 |  | 119437 |  |  | 0 |  |  |  | 0
2018 | NC | SID Solar I, LLC | 60108 | SRVC | SERC Virginia/Carolina | SUN | 5 |  | 8446 |  |  | 0 |  |  |  | 0
2018 | NC | Sigmon Catawba Farm | 58861 | SRVC | SERC Virginia/Carolina | SUN | 5 |  | 8025 |  |  | 0 |  |  |  | 0
2018 | NC | Signature Solar | 60155 | SRVC | SERC Virginia/Carolina | SUN | 5
2018 | NC | Siler 421 Farm, LLC | 61019 | SRVC | SERC Virginia/Carolina | SUN | 5 |  | 9699 |  |  | 0 |  |  |  | 0
2018 | NC | Simons Farm | 59149 | SRVC | SERC Virginia/Carolina | SUN | 5 |  | 9463 |  |  | 0 |  |  |  | 0
2018 | NC | Smithfield | 59955 | SRVC | SERC Virginia/Carolina | SUN | 1.8 |  | 3337 |  |  | 0 |  |  |  | 0
2018 | NC | Smithfield Farmland Corp Bladen | 54823 | SRVC | SERC Virginia/Carolina | DFO | 28.5 | 1 | 356.003 | 3760.993 | 0.58311 | 3.2759 | 0.31008 | Estimated using an emission factor | 3760.993 | 0.58311
2018 | NC | Smithfield Packaged Meats Corp. | 56035 | SRVC | SERC Virginia/Carolina | DFO | 2.8 | 1 | 318 | 2580 | 0.3999 | 2.5151 | 0.31 | Estimated using an emission factor | 2580 | 0.3999
2018 | NC | Smithfield Packaged Meats Corp. | 58575 | SRVC | SERC Virginia/Carolina | DFO | 9.2 | 0.61458 | 1269 | 8439.967 | 1.3081 | 2.0616 | 0.30998 | Estimated using an emission factor | 13733 | 2.1285
2018 | NC | Snow Camp Solar, LLC | 60367 | SRVC | SERC Virginia/Carolina | SUN | 5.2 |  | 10837 |  |  | 0 |  |  |  | 0
2018 | NC | Snow Hill Solar 2 LLC | 59106 | SRVC | SERC Virginia/Carolina | SUN | 2 |  | 3599 |  |  | 0 |  |  |  | 0
2018 | NC | SoINCPower5, LLC | 59857 | SRVC | SERC Virginia/Carolina | SUN | 5 |  | 9919 |  |  | 0 |  |  |  | 0
2018 | NC | SoINCPower6, LLC | 59856 | SRVC | SERC Virginia/Carolina | SUN | 5 |  | 10736 |  |  | 0 |  |  |  | 0
2018 | NC | Solar Star North Carolina II LLC | 57435 | SRVC | SERC Virginia/Carolina | SUN | 6.5 |  | 9346 |  |  | 0 |  |  |  | 0
2018 | NC | Soluga Farms 1 | 59191 | SRVC | SERC Virginia/Carolina | SUN | 5 |  | 8825 |  |  | 0 |  |  |  | 0
2018 | NC | Soluga Farms 2 LLC | 59192 | SRVC | SERC Virginia/Carolina | SUN | 5 |  | 8613 |  |  | 0 |  |  |  | 0
2018 | NC | Soluga Farms III | 60580 | SRVC | SERC Virginia/Carolina | SUN | 5 |  | 9425 |  |  | 0 |  |  |  | 0
2018 | NC | Soluga Farms IV | 59934 | SRVC | SERC Virginia/Carolina | SUN | 3.4 |  | 1792 |  |  | 0 |  |  |  | 0
2018 | NC | Sonne One | 58782 | SRVC | SERC Virginia/Carolina | SUN | 5 |  | 8830 |  |  | 0 |  |  |  | 0
2018 | NC | Sonne Two | 58829 | SRVC | SERC Virginia/Carolina | SUN | 5 |  | 9774 |  |  | 0 |  |  |  | 0
2018 | NC | Sophie Solar | 58745 | SRVC | SERC Virginia/Carolina | SUN | 4.5 |  | 7620 |  |  | 0 |  |  |  | 0
2018 | NC | Soul City Solar | 59606 | SRVC | SERC Virginia/Carolina | SUN | 3.5 |  | 5295 |  |  | 0 |  |  |  | 0
2018 | NC | South Atlantic Services Solar Farm I | 60798 | SRVC | SERC Virginia/Carolina | SUN | 1.6 |  | 2859 |  |  | 0 |  |  |  | 0
2018 | NC | South Louisburg Solar | 59825 | SRVC | SERC Virginia/Carolina | SUN | 5 |  | 9816 |  |  | 0 |  |  |  | 0
2018 | NC | South Robeson Farm | 58273 | SRVC | SERC Virginia/Carolina | SUN | 5 |  | 8544 |  |  | 0 |  |  |  | 0
2018 | NC | South Winston Farm, LLC | 60409 | SRVC | SERC Virginia/Carolina | SUN | 5.2 |  | 8939 |  |  | 0 |  |  |  | 0
2018 | NC | Southerland Farm Solar | 60553 | SRVC | SERC Virginia/Carolina | SUN | 5 |  | 7551 |  |  | 0 |  |  |  | 0
2018 | NC | Soy Solar | 59571 | SRVC | SERC Virginia/Carolina | SUN | 5
2018 | NC | Speedway Solar NC, LLC | 62821 | SRVC | SERC Virginia/Carolina | SUN | 22.6
2018 | NC | Spencer Farm, LLC | 61220 | SRVC | SERC Virginia/Carolina | SUN | 5 |  | 8929 |  |  | 0 |  |  |  | 0
2018 | NC | Spicewood Solar Farm LLC | 59109 | SRVC | SERC Virginia/Carolina | SUN | 5 |  | 8416 |  |  | 0 |  |  |  | 0
2018 | NC | Spring Valley Farm 2, LLC | 59593 | SRVC | SERC Virginia/Carolina | SUN | 5 |  | 9114 |  |  | 0 |  |  |  | 0
2018 | NC | St. Pauls Solar 1, LLC | 60396 | SRVC | SERC Virginia/Carolina | SUN | 4.9 |  | 9319 |  |  | 0 |  |  |  | 0
2018 | NC | St. Pauls Solar 2 | 61156 | SRVC | SERC Virginia/Carolina | SUN | 5 |  | 9322 |  |  | 0 |  |  |  | 0
2018 | NC | Stagecoach Solar | 59604 | SRVC | SERC Virginia/Carolina | SUN | 5 |  | 7852 |  |  | 0 |  |  |  | 0
2018 | NC | Stainback Solar Farm | 60257 | SRVC | SERC Virginia/Carolina | SUN | 5 |  | 9213 |  |  | 0 |  |  |  | 0
2018 | NC | Star Solar | 58746 | SRVC | SERC Virginia/Carolina | SUN | 5 |  | 9303 |  |  | 0 |  |  |  | 0
2018 | NC | Starr | 62602 | SRVC | SERC Virginia/Carolina | SUN | 5
2018 | NC | Statesville Delivery No 3 | 56552 | SRVC | SERC Virginia/Carolina | DFO | 2.2 |  | -45 | 31 | 0.004805 | 0 | 0.31 | Estimated using an emission factor | 31 | 0.004805
2018 | NC | Statesville Solar | 61535 | SRVC | SERC Virginia/Carolina | SUN | 5 |  | 8891 |  |  | 0 |  |  |  | 0
2018 | NC | Statesville, Highway 64 | 56062 | SRVC | SERC Virginia/Carolina | DFO | 1.8 |  | -43 | 43 | 0.006665 | 0 | 0.31 | Estimated using an emission factor | 43 | 0.006665
2018 | NC | Stikeleather Farm | 59595 | SRVC | SERC Virginia/Carolina | SUN | 5 |  | 9007 |  |  | 0 |  |  |  | 0
2018 | NC | Stone Solar | 61085 | SRVC | SERC Virginia/Carolina | SUN | 5 |  | 9578 |  |  | 0 |  |  |  | 0
2018 | NC | Stony Knoll Solar, LLC | 62820 | SRVC | SERC Virginia/Carolina | SUN | 22.6
2018 | NC | Stout Farm | 59581 | SRVC | SERC Virginia/Carolina | SUN | 5 |  | 8526 |  |  | 0 |  |  |  | 0
2018 | NC | Sugar Run Solar | 60189 | SRVC | SERC Virginia/Carolina | SUN | 5 |  | 9743 |  |  | 0 |  |  |  | 0
2018 | NC | Summit Farms Solar | 60611 | SRVC | SERC Virginia/Carolina | SUN | 60 |  | 114754 |  |  | 0 |  |  |  | 0
2018 | NC | Sun Devil Solar | 59505 | SRVC | SERC Virginia/Carolina | SUN | 5 |  | 8422 |  |  | 0 |  |  |  | 0
2018 | NC | Sun Farm V, LLC | 61287 | SRVC | SERC Virginia/Carolina | SUN | 5 |  | 143 |  |  | 0 |  |  |  | 0
2018 | NC | Sun Farm VI, LLC | 61842 | SRVC | SERC Virginia/Carolina | SUN | 5 |  | 511 |  |  | 0 |  |  |  | 0
2018 | NC | SunEdison LV Sutton Plant Site | 56938 | SRVC | SERC Virginia/Carolina | SUN | 1.2 |  | 936 |  |  | 0 |  |  |  | 0
2018 | NC | SunEnergy1-Scotland Neck, LLC | 59898 | SRVC | SERC Virginia/Carolina | SUN | 3 |  | 5490 |  |  | 0 |  |  |  | 0
2018 | NC | Sunfish Farm | 58864 | SRVC | SERC Virginia/Carolina | SUN | 5 |  | 8574 |  |  | 0 |  |  |  | 0
2018 | NC | Sunflower Solar | 60638 | SRVC | SERC Virginia/Carolina | SUN | 16 |  | 27554 |  |  | 0 |  |  |  | 0
2018 | NC | Sweetgum Solar | 59824 | SRVC | SERC Virginia/Carolina | SUN | 5 |  | 9261 |  |  | 0 |  |  |  | 0
2018 | NC | Tamworth Holdings | 60394 | SRVC | SERC Virginia/Carolina | SUN | 5
2018 | NC | Tanager Holdings | 60691 | SRVC | SERC Virginia/Carolina | SUN | 5
2018 | NC | Tarboro Solar | 59648 | SRVC | SERC Virginia/Carolina | SUN | 5 |  | 9623 |  |  | 0 |  |  |  | 0
2018 | NC | Tart Farm | 59583 | SRVC | SERC Virginia/Carolina | SUN | 5 |  | 8887 |  |  | 0 |  |  |  | 0
2018 | NC | Tate Solar | 60160 | SRVC | SERC Virginia/Carolina | SUN | 5
2018 | NC | Taylorsville Solar LLC | 57402 | SRVC | SERC Virginia/Carolina | SUN | 1.2 |  | 1598 |  |  | 0 |  |  |  | 0
2018 | NC | Tennessee Creek | 2749 | SRVC | SERC Virginia/Carolina | WAT | 10.8 |  | 48111 |  |  | 0 |  |  |  | 0
2018 | NC | Thanksgiving Fire Solar Farm, LLC | 62786 | SRVC | SERC Virginia/Carolina | SUN | 2
2018 | NC | Thigpen Farms Solar, LLC | 60850 | SRVC | SERC Virginia/Carolina | SUN | 5
2018 | NC | Thornton PV1 | 59152 | SRVC | SERC Virginia/Carolina | SUN | 5 |  | 8362 |  |  | 0 |  |  |  | 0
2018 | NC | Thorpe | 2750 | SRVC | SERC Virginia/Carolina | WAT | 21.6 |  | 96019 |  |  | 0 |  |  |  | 0
2018 | NC | Three Bridge | 62540 | SRVC | SERC Virginia/Carolina | SUN | 2 |  | 0
2018 | NC | Tiburon Holdings | 59217 | SRVC | SERC Virginia/Carolina | SUN | 5 |  | 9174 |  |  | 0 |  |  |  | 0
2018 | NC | Tides Lane Farm | 60429 | SRVC | SERC Virginia/Carolina | SUN | 3.7
2018 | NC | Tillery | 2714 | SRVC | SERC Virginia/Carolina | WAT | 84 |  | 238607.999 |  |  | 0 |  |  |  | 0
2018 | NC | Tolson Solar | 61131 | SRVC | SERC Virginia/Carolina | SUN | 3 |  | 5675 |  |  | 0 |  |  |  | 0
2018 | NC | Tower Solar Center LLC | 59159 | SRVC | SERC Virginia/Carolina | SUN | 5
2018 | NC | Town of Cary | 59377 | SRVC | SERC Virginia/Carolina | SUN | 1.5 |  | 2234 |  |  | 0 |  |  |  | 0
2018 | NC | Tracy Solar | 59498 | SRVC | SERC Virginia/Carolina | SUN | 10 |  | 18497 |  |  | 0 |  |  |  | 0
2018 | NC | Trinity Solar | 60291 | SRVC | SERC Virginia/Carolina | SUN | 5
2018 | NC | Tripple State Farm | 61086 | SRVC | SERC Virginia/Carolina | SUN | 5 |  | 9459 |  |  | 0 |  |  |  | 0
2018 | NC | Tuckasegee | 2751 | SRVC | SERC Virginia/Carolina | WAT | 3 |  | 7077 |  |  | 0 |  |  |  | 0
2018 | NC | Tuckertown Hydro | 54897 | SRVC | SERC Virginia/Carolina | WAT | 42 |  | 164421 |  |  | 0 |  |  |  | 0
2018 | NC | Turkey Branch Solar LLC | 58670 | SRVC | SERC Virginia/Carolina | SUN | 5 |  | 8839 |  |  | 0 |  |  |  | 0
2018 | NC | Turkey Creek PV1 | 60000 | SRVC | SERC Virginia/Carolina | SUN | 13.5 |  | 22448 |  |  | 0 |  |  |  | 0
2018 | NC | Turner Shoals | 2735 | SRVC | SERC Virginia/Carolina | WAT | 5.4 |  | 20890 |  |  | 0 |  |  |  | 0
2018 | NC | Tuxedo | 2736 | SRVC | SERC Virginia/Carolina | WAT | 5 |  | 33861 |  |  | 0 |  |  |  | 0
2018 | NC | TWE Chocowinity Solar, LLC | 60048 | SRVC | SERC Virginia/Carolina | SUN | 4.5 |  | 6954 |  |  | 0 |  |  |  | 0
2018 | NC | TWE New Bern Solar Project, LLC | 60191 | SRVC | SERC Virginia/Carolina | SUN | 4 |  | 6237 |  |  | 0 |  |  |  | 0
2018 | NC | Two Lines Farm | 58348 | SRVC | SERC Virginia/Carolina | SUN | 5 |  | 8488 |  |  | 0 |  |  |  | 0
2018 | NC | Two Mile Desert Project | 60510 | SRVC | SERC Virginia/Carolina | SUN | 16.2
2018 | NC | Two Mile Solar | 59427 | SRVC | SERC Virginia/Carolina | SUN | 5 |  | 8879 |  |  | 0 |  |  |  | 0
2018 | NC | Tyler Solar | 60970 | SRVC | SERC Virginia/Carolina | SUN | 5
2018 | NC | UNC-CH LFG Facility | 58268 | SRVC | SERC Virginia/Carolina | LFG | 1 |  | 3644 | 39970 | 0.29378 | 0.16124 | 0.0147 | Estimated using an emission factor | 39970 | 0.29378
2018 | NC | Underwood PV2 | 60998 | SRVC | SERC Virginia/Carolina | SUN | 16
2018 | NC | Upchurch Solar Center LLC | 58812 | SRVC | SERC Virginia/Carolina | SUN | 5 |  | 8797 |  |  | 0 |  |  |  | 0
2018 | NC | Uwharrie Mountain Renewable | 58526 | SRVC | SERC Virginia/Carolina | LFG | 9.6 |  | 60258 | 625998 | 4.6011 | 0.15271 | 0.0147 | Estimated using an emission factor | 625998 | 4.6011
2018 | NC | Van Slyke Solar Center, LLC | 59761 | SRVC | SERC Virginia/Carolina | SUN | 5 |  | 9059 |  |  | 0 |  |  |  | 0
2018 | NC | Vance Solar Farm, LLC | 59928 | SRVC | SERC Virginia/Carolina | SUN | 5 |  | 8492 |  |  | 0 |  |  |  | 0
2018 | NC | Vaughn Creek PV1 | 60001 | SRVC | SERC Virginia/Carolina | SUN | 20 |  | 37733 |  |  | 0 |  |  |  | 0
2018 | NC | Vickers | 59190 | SRVC | SERC Virginia/Carolina | SUN | 2 |  | 3691 |  |  | 0 |  |  |  | 0
2018 | NC | Vicksburg Solar | 59605 | SRVC | SERC Virginia/Carolina | SUN | 5 |  | 8573 |  |  | 0 |  |  |  | 0
2018 | NC | Violet Solar | 60961 | SRVC | SERC Virginia/Carolina | SUN | 5 |  | 9 |  |  | 0 |  |  |  | 0
2018 | NC | Viper Solar | 60920 | SRVC | SERC Virginia/Carolina | SUN | 2 |  | 3811 |  |  | 0 |  |  |  | 0
2018 | NC | Waco Farm | 58863 | SRVC | SERC Virginia/Carolina | SUN | 5 |  | 8703 |  |  | 0 |  |  |  | 0
2018 | NC | Wadesboro 4 | 62627 | SRVC | SERC Virginia/Carolina | SUN | 2.2
2018 | NC | Wadesboro Farm 1 | 61087 | SRVC | SERC Virginia/Carolina | SUN | 5 |  | 9062 |  |  | 0 |  |  |  | 0
2018 | NC | Wadesboro Farm 2 | 60575 | SRVC | SERC Virginia/Carolina | SUN | 5 |  | 9439 |  |  | 0 |  |  |  | 0
2018 | NC | Wadesboro Farm 3 | 60576 | SRVC | SERC Virginia/Carolina | SUN | 5 |  | 9435 |  |  | 0 |  |  |  | 0
2018 | NC | Wadesboro Solar | 61129 | SRVC | SERC Virginia/Carolina | SUN | 5 |  | 3917 |  |  | 0 |  |  |  | 0
2018 | NC | Wagstaff Farm 1 | 58862 | SRVC | SERC Virginia/Carolina | SUN | 5 |  | 8782 |  |  | 0 |  |  |  | 0
2018 | NC | Wake County LFG Facility | 59688 | SRVC | SERC Virginia/Carolina | LFG | 7.2 |  | 44262 | 473080.992 | 3.4772 | 0.15712 | 0.0147 | EPA/NEI; Estimated using an emission factor | 473080.992 | 3.4772
2018 | NC | Wakefield Solar | 61536 | SRVC | SERC Virginia/Carolina | SUN | 5 |  | 9487 |  |  | 0 |  |  |  | 0
2018 | NC | Wallace | 59050 | SRVC | SERC Virginia/Carolina | SUN | 2 |  | 3340 |  |  | 0 |  |  |  | 0
2018 | NC | Wallace Solar 2 | 60090 | SRVC | SERC Virginia/Carolina | SUN | 1.9
2018 | NC | Walters | 2715 | SRVC | SERC Virginia/Carolina | WAT | 108 |  | 477852.999 |  |  | 0 |  |  |  | 0
2018 | NC | Walters Solar (FLS 260) | 59603 | SRVC | SERC Virginia/Carolina | SUN | 5 |  | 8937 |  |  | 0 |  |  |  | 0
2018 | NC | Warbler Holdings | 60393 | SRVC | SERC Virginia/Carolina | SUN | 4
2018 | NC | Ward WTP | 57607 | SRVC | SERC Virginia/Carolina | DFO | 2 |  | 68 | 730 | 0.11315 | 3.3279 | 0.31 | Estimated using an emission factor | 730 | 0.11315
2018 | NC | Warren Solar Farm LLC | 62223 | SRVC | SERC Virginia/Carolina | SUN | 5
2018 | NC | Warrenton Farm | 58312 | SRVC | SERC Virginia/Carolina | SUN | 4 |  | 7092 |  |  | 0 |  |  |  | 0
2018 | NC | Warrenton I Solar | 62100 | SRVC | SERC Virginia/Carolina | SUN | 4.9 |  | 0
2018 | NC | Warsaw Farm | 58848 | SRVC | SERC Virginia/Carolina | SUN | 65 |  | 112927 |  |  | 0 |  |  |  | 0
2018 | NC | Warsaw I | 59119 | SRVC | SERC Virginia/Carolina | SUN | 2 |  | 3385 |  |  | 0 |  |  |  | 0
2018 | NC | Warsaw II | 59120 | SRVC | SERC Virginia/Carolina | SUN | 2 |  | 3464 |  |  | 0 |  |  |  | 0
2018 | NC | Washington Airport Solar LLC | 58845 | SRVC | SERC Virginia/Carolina | SUN | 5 |  | 9089 |  |  | 0 |  |  |  | 0
2018 | NC | Washington Millfield Solar, LLC | 58846 | SRVC | SERC Virginia/Carolina | SUN | 5 |  | 9189 |  |  | 0 |  |  |  | 0
2018 | NC | Washington Solar | 60948 | SRVC | SERC Virginia/Carolina | SUN | 5
2018 | NC | Washington White Post Solar LLC | 58135 | SRVC | SERC Virginia/Carolina | SUN | 12.4 |  | 21361 |  |  | 0 |  |  |  | 0
2018 | NC | Waste Management Piedmont LFGTE Project | 57169 | SRVC | SERC Virginia/Carolina | LFG | 2.4 |  | 13877.001 | 165294.999 | 1.2149 | 0.1751 | 0.0147 | Estimated using an emission factor | 165294.999 | 1.2149
2018 | NC | Water Filter Plant #2 | 55534 | SRVC | SERC Virginia/Carolina | DFO | 3.4 |  | 26 | 616 | 0.09548 | 7.3446 | 0.31 | EPA/NEI; Estimated using an emission factor | 616 | 0.09548
2018 | NC | Watson Seed Farm PV1 | 59153 | SRVC | SERC Virginia/Carolina | SUN | 20 |  | 34766 |  |  | 0 |  |  |  | 0
2018 | NC | Watts Farm | 58317 | SRVC | SERC Virginia/Carolina | SUN | 5 |  | 8398 |  |  | 0 |  |  |  | 0
2018 | NC | Wayne County | 7538 | SRVC | SERC Virginia/Carolina | NG | 979.7 |  | 458014.001 | 5298105 | 14.5258 | 0.063429 | 0.0054834 | NEI avg EF - PM, fuel type, firing type | 5298105 | 14.5258
2018 | NC | Wayne Solar I LLC | 60602 | SRVC | SERC Virginia/Carolina | SUN | 5 |  | 8525 |  |  | 0 |  |  |  | 0
2018 | NC | Wayne Solar II LLC | 60598 | SRVC | SERC Virginia/Carolina | SUN | 5 |  | 8673 |  |  | 0 |  |  |  | 0
2018 | NC | Wayne Solar III LLC | 60597 | SRVC | SERC Virginia/Carolina | SUN | 5 |  | 8035 |  |  | 0 |  |  |  | 0
2018 | NC | Wellons Farm | 59584 | SRVC | SERC Virginia/Carolina | SUN | 5 |  | 10256 |  |  | 0 |  |  |  | 0
2018 | NC | Wendell Solar Farm LLC | 62595 | SRVC | SERC Virginia/Carolina | SUN | 5
2018 | NC | West Salisbury Farm LLC | 59111 | SRVC | SERC Virginia/Carolina | SUN | 5 |  | 8533 |  |  | 0 |  |  |  | 0
2018 | NC | West Siler Farm LLC | 59112 | SRVC | SERC Virginia/Carolina | SUN | 5 |  | 8965 |  |  | 0 |  |  |  | 0
2018 | NC | Westside WWTP | 57608 | SRVC | SERC Virginia/Carolina | DFO | 1.8 |  | 74 | 774 | 0.11997 | 3.2424 | 0.31 | Estimated using an emission factor | 774 | 0.11997
2018 | NC | Whitakers | 59526 | SRVC | SERC Virginia/Carolina | SUN | 12 |  | 26311 |  |  | 0 |  |  |  | 0
2018 | NC | Whitakers Farm (Fisher Rd) | 60438 | SRVC | SERC Virginia/Carolina | SUN | 3.4 |  | 6003 |  |  | 0 |  |  |  | 0
2018 | NC | White Cross Farm | 58341 | SRVC | SERC Virginia/Carolina | SUN | 5 |  | 8091 |  |  | 0 |  |  |  | 0
2018 | NC | White Farm Solar, LLC | 60363 | SRVC | SERC Virginia/Carolina | SUN | 5.2 |  | 8903 |  |  | 0 |  |  |  | 0
2018 | NC | White Street Renewables | 60364 | SRVC | SERC Virginia/Carolina | LFG | 5 |  | 0 |  |  |  |  | EPA/NEI; Estimated using an emission factor
2018 | NC | Whiteville Solar 2 | 60292 | SRVC | SERC Virginia/Carolina | SUN | 5
2018 | NC | Wilfork Solar | 60162 | SRVC | SERC Virginia/Carolina | SUN | 5
2018 | NC | Wilkinson Solar LLC | 62544 | SRVC | SERC Virginia/Carolina | SUN | 74
2018 | NC | Willard Solar | 60287 | SRVC | SERC Virginia/Carolina | SUN | 5
2018 | NC | Williamston Solar | 59176 | SRVC | SERC Virginia/Carolina | SUN | 5 |  | 9022 |  |  | 0 |  |  |  | 0
2018 | NC | Williamston Speight Solar, LLC | 60787 | SRVC | SERC Virginia/Carolina | SUN | 15 |  | 25698 |  |  | 0 |  |  |  | 0
2018 | NC | Williamston West Farm, LLC | 60484 | SRVC | SERC Virginia/Carolina | SUN | 4.9 |  | 8636 |  |  | 0 |  |  |  | 0
2018 | NC | Willoughby PV1 | 60003 | SRVC | SERC Virginia/Carolina | SUN | 20
2018 | NC | Wilson Farm 1 | 58342 | SRVC | SERC Virginia/Carolina | SUN | 5 |  | 7710 |  |  | 0 |  |  |  | 0
2018 | NC | Wilson Solar Farm 1 | 61274 | SRVC | SERC Virginia/Carolina | SUN | 3.4 |  | 5966 |  |  | 0 |  |  |  | 0
2018 | NC | Wilson Solar Farm 2 | 61275 | SRVC | SERC Virginia/Carolina | SUN | 5 |  | 8581 |  |  | 0 |  |  |  | 0
2018 | NC | Wilson Solar Farm 3 | 61276 | SRVC | SERC Virginia/Carolina | SUN | 10 |  | 16180 |  |  | 0 |  |  |  | 0
2018 | NC | Wilson Solar Farm 4 | 61277 | SRVC | SERC Virginia/Carolina | SUN | 10 |  | 16789 |  |  | 0 |  |  |  | 0
2018 | NC | Wilson Solar Farm 5 | 61278 | SRVC | SERC Virginia/Carolina | SUN | 10 |  | 17016 |  |  | 0 |  |  |  | 0
2018 | NC | Wilson Solar Farm 6 | 61279 | SRVC | SERC Virginia/Carolina | SUN | 10 |  | 18523 |  |  | 0 |  |  |  | 0
2018 | NC | Wilson Solar Farm 7 | 61280 | SRVC | SERC Virginia/Carolina | SUN | 10 |  | 17185 |  |  | 0 |  |  |  | 0
2018 | NC | Windsor Cooper HIill Solar, LLC | 58847 | SRVC | SERC Virginia/Carolina | SUN | 5 |  | 8315 |  |  | 0 |  |  |  | 0
2018 | NC | Windsor Solar | 59171 | SRVC | SERC Virginia/Carolina | SUN | 5 |  | 9336 |  |  | 0 |  |  |  | 0
2018 | NC | Winton Solar | 59177 | SRVC | SERC Virginia/Carolina | SUN | 5 |  | 9179 |  |  | 0 |  |  |  | 0
2018 | NC | Winton Solar 2 | 61188 | SRVC | SERC Virginia/Carolina | SUN | 1
2018 | NC | Woodfin | 56849 | SRVC | SERC Virginia/Carolina | NG | 45.5
2018 | NC | Woodland Church Farm | 59586 | SRVC | SERC Virginia/Carolina | SUN | 5 |  | 8771 |  |  | 0 |  |  |  | 0
2018 | NC | Woodland Solar | 59175 | SRVC | SERC Virginia/Carolina | SUN | 5 |  | 8763 |  |  | 0 |  |  |  | 0
2018 | NC | Woodleaf Solar Facility | 62304 | SRVC | SERC Virginia/Carolina | SUN | 6 |  | 0
2018 | NC | Works 53 | 58046 | SRVC | SERC Virginia/Carolina | DFO | 3 |  | 13 | 282 | 0.04371 | 6.7246 | 0.31 | Estimated using an emission factor | 282 | 0.04371
2018 | NC | Wortham Solar Farm | 60361 | SRVC | SERC Virginia/Carolina | SUN | 5 |  | 8783 |  |  | 0 |  |  |  | 0
2018 | NC | XPF Solar Field | 59146 | SRVC | SERC Virginia/Carolina | SUN | 3 |  | 4641 |  |  | 0 |  |  |  | 0
2018 | NC | Yadkin 601 Farm | 59587 | SRVC | SERC Virginia/Carolina | SUN | 3 |  | 5283 |  |  | 0 |  |  |  | 0
2018 | NC | Yadkinville Solar | 59950 | SRVC | SERC Virginia/Carolina | SUN | 3.5 |  | 6291 |  |  | 0 |  |  |  | 0
2018 | NC | Yanceyville Farm | 58343 | SRVC | SERC Virginia/Carolina | SUN | 5 |  | 8290 |  |  | 0 |  |  |  | 0
2018 | NC | Yanceyville Farm 2 LLC | 59113 | SRVC | SERC Virginia/Carolina | SUN | 5 |  | 8792 |  |  | 0 |  |  |  | 0
2018 | NC | Yanceyville Farm 3, LLC | 60240 | SRVC | SERC Virginia/Carolina | SUN | 4.9 |  | 8626 |  |  | 0 |  |  |  | 0
2018 | NC | York Road Solar I, LLC | 60107 | SRVC | SERC Virginia/Carolina | SUN | 2 |  | 3550 |  |  | 0 |  |  |  | 0
2018 | NC | ZV Solar 1 | 60980 | SRVC | SERC Virginia/Carolina | SUN | 5 |  | 9678 |  |  | 0 |  |  |  | 0
2018 | NC | ZV Solar 2, LLC | 61257 | SRVC | SERC Virginia/Carolina | SUN | 4.9 |  | 9024 |  |  | 0 |  |  |  | 0
2018 | NC | ZV Solar 3, LLC | 60549 | SRVC | SERC Virginia/Carolina | SUN | 5 |  | 9396 |  |  | 0 |  |  |  | 0
2018 | NC | Asheville | 2706 | SRVC | SERC Virginia/Carolina | BIT | 1423.5 |  | 1744768 | 19881975 | 222.7248 | 0.25531 | 0.022405 | EPA/NEI | 19881975 | 222.7248
2018 | NC | Belews Creek | 8042 | SRVC | SERC Virginia/Carolina | BIT | 2491.2 |  | 8021417 | 75193948 | 782.34 | 0.19506 | 0.020809 | EPA/NEI | 75193948 | 782.34
2018 | NC | Blewett | 2707 | SRVC | SERC Virginia/Carolina | WAT | 94.6 |  | 88565.998 | 17296 | 0.41023 | 0.0092639 | 0.047437 | NEI avg EF - PM, fuel type, firing type | 17296 | 0.41023
2018 | NC | Buck | 2720 | SRVC | SERC Virginia/Carolina | NG | 1172.3 |  | 5173061 | 36196158 | 102.44 | 0.039605 | 0.0056603 | EPA/NEI | 36196158 | 102.44
2018 | NC | Butler-Warner Generation Plant | 1016 | SRVC | SERC Virginia/Carolina | NG | 303.4 |  | 67263 | 865089 | 11.52 | 0.34254 | 0.026633 | EPA/NEI | 865089 | 11.52
2018 | NC | Cleveland County Generating Facility | 57029 | SRVC | SERC Virginia/Carolina | NG | 1472 |  | 771683 | 7935834 | 40.4 | 0.10471 | 0.010182 | EPA/NEI | 7935834 | 40.4
2018 | NC | Cliffside | 2721 | SRVC | SERC Virginia/Carolina | BIT | 2540.5 |  | 5554473 | 52802161 | 206.14 | 0.074225 | 0.007808 | EPA/NEI | 52802161 | 206.14
2018 | NC | CPI USA North Carolina Roxboro | 10379 | SRVC | SERC Virginia/Carolina | WDS | 67.5 | 1 | 327747 | 4462938 | 153.81 | 0.93859 | 0.068928 | EPA/NEI | 4462938 | 153.81
2018 | NC | CPI USA North Carolina Southport | 10378 | SRVC | SERC Virginia/Carolina | WDS | 135 | 0.28633 | 438543 | 2164703.451 | 96.6367 | 0.44072 | 0.089284 | EPA/NEI | 7560143 | 337.5
2018 | NC | Craven County Wood Energy | 10525 | SRVC | SERC Virginia/Carolina | WDS | 50 | 1 | 301405 | 4672057 | 52.5 | 0.34837 | 0.022474 | EPA/NEI | 4672057 | 52.5
2018 | NC | Dan River | 2723 | SRVC | SERC Virginia/Carolina | NG | 1085.7 |  | 4962258 | 35573803 | 323.72 | 0.13047 | 0.0182 | EPA/NEI | 35573803 | 323.72
2018 | NC | Edgecombe Genco, LLC | 10384 | SRVC | SERC Virginia/Carolina | BIT | 114.8 | 0.040507 | 9082 | 69372.831 | 0.029975 | 0.006601 | 0.00086418 | EPA/NEI | 1712617 | 0.74
2018 | NC | G G Allen | 2718 | SRVC | SERC Virginia/Carolina | BIT | 1148.4 |  | 819788 | 9328857 | 95.13 | 0.23208 | 0.020395 | EPA/NEI | 9328857 | 95.13
2018 | NC | H F Lee Steam Electric Plant | 2709 | SRVC | SERC Virginia/Carolina | NG | 1428.4 |  | 7210666 | 55851328 | 183.71 | 0.050955 | 0.0065785 | EPA/NEI | 55851328 | 183.71
2018 | NC | Kings Mountain Energy Center | 59325 | SRVC | SERC Virginia/Carolina | NG | 543.9 |  | 1286325 | 6744474 | 19.412 | 0.030182 | 0.0057564 | NEI avg EF - PM, fuel type, firing type | 6744474 | 19.412
2018 | NC | L V Sutton | 2713 | SRVC | SERC Virginia/Carolina | NG | 1613.9 |  | 3643455 | 27361354 | 139.96 | 0.076828 | 0.01023 | EPA/NEI | 27361354 | 139.96
2018 | NC | Lincoln | 7277 | SRVC | SERC Virginia/Carolina | DFO | 1753.6 |  | 82484 | 1104609 | 88 | 2.1337 | 0.15933 | EPA/NEI | 1104609 | 88
2018 | NC | Marshall | 2727 | SRVC | SERC Virginia/Carolina | BIT | 2119 |  | 8486270 | 84831098 | 309.77 | 0.073005 | 0.0073032 | EPA/NEI | 84831098 | 309.77
2018 | NC | Mayo | 6250 | SRVC | SERC Virginia/Carolina | BIT | 763.2 |  | 1491333 | 18565644 | 290.34 | 0.38937 | 0.031277 | EPA/NEI | 18565644 | 290.34
2018 | NC | NC Renewable Power - Elizabethtown | 10380 | SRVC | SERC Virginia/Carolina | BIT | 34.7
2018 | NC | NC Renewable Power - Lumberton LLC | 10382 | SRVC | SERC Virginia/Carolina | WDS | 34.7 | 0.98101 | 133666 | 2334708.759 | 25.5848 | 0.38282 | 0.021917 | EPA/NEI | 2379893 | 26.08
2018 | NC | NCEMC Anson Plant | 56249 | SRVC | SERC Virginia/Carolina | NG | 343.8 |  | 394528.002 | 4014007 | 132.48 | 0.67159 | 0.066009 | EPA/NEI | 4014007 | 132.48
2018 | NC | NCEMC Hamlet Plant | 56292 | SRVC | SERC Virginia/Carolina | NG | 343.8 |  | 167245.002 | 1693604 | 46.38 | 0.55464 | 0.054771 | EPA/NEI | 1693604 | 46.38
2018 | NC | Plant Rowan County | 7826 | SRVC | SERC Virginia/Carolina | NG | 1192 |  | 4693044.001 | 34354747 | 75.87 | 0.032333 | 0.0044169 | EPA/NEI | 34354747 | 75.87
2018 | NC | Richmond County Plant | 7805 | SRVC | SERC Virginia/Carolina | NG | 2244.8 |  | 11895681 | 96753494 | 267.18 | 0.044921 | 0.0055229 | EPA/NEI | 96753494 | 267.18
2018 | NC | Rockingham County Combustion Turbine | 55116 | SRVC | SERC Virginia/Carolina | NG | 977.5 |  | 2325235 | 24660638 | 114.2 | 0.098227 | 0.0092617 | EPA/NEI | 24660638 | 114.2
2018 | NC | Rosemary Power Station | 50555 | SRVC | SERC Virginia/Carolina | DFO | 180 | 1 | 28278 | 282246 | 3.23 | 0.22845 | 0.022888 | EPA/NEI; Estimated using an emission factor | 282246 | 3.23
2018 | NC | Roxboro | 2712 | SRVC | SERC Virginia/Carolina | BIT | 2574.5 |  | 5927876 | 62827180 | 435.86 | 0.14705 | 0.013875 | EPA/NEI | 62827180 | 435.86
2018 | NC | University of NC Chapel Hill | 54276 | SRVC | SERC Virginia/Carolina | BIT | 56 | 0.12249 | 50706 | 311832.771 | 0.83907 | 0.033096 | 0.0053815 | EPA/NEI | 2545810.999 | 6.8502
2018 | NC | W H Weatherspoon | 2716 | SRVC | SERC Virginia/Carolina | DFO | 328.5 |  | 1712 | 72583 | 0.29 | 0.33879 | 0.0079909 | EPA/NEI | 72583 | 0.29
2018 | ND | American Crystal Sugar Drayton | 54213 | MROW | MRO West | SUB | 6 | 0 | 0
2018 | ND | American Crystal Sugar Hillsboro | 54210 | MROW | MRO West | SUB | 13.3 | 0 | 0 | 0 | 0 |  |  | NEI avg EF - PM, fuel type | 2808198 | 24.1284
2018 | ND | Ashtabula Wind Energy Center | 57032 | MROW | MRO West | WND | 48 |  | 151822 |  |  | 0 |  |  |  | 0
2018 | ND | Ashtabula Wind II LLC | 57121 | MROW | MRO West | WND | 120 |  | 381453 |  |  | 0 |  |  |  | 0
2018 | ND | Ashtabula Wind III LLC | 57387 | MROW | MRO West | WND | 62.4 |  | 213682 |  |  | 0 |  |  |  | 0
2018 | ND | Baldwin Wind LLC | 57347 | MROW | MRO West | WND | 102.4 |  | 339706 |  |  | 0 |  |  |  | 0
2018 | ND | Bison 2 Wind Energy Center | 57800 | MROW | MRO West | WND | 105 |  | 276225 |  |  | 0 |  |  |  | 0
2018 | ND | Bison 3 Wind Energy Center | 57801 | MROW | MRO West | WND | 105 |  | 278525 |  |  | 0 |  |  |  | 0
2018 | ND | Bison 4 Wind Energy Center | 58872 | MROW | MRO West | WND | 205 |  | 712649 |  |  | 0 |  |  |  | 0
2018 | ND | Bison I Wind Energy Center | 57038 | MROW | MRO West | WND | 81.8 |  | 228732 |  |  | 0 |  |  |  | 0
2018 | ND | Border Winds Wind Farm | 59200 | MROW | MRO West | WND | 150 |  | 609517 |  |  | 0 |  |  |  | 0
2018 | ND | Brady II Wind Energy Center | 60354 | MROW | MRO West | WND | 150 |  | 620345 |  |  | 0 |  |  |  | 0
2018 | ND | Brady Wind Energy Center | 60355 | MROW | MRO West | WND | 150 |  | 628594 |  |  | 0 |  |  |  | 0
2018 | ND | Burke Wind, LLC | 61100 | MROW | MRO West | WND | 199.4
2018 | ND | Cedar Hills Wind Farm | 57171 | MROW | MRO West | WND | 19.5 |  | 49771 |  |  | 0 |  |  |  | 0
2018 | ND | Courtenay Wind Farm | 58658 | MROW | MRO West | WND | 200 |  | 714237 |  |  | 0 |  |  |  | 0
2018 | ND | Dakota Magic | 7884 | MROW | MRO West | DFO | 1.5 |  | 0
2018 | ND | Emmons-Logan Wind, LLC | 62380 | MROW | MRO West | WND | 300
2018 | ND | Enderlin | 54908 | MROW | MRO West | AB | 9.8 | 0.077007 | 1038 | 5920.162 | 2.966 | 5.7148 | 1.002 | EPA/NEI; Estimated using an emission factor | 76878 | 38.5159
2018 | ND | Foxtail Wind, LLC | 61747 | MROW | MRO West | WND | 150
2018 | ND | FPL Energy Ashtabula Wind LLC | 56919 | MROW | MRO West | WND | 148.5 |  | 480516 |  |  | 0 |  |  |  | 0
2018 | ND | FPL Energy Burleigh County Wind | 56357 | MROW | MRO West | WND | 49.5 |  | 137842 |  |  | 0 |  |  |  | 0
2018 | ND | FPL Energy North Dakota Wind I/II | 56099 | MROW | MRO West | WND | 61.5 |  | 144583 |  |  | 0 |  |  |  | 0
2018 | ND | FPL Energy Oliver Wind I LLC | 56392 | MROW | MRO West | WND | 50.6 |  | 146839 |  |  | 0 |  |  |  | 0
2018 | ND | FPL Energy Oliver Wind II LLC | 56573 | MROW | MRO West | WND | 48 |  | 147446 |  |  | 0 |  |  |  | 0
2018 | ND | Garrison | 2815 | MROW | MRO West | WAT | 614 |  | 3180154 |  |  | 0 |  |  |  | 0
2018 | ND | Garrison Butte Wind, LLC | 60066 | MROW | MRO West | WND | 150
2018 | ND | Glen Ullin Energy Center | 62938 | MROW | MRO West | WND | 106.7
2018 | ND | Glen Ullin Station 6 | 57172 | MROW | MRO West | WH | 5.3 |  | 44913 |  |  | 0 |  |  |  | 0
2018 | ND | Grafton | 2811 | MROW | MRO West | DFO | 4 |  | 0
2018 | ND | Grand Forks | 2821 | MROW | MRO West | DFO | 10.6
2018 | ND | Harwood | 2822 | MROW | MRO West | DFO | 4.8
2018 | ND | Hillsboro | 56098 | MROW | MRO West | DFO | 4 |  | 17 | 165 | 0.02573 | 3.0271 | 0.31188 | Estimated using an emission factor | 165 | 0.02573
2018 | ND | Jamestown | 2801 | MROW | MRO West | DFO | 48.2 |  | 216 | 7368 | 0.063583 | 0.58873 | 0.017259 | NEI avg EF - PM, fuel type, firing type | 7368 | 0.063583
2018 | ND | Kindred School | 56242 | MROW | MRO West | DFO | 2 |  | 142 | 616 | 0.09548 | 1.3448 | 0.31 | Estimated using an emission factor | 616 | 0.09548
2018 | ND | Langdon Renewables, LLC | 56605 | MROW | MRO West | WND | 118.5 |  | 556027 |  |  | 0 |  |  |  | 0
2018 | ND | Langdon Wind Energy Center | 57033 | MROW | MRO West | WND | 40.5 |  | 143039 |  |  | 0 |  |  |  | 0
2018 | ND | Langdon Wind II LLC | 56912 | MROW | MRO West | WND | 40.5 |  | 137862 |  |  | 0 |  |  |  | 0
2018 | ND | Lindahl Wind Project, LLC | 59684 | MROW | MRO West | WND | 150 |  | 559481 |  |  | 0 |  |  |  | 0
2018 | ND | Luverne Wind Farm | 57031 | MROW | MRO West | WND | 49.5 |  | 177561 |  |  | 0 |  |  |  | 0
2018 | ND | Merricourt Wind Project | 57048 | MROW | MRO West | WND | 150
2018 | ND | Minot Wind Project | 55995 | MROW | MRO West | WND | 7.1 |  | 20220 |  |  | 0 |  |  |  | 0
2018 | ND | New Frontier Wind | 59903 | MROW | MRO West | WND | 100 |  | 27453 |  |  | 0 |  |  |  | 0
2018 | ND | Oliver Wind III, LLC | 60905 | MROW | MRO West | WND | 99.3 |  | 425723 |  |  | 0 |  |  |  | 0
2018 | ND | Pembina Land Port of Entry Wind Turbine | 62782 | MROW | MRO West | WND | 1
2018 | ND | Portable Generator 1 | 59196 | MROW | MRO West | DFO | 1.8
2018 | ND | Portable Generator 2 | 59194 | MROW | MRO West | DFO | 2 |  | 3 | 29 | 0.004495 | 2.9967 | 0.31 | Estimated using an emission factor | 29 | 0.004495
2018 | ND | Portable Generator 3 | 59195 | MROW | MRO West | DFO | 2 |  | 3 | 29 | 0.004495 | 2.9967 | 0.31 | Estimated using an emission factor | 29 | 0.004495
2018 | ND | Prairie Winds ND1 | 56607 | MROW | MRO West | WND | 115.5 |  | 356543 |  |  | 0 |  |  |  | 0
2018 | ND | Rugby Wind Power Project | 57097 | MROW | MRO West | WND | 149 |  | 406700 |  |  | 0 |  |  |  | 0
2018 | ND | Stanton | 2824 | MROW | MRO West |  | 191.2
2018 | ND | Sunflower Wind Project | 60088 | MROW | MRO West | WND | 104 |  | 425173 |  |  | 0 |  |  |  | 0
2018 | ND | Tatanka Wind Power LLC | 56669 | MROW | MRO West | WND | 180 |  | 621206 |  |  | 0 |  |  |  | 0
2018 | ND | Tesoro Mandan Cogeneration Plant | 52133 | MROW | MRO West | PRG | 7.5 | 0.05334 | 61318 | 374065.482 | 10.7617 | 0.35101 | 0.057539 | NEI avg EF - PM, fuel type | 7012868.001 | 201.7568
2018 | ND | Thunder Spirit Wind, LLC | 58965 | MROW | MRO West | WND | 155.5 |  | 407674 |  |  | 0 |  |  |  | 0
2018 | ND | Velva Windfarm LLC | 56670 | MROW | MRO West | WND | 11.9 |  | 25978 |  |  | 0 |  |  |  | 0
2018 | ND | Walhalla | 55638 | MROW | MRO West | SUB | 2
2018 | ND | Williston | 2791 | MROW | MRO West | NG | 10
2018 | ND | Wilton Wind II LLC | 57120 | MROW | MRO West | WND | 49.5 |  | 177010 |  |  | 0 |  |  |  | 0
2018 | ND | Antelope Valley | 6469 | MROW | MRO West | LIG | 954 |  | 6442347 | 69864943 | 874.3598 | 0.27144 | 0.02503 | EPA/NEI | 69864943 | 874.3598
2018 | ND | Coal Creek | 6030 | MROW | MRO West | RC | 1217.6 | 0.89043 | 9130818 | 85491811.508 | 1927.8396 | 0.42227 | 0.0451 | EPA/NEI | 96011581 | 2165.061
2018 | ND | Coyote | 8222 | MROW | MRO West | LIG | 450 |  | 3070607 | 34550493 | 394.2211 | 0.25677 | 0.02282 | EPA/NEI | 34550493 | 394.2211
2018 | ND | Leland Olds | 2817 | MROW | MRO West | RC | 656 |  | 3359465 | 37871059 | 1178.7402 | 0.70174 | 0.06225 | EPA/NEI | 37871059 | 1178.7402
2018 | ND | Lonesome Creek Station | 57943 | MROW | MRO West | NG | 302.5 |  | 570853 | 6337832 | 7.6 | 0.026627 | 0.0023983 | EPA/NEI | 6337832 | 7.6
2018 | ND | Milton R Young | 2823 | MROW | MRO West | RC | 734 |  | 4908951 | 55443896 | 1172.2162 | 0.47758 | 0.042285 | EPA/NEI | 55443896 | 1172.2162
2018 | ND | Pioneer Generating Station | 57881 | MROW | MRO West | NG | 293.1 |  | 398121.996 | 1980781 | 7.7403 | 0.038884 | 0.0078154 | NEI avg EF - PM, fuel type, firing type | 1980781 | 7.7403
2018 | ND | R M Heskett | 2790 | MROW | MRO West | LIG | 291 |  | 507158 | 5364599 | 132.284 | 0.52167 | 0.049317 | EPA/NEI | 5364599 | 132.284
2018 | ND | Spiritwood Station | 56786 | MROW | MRO West | LIG | 106.2 | 0.25905 | 206283 | 1352561.398 | 11.9163 | 0.11553 | 0.01762 | EPA/NEI | 5221238 | 46
2018 | NE | Ainsworth Wind | 56162 | MROW | MRO West | WND | 59.4 |  | 166509 |  |  | 0 |  |  |  | 0
2018 | NE | Ansley | 2214 | MROW | MRO West | NG | 1.5 |  | 22 | 201 | 0.012426 | 1.1296 | 0.12364 | Estimated using an emission factor | 201 | 0.012426
2018 | NE | Archer Daniels Midland Columbus | 57046 | MROW | MRO West | SUB | 71.4 | 0.24815 | 322939 | 2541732.59 | 21.8389 | 0.13525 | 0.017184 | NEI avg EF - PM, fuel type | 10242855 | 88.0078
2018 | NE | Archer Daniels Midland Lincoln | 10862 | MROW | MRO West | SUB | 7.9 | 0.11586 | 29535 | 170196.591 | 1.4624 | 0.099025 | 0.017184 | NEI avg EF - PM, fuel type | 1468952 | 12.6214
2018 | NE | Arnold | 2216 | MROW | MRO West | DFO | 1.1 |  | 0
2018 | NE | Auburn | 2215 | MROW | MRO West | NG | 18.7 |  | 230 | 2481 | 0.00052349 | 0.0045521 | 0.000422 | Estimated using an emission factor | 2481 | 0.00052349
2018 | NE | Beaver City | 2217 | MROW | MRO West | DFO | 2 |  | 0
2018 | NE | Broken Bow | 2221 | MROW | MRO West | NG | 8.7 |  | 90 | 729.999 | 0.017026 | 0.37836 | 0.046647 | Estimated using an emission factor | 729.999 | 0.017026
2018 | NE | Broken Bow Wind II, LLC | 58981 | MROW | MRO West | WND | 73.1 |  | 301749 |  |  | 0 |  |  |  | 0
2018 | NE | Broken Bow Wind LLC | 57593 | MROW | MRO West | WND | 79.9 |  | 294494 |  |  | 0 |  |  |  | 0
2018 | NE | Burt County Wind | 61511 | MROW | MRO West | WND | 75
2018 | NE | Burwell | 2222 | MROW | MRO West | DFO | 3.9 |  | 156 | 1822 | 0.28225 | 3.6187 | 0.30983 | Estimated using an emission factor | 1822 | 0.28225
2018 | NE | Cambridge | 2223 | MROW | MRO West | DFO | 6.9 |  | 5 | 58 | 0.00899 | 3.596 | 0.31 | EPA/NEI; Estimated using an emission factor | 58 | 0.00899
2018 | NE | Campbell Village | 2225 | MROW | MRO West | DFO | 1.3 |  | 0
2018 | NE | CCC Hastings Wind Turbine | 60931 | MROW | MRO West | WND | 1.7 |  | 7284 |  |  | 0 |  |  |  | 0
2018 | NE | Chappell | 2230 | MROW | MRO West | DFO | 1.3 |  | 9 | 84 | 0.01302 | 2.8933 | 0.31 | EPA/NEI; Estimated using an emission factor | 84 | 0.01302
2018 | NE | City Light & Water | 7481 | MROW | MRO West | DFO | 1.3 |  | 6 | 86 | 0.01333 | 4.4433 | 0.31 | Estimated using an emission factor | 86 | 0.01333
2018 | NE | City of Lexington | 61467 | MROW | MRO West | SUN | 3.5 |  | 6670 |  |  | 0 |  |  |  | 0
2018 | NE | Columbus | 2260 | MROW | MRO West | WAT | 45.6 |  | 151719.999 |  |  | 0 |  |  |  | 0
2018 | NE | Cooper Nuclear Station | 8036 | MROW | MRO West | NUC | 801 |  | 5632140 |  |  | 0 |  |  |  | 0
2018 | NE | Cottonwood Wind Energy Center | 61407 | MROW | MRO West | WND | 89.7 |  | 411668 |  |  | 0 |  |  |  | 0
2018 | NE | Creston Ridge II, LLC | 61668 | MROW | MRO West | WND | 6.9 |  | 30552.999 |  |  | 0 |  |  |  | 0
2018 | NE | Creston Ridge Wind Farm | 60932 | MROW | MRO West | WND | 6.8 |  | 29140 |  |  | 0 |  |  |  | 0
2018 | NE | Crete | 2231 | MROW | MRO West | NG | 15.5 |  | 51 | 789 | 0.00016648 | 0.0065286 | 0.000422 | EPA/NEI; Estimated using an emission factor | 789 | 0.00016648
2018 | NE | Crofton Bluffs Wind LLC | 57278 | MROW | MRO West | WND | 40 |  | 158696 |  |  | 0 |  |  |  | 0
2018 | NE | Curtis | 2232 | MROW | MRO West | NG | 3.4 |  | 47 | 882.999 | 0.00018652 | 0.0079372 | 0.00042248 | Estimated using an emission factor | 882.999 | 0.00018652
2018 | NE | David City | 2233 | MROW | MRO West | NG | 10.6 |  | 43.002 | 418.998 | 0.035535 | 1.6527 | 0.16962 | Estimated using an emission factor | 418.998 | 0.035535
2018 | NE | Deshler | 2234 | MROW | MRO West | DFO | 2.3 |  | 13 | 23 | 0.003565 | 0.54846 | 0.31 | Estimated using an emission factor | 23 | 0.003565
2018 | NE | Don Henry | 2243 | MROW | MRO West | NG | 22 |  | 75 | 3418 | 0.0093711 | 0.2499 | 0.0054834 | NEI avg EF - PM, fuel type, firing type | 3418 | 0.0093711
2018 | NE | Elk City Station | 7955 | MROW | MRO West | LFG | 6.4 |  | 45062 | 557941 | 4.1009 | 0.18201 | 0.0147 | Estimated using an emission factor | 557941 | 4.1009
2018 | NE | Elkhorn Ridge Wind LLC | 56947 | MROW | MRO West | WND | 81 |  | 234821 |  |  | 0 |  |  |  | 0
2018 | NE | Emerson | 2235 | MROW | MRO West | NG | 1.6 |  | 1 | 43 | 0.00047365 | 0.9473 | 0.02203 | Estimated using an emission factor | 43 | 0.00047365
2018 | NE | Falls City | 2237 | MROW | MRO West | NG | 31.3 |  | 2485 | 27281 | 0.20807 | 0.16746 | 0.015254 | Estimated using an emission factor | 27281 | 0.20807
2018 | NE | Flat Water Wind Farm LLC | 57283 | MROW | MRO West | WND | 70.5 |  | 206349 |  |  | 0 |  | EPA/NEI; Estimated using an emission factor |  | 0
2018 | NE | Fort Calhoun | 2289 | MROW | MRO West | NUC | 502
2018 | NE | Franklin (NE) | 2238 | MROW | MRO West | NG | 3.9 |  | 21 | 285 | 6.0135e-05 | 0.0057271 | 0.000422 | Estimated using an emission factor | 285 | 6.0135e-05
2018 | NE | Gavins Point | 6624 | MROW | MRO West | WAT | 132.3 |  | 721449 |  |  | 0 |  |  |  | 0
2018 | NE | Grande Prairie Wind Farm | 58695 | MROW | MRO West | WND | 400 |  | 1507208 |  |  | 0 |  |  |  | 0
2018 | NE | Hastings Community Solar Farm | 62833 | MROW | MRO West | SUN | 1.5
2018 | NE | Holdrege Solar Center | 59713 | MROW | MRO West | SUN | 4 |  | 6728 |  |  | 0 |  |  |  | 0
2018 | NE | Jeffrey | 2227 | MROW | MRO West | WAT | 21.6 |  | 114553 |  |  | 0 |  |  |  | 0
2018 | NE | Johnson 1 | 2228 | MROW | MRO West | WAT | 21.6 |  | 83294 |  |  | 0 |  |  |  | 0
2018 | NE | Johnson 2 | 2229 | MROW | MRO West | WAT | 22.5 |  | 104527 |  |  | 0 |  |  |  | 0
2018 | NE | Kearney | 2268 | MROW | MRO West | WAT | 1.5 |  | 372 |  |  | 0 |  |  |  | 0
2018 | NE | Kearney NPPD Solar Project | 61884 | MROW | MRO West | SUN | 5.8 |  | 11083 |  |  | 0 |  |  |  | 0
2018 | NE | Kimball | 2248 | RMPA | WECC Rockies | DFO | 9.6 |  | 94.001 | 1027 | 0.15919 | 3.3869 | 0.31 | Estimated using an emission factor | 1027 | 0.15919
2018 | NE | Kimball Wind | 56106 | RMPA | WECC Rockies | WND | 40.5 |  | 59057 |  |  | 0 |  | EPA/NEI; Estimated using an emission factor |  | 0
2018 | NE | Kingsley | 785 | MROW | MRO West | WAT | 50 |  | 77803 |  |  | 0 |  |  |  | 0
2018 | NE | Laredo Ridge Wind LLC | 57262 | MROW | MRO West | WND | 79.9 |  | 307033 |  |  | 0 |  |  |  | 0
2018 | NE | Laurel | 2249 | MROW | MRO West | NG | 4.7 |  | 4.001 | 371 | 7.8281e-05 | 0.039131 | 0.000422 | EPA/NEI; Estimated using an emission factor | 371 | 7.8281e-05
2018 | NE | Lyons | 2253 | MROW | MRO West | DFO | 2.8 |  | 3.92 | 120 | 0.0186 | 9.4898 | 0.31 | Estimated using an emission factor | 120 | 0.0186
2018 | NE | Madison Utilities | 7469 | MROW | MRO West | DFO | 6.4 |  | 23 | 189.999 | 0.029605 | 2.5743 | 0.31163 | EPA/NEI; Estimated using an emission factor | 189.999 | 0.029605
2018 | NE | Milligan III Wind Farm | 61159 | MROW | MRO West | WND | 73.4
2018 | NE | Missouri River Wastewater Treatment | 55033 | MROW | MRO West | OBG | 3 | 0.69625 | 10715.001 | 103362.516 | 0.75971 | 0.1418 | 0.0147 | Estimated using an emission factor | 148455 | 1.0911
2018 | NE | Mobile | 6229 | MROW | MRO West | DFO | 4.1 |  | 123 | 1594.001 | 0.24707 | 4.0174 | 0.31 | EPA/NEI; Estimated using an emission factor | 1594.001 | 0.24707
2018 | NE | Monroe (NE) | 2273 | MROW | MRO West | WAT | 8.4 |  | 31676.001 |  |  | 0 |  |  |  | 0
2018 | NE | Monument Road | 61033 | MROW | MRO West | WND | 66
2018 | NE | Nebraska City # 1 | 2255 | MROW | MRO West | NG | 26.1 |  | -881.001 | 2480.001 | 0.022659 | 0 | 0.018273 | Estimated using an emission factor | 2480.001 | 0.022659
2018 | NE | Nebraska City # 2 | 7555 | MROW | MRO West | NG | 13.5 |  | -783 | 495 | 0.025645 | 0 | 0.10361 | Estimated using an emission factor | 495 | 0.025645
2018 | NE | North Denver | 2244 | MROW | MRO West | NG | 39 |  | -573 | 5911.361 | 0.023799 | 0 | 0.0080519 | NEI avg EF - PM, fuel type | 5911.361 | 0.023799
2018 | NE | North Platte | 2274 | MROW | MRO West | WAT | 26.2 |  | 86040 |  |  | 0 |  |  |  | 0
2018 | NE | Ord | 2294 | MROW | MRO West | DFO | 12 |  | 150 | 1482 | 0.22971 | 3.0628 | 0.31 | Estimated using an emission factor | 1482 | 0.22971
2018 | NE | Oxford (NE) | 2295 | MROW | MRO West | NG | 3.4 |  | 27.001 | 382.001 | 8.0391e-05 | 0.0059547 | 0.00042089 | Estimated using an emission factor | 382.001 | 8.0391e-05
2018 | NE | Papillion Creek Wastewater | 55027 | MROW | MRO West | OBG | 1.5 | 0.61736 | 7514.001 | 54957.687 | 0.40394 | 0.10752 | 0.0147 | Estimated using an emission factor | 89021.001 | 0.65431
2018 | NE | Pender | 2296 | MROW | MRO West | NG | 5.1 |  | 39 | 371 | 7.8281e-05 | 0.0040144 | 0.000422 | EPA/NEI; Estimated using an emission factor | 371 | 7.8281e-05
2018 | NE | Perennial Windfarm | 61677 | MROW | MRO West | WND | 6.9 |  | 13173 |  |  | 0 |  |  |  | 0
2018 | NE | Plainview Muncipal Power | 2297 | MROW | MRO West | DFO | 5 |  | 14 | 123 | 0.019065 | 2.7236 | 0.31 | Estimated using an emission factor | 123 | 0.019065
2018 | NE | Plum Creek Wind Project (NE) | 62711 | MROW | MRO West | WND | 230
2018 | NE | Polk County Renewables, LLC | 62333 | MROW | MRO West | WND | 2.5 |  | 461 |  |  | 0 |  |  |  | 0
2018 | NE | Prairie Breeze | 58322 | MROW | MRO West | WND | 206.5 |  | 803226 |  |  | 0 |  |  |  | 0
2018 | NE | Prairie Breeze II | 60262 | MROW | MRO West | WND | 73.4 |  | 305643 |  |  | 0 |  |  |  | 0
2018 | NE | Prairie Breeze III | 60314 | MROW | MRO West | WND | 35.8 |  | 141205 |  |  | 0 |  |  |  | 0
2018 | NE | Rattlesnake Creek Wind Project | 59292 | MROW | MRO West | WND | 318.1
2018 | NE | Red Cloud | 2299 | MROW | MRO West | DFO | 6.2 |  | 101.999 | 1254 | 0.19437 | 3.8112 | 0.31 | EPA/NEI; Estimated using an emission factor | 1254 | 0.19437
2018 | NE | Salt Valley Wind Plant | 7965 | MROW | MRO West | WND | 1.2 |  | 2330 |  |  | 0 |  |  |  | 0
2018 | NE | Sargent | 2300 | MROW | MRO West | DFO | 2.4 |  | 3 | 815 | 0.12648 | 84.32 | 0.31038 | Estimated using an emission factor | 815 | 0.12648
2018 | NE | Seward Wind Farm | 61056 | MROW | MRO West | WND | 1.7 |  | 6310 |  |  | 0 |  |  |  | 0
2018 | NE | Sholes Wind Energy Center | 61889 | MROW | MRO West | WND | 160
2018 | NE | Sidney (NE) | 2302 | MROW | MRO West | NG | 8.3 |  | 9.001 | 90 | 0.002186 | 0.48573 | 0.048579 | EPA/NEI; Estimated using an emission factor | 90 | 0.002186
2018 | NE | South Sioux City Solar | 60823 | MROW | MRO West | SUN | 2.3 |  | 2631 |  |  | 0 |  |  |  | 0
2018 | NE | Spalding | 2303 | MROW | MRO West | WAT | 2.1 |  | 132 | 36 | 0.005735 | 0.086894 | 0.31861 | EPA/NEI; Estimated using an emission factor | 36 | 0.005735
2018 | NE | Spencer Hydro | 2278 | MROW | MRO West | WAT | 2.4 |  | 10509 |  |  | 0 |  |  |  | 0
2018 | NE | Springview | 7771 | MROW | MRO West | WND | 4.4 |  | 9306 |  |  | 0 |  | EPA/NEI; Estimated using an emission factor |  | 0
2018 | NE | Steele Flats Wind Project LLC | 58594 | MROW | MRO West | WND | 74.8 |  | 302700 |  |  | 0 |  |  |  | 0
2018 | NE | Stuart (NE) | 2305 | MROW | MRO West | DFO | 1.9 |  | 18.001 | 232 | 0.035805 | 3.9781 | 0.30866 | Estimated using an emission factor | 232 | 0.035805
2018 | NE | Syracuse # 2 | 2256 | MROW | MRO West | NG | 4 |  | -381 | 184 | 3.8824e-05 | 0 | 0.000422 | Estimated using an emission factor | 184 | 3.8824e-05
2018 | NE | Tecumseh | 2308 | MROW | MRO West | DFO | 7 |  | 140 | 1625 | 0.25188 | 3.5982 | 0.31 | Estimated using an emission factor | 1625 | 0.25188
2018 | NE | TPW Petersburg | 57755 | MROW | MRO West | WND | 40.5 |  | 156238 |  |  | 0 |  |  |  | 0
2018 | NE | Upstream Wind Energy LLC | 61784 | MROW | MRO West | WND | 202.5 |  | 87706 |  |  | 0 |  |  |  | 0
2018 | NE | Valentine Wind, LLC | 59736 | MROW | MRO West | WND | 1.9 |  | 6247 |  |  | 0 |  |  |  | 0
2018 | NE | Wahoo | 2310 | MROW | MRO West | NG | 14.2 |  | 140 | 1413.001 | 0.0080376 | 0.11482 | 0.011377 | Estimated using an emission factor | 1413.001 | 0.0080376
2018 | NE | Wakefield | 2311 | MROW | MRO West | NG | 4.1 |  | 35.001 | 329 | 6.9208e-05 | 0.0039546 | 0.00042072 | Estimated using an emission factor | 329 | 6.9208e-05
2018 | NE | Wayne IC | 2312 | MROW | MRO West | DFO | 21.8 |  | 238 | 2574.999 | 0.39881 | 3.3514 | 0.30976 | Estimated using an emission factor | 2574.999 | 0.39881
2018 | NE | West Point Municipal | 2313 | MROW | MRO West | NG | 8.5 |  | 30 | 3178 | 0.00067056 | 0.044704 | 0.000422 | EPA/NEI; Estimated using an emission factor | 3178 | 0.00067056
2018 | NE | Western Sugar Coop - Scottsbluff | 57937 | MROW | MRO West | SUB | 5 |  | 21367.89 | 1998605 | 17.1722 | 1.6073 | 0.017184 | NEI avg EF - PM, fuel type | 1998605 | 17.1722
2018 | NE | Wilber | 2315 | MROW | MRO West | DFO | 3.6 |  | 17 | 212 | 0.03286 | 3.8659 | 0.31 | Estimated using an emission factor | 212 | 0.03286
2018 | NE | Wisner | 2316 | MROW | MRO West | DFO | 4.8 | 1 | 32.999 | 393.001 | 0.060915 | 3.6919 | 0.31 | EPA/NEI; Estimated using an emission factor | 393.001 | 0.060915
2018 | NE | Beatrice | 8000 | MROW | MRO West | NG | 247.1 |  | 435182 | 3910367 | 3.2032 | 0.014721 | 0.0016383 | EPA/NEI | 3910367 | 3.2032
2018 | NE | C W Burdick | 2241 | MROW | MRO West | NG | 240.8 |  | 1474 | 60413 | 0.063465 | 0.086112 | 0.002101 | EPA/NEI | 60413 | 0.063465
2018 | NE | Canaday | 2226 | MROW | MRO West | NG | 108.8 |  | 720 | 12898 | 0 | 0 | 0 | EPA/NEI | 12898 | 0
2018 | NE | Cass County Station | 55972 | MROW | MRO West | NG | 345 |  | 116903 | 1369634 | 2.3681 | 0.040514 | 0.003458 | EPA/NEI | 1369634 | 2.3681
2018 | NE | Gerald Gentleman Station | 6077 | MROW | MRO West | SUB | 1362.6 |  | 8858683 | 87988015 | 142.5902 | 0.032192 | 0.0032411 | EPA/NEI | 87988015 | 142.5902
2018 | NE | Gerald Whelan Energy Center | 60 | MROW | MRO West | SUB | 324.3 |  | 1377426 | 15796054 | 31.0059 | 0.04502 | 0.0039258 | EPA/NEI | 15796054 | 31.0059
2018 | NE | Hallam Peaking | 2265 | MROW | MRO West | NG | 56.7 |  | 3593 | 51070 | 0.19957 | 0.11109 | 0.0078154 | NEI avg EF - PM, fuel type, firing type | 51070 | 0.19957
2018 | NE | Hebron Peaking | 2266 | MROW | MRO West | DFO | 56.7 |  | 377 | 5365 | 0.064091 | 0.34001 | 0.023892 | EPA/NEI | 5365 | 0.064091
2018 | NE | J Street | 2250 | MROW | MRO West | NG | 27 |  | -94 | 6262 | 0.02447 | 0 | 0.0078154 | NEI avg EF - PM, fuel type, firing type | 6262 | 0.02447
2018 | NE | Jones Street | 2290 | MROW | MRO West | DFO | 130 |  | 1337 | 77244 | 0.2 | 0.29918 | 0.0051784 | EPA/NEI | 77244 | 0.2
2018 | NE | Lon D Wright Power Plant | 2240 | MROW | MRO West | SUB | 213.2 |  | 479048 | 4306073 | 21 | 0.087674 | 0.0097537 | EPA/NEI; Estimated using an emission factor | 4306073 | 21
2018 | NE | McCook Peaking | 2271 | MROW | MRO West | DFO | 56.7 |  | 528 | 7069 | 0 | 0 | 0 | EPA/NEI | 7069 | 0
2018 | NE | Nebraska City Station | 6096 | MROW | MRO West | SUB | 1389.6 |  | 9102066 | 92789688 | 164.8054 | 0.036213 | 0.0035522 | EPA/NEI | 92789688 | 164.8054
2018 | NE | North Omaha Station | 2291 | MROW | MRO West | SUB | 644.7 |  | 1757539 | 19895842 | 68.9406 | 0.078451 | 0.0069302 | EPA/NEI | 19895842 | 68.9406
2018 | NE | Platte | 59 | MROW | MRO West | SUB | 109.8 |  | 536722 | 6717778 | 0.011542 | 4.3009e-05 | 3.4362e-06 | EPA/NEI | 6717778 | 0.011542
2018 | NE | Rokeby | 6373 | MROW | MRO West | NG | 266.1 |  | 36505 | 548893 | 0 | 0 | 0 | EPA/NEI; Estimated using an emission factor | 548893 | 0
2018 | NE | Sarpy County Station | 2292 | MROW | MRO West | NG | 338.4 |  | 93777.001 | 1820069 | 3.9451 | 0.084139 | 0.0043352 | EPA/NEI; Estimated using an emission factor | 1820069 | 3.9451
2018 | NE | Sheldon | 2277 | MROW | MRO West | SUB | 228.7 |  | 905149 | 10350443 | 1.1605 | 0.0025643 | 0.00022425 | EPA/NEI | 10350443 | 1.1605
2018 | NE | Terry Bundy Generating Station | 7887 | MROW | MRO West | NG | 216.3 |  | 229836.001 | 1949801 | 6.2173 | 0.054102 | 0.0063774 | NEI avg EF - PM, fuel type, firing type | 1949801 | 6.2173
2018 | NH | Amoskeag | 2354 | NEWE | NPCC New England | WAT | 16 |  | 104028.999 |  |  | 0 |  |  |  | 0
2018 | NH | Antrim Wind | 59953 | NEWE | NPCC New England | WND | 28.8
2018 | NH | Ayers Island | 2355 | NEWE | NPCC New England | WAT | 8.4 |  | 48159.999 |  |  | 0 |  |  |  | 0
2018 | NH | Berlin Gorham | 54639 | NEWE | NPCC New England | WAT | 30.3 |  | 118845.998 |  |  | 0 |  |  |  | 0
2018 | NH | Bridgewater Power LP | 10290 | NEWE | NPCC New England | WDS | 20 |  | 78012 | 1206239.9 | 13.7585 | 0.35273 | 0.022812 | NEI avg EF - PM, fuel type | 1206239.9 | 13.7585
2018 | NH | China Mill Hydro | 50103 | NEWE | NPCC New England | WAT | 1.7 |  | 3663 |  |  | 0 |  |  |  | 0
2018 | NH | Clement Dam Hydro LLC | 10276 | NEWE | NPCC New England | WAT | 2.4 |  | 10544 |  |  | 0 |  |  |  | 0
2018 | NH | Comerford | 2349 | NEWE | NPCC New England | WAT | 167.8 |  | 352500.001 |  |  | 0 |  |  |  | 0
2018 | NH | Crotched Mountain Rehabilitation Center | 54515 | NEWE | NPCC New England | DFO | 2.1 | 0.50544 | 53.001 | 263.839 | 0.040895 | 1.5432 | 0.31 | Estimated using an emission factor | 522 | 0.08091
2018 | NH | Dartmouth College Heating Plant | 54409 | NEWE | NPCC New England | RFO | 7 | 0.13785 | 12695.36 | 73217.824 | 0.33495 | 0.052767 | 0.0091493 | NEI avg EF - PM, fuel type | 531140.999 | 2.4298
2018 | NH | DG Whitefield LLC | 10839 | NEWE | NPCC New England | WDS | 19.9 |  | 115089 | 1514472 | 17.2742 | 0.30019 | 0.022812 | NEI avg EF - PM, fuel type | 1514472 | 17.2742
2018 | NH | Dodge Falls Associates | 10526 | NEWE | NPCC New England | WAT | 5 |  | 26301 |  |  | 0 |  |  |  | 0
2018 | NH | Dunbarton Energy Partners LP | 55779 | NEWE | NPCC New England | LFG | 1.4
2018 | NH | Eastman Falls | 2356 | NEWE | NPCC New England | WAT | 6.4 |  | 29197 |  |  | 0 |  |  |  | 0
2018 | NH | EHC West Hopkinton | 54384 | NEWE | NPCC New England | WAT | 1 |  | 1852 |  |  | 0 |  |  |  | 0
2018 | NH | Errol Hydroelectric Project | 10570 | NEWE | NPCC New England | WAT | 3 |  | 14510 |  |  | 0 |  |  |  | 0
2018 | NH | Garvins Falls | 2357 | NEWE | NPCC New England | WAT | 12.4 |  | 39973.001 |  |  | 0 |  |  |  | 0
2018 | NH | General Electric Great Falls Upper Hydro | 10059 | NEWE | NPCC New England | WAT | 2.1
2018 | NH | Gorham | 2358 | NEWE | NPCC New England | WAT | 2.2 |  | 12722 |  |  | 0 |  |  |  | 0
2018 | NH | Granite Reliable Power | 58004 | NEWE | NPCC New England | WND | 99 |  | 214237 |  |  | 0 |  |  |  | 0
2018 | NH | Gregg Falls | 50384 | NEWE | NPCC New England | WAT | 3.5 |  | 13227 |  |  | 0 |  |  |  | 0
2018 | NH | Groton Wind LLC | 58141 | NEWE | NPCC New England | WND | 48 |  | 105237 |  |  | 0 |  |  |  | 0
2018 | NH | Hampton Facility | 10108 | NEWE | NPCC New England | NG | 8.8 | 0.51727 | 30906 | 187784.814 | 0.51485 | 0.033317 | 0.0054834 | EPA/NEI; Estimated using an emission factor | 363031 | 0.99532
2018 | NH | Hillsborough Hosiery | 10036 | NEWE | NPCC New England | WAT | 1.2 |  | 4955 |  |  | 0 |  |  |  | 0
2018 | NH | Hooksett | 2359 | NEWE | NPCC New England | WAT | 1.6 |  | 7058 |  |  | 0 |  |  |  | 0
2018 | NH | Indeck Energy-Alexandria | 58595 | NEWE | NPCC New England | WDS | 16 |  | 0 | 0 | 0 |  |  | NEI avg EF - PM, fuel type | 0 | 0
2018 | NH | Jackman | 2360 | NEWE | NPCC New England | WAT | 3.2 |  | 14998 |  |  | 0 |  |  |  | 0
2018 | NH | Jericho Power | 59070 | NEWE | NPCC New England | WND | 14.3 |  | 25547 |  |  | 0 |  |  |  | 0
2018 | NH | Lempster Wind LLC | 56399 | NEWE | NPCC New England | WND | 24 |  | 61638 |  |  | 0 |  |  |  | 0
2018 | NH | Lochmere Hydroelectric Plant | 54572 | NEWE | NPCC New England | WAT | 1.2 |  | 3258 |  |  | 0 |  |  |  | 0
2018 | NH | Lower Village Water Power Project | 50285 | NEWE | NPCC New England | WAT | 1.2 |  | 6186 |  |  | 0 |  |  |  | 0
2018 | NH | Mascoma Hydro | 54471 | NEWE | NPCC New England | WAT | 1.5 |  | 1938 |  |  | 0 |  |  |  | 0
2018 | NH | Milton Hydro | 10519 | NEWE | NPCC New England | WAT | 1.4 |  | 6624 |  |  | 0 |  |  |  | 0
2018 | NH | Mine Falls Generating Station | 10183 | NEWE | NPCC New England | WAT | 3 |  | 16041 |  |  | 0 |  |  |  | 0
2018 | NH | Nashua Plant | 55006 | NEWE | NPCC New England | LFG | 4.6 |  | 15205 | 158239 | 1.1631 | 0.15298 | 0.0147 | EPA/NEI; Estimated using an emission factor | 158239 | 1.1631
2018 | NH | Newfound Hydroelectric | 50324 | NEWE | NPCC New England | WAT | 1.4 |  | 5892 |  |  | 0 |  |  |  | 0
2018 | NH | Pembroke Hydro | 50312 | NEWE | NPCC New England | WAT | 2.7 |  | 12208 |  |  | 0 |  |  |  | 0
2018 | NH | Penacook Lower Falls | 50353 | NEWE | NPCC New England | WAT | 4.6 |  | 17911 |  |  | 0 |  |  |  | 0
2018 | NH | Penacook Upper Falls Hydro | 50414 | NEWE | NPCC New England | WAT | 3.4 |  | 18346 |  |  | 0 |  |  |  | 0
2018 | NH | Pinetree Power | 50208 | NEWE | NPCC New England | WDS | 17.5 |  | 76264 | 1212447.524 | 13.8293 | 0.36267 | 0.022812 | NEI avg EF - PM, fuel type | 1212447.524 | 13.8293
2018 | NH | Pinetree Power Tamworth | 50739 | NEWE | NPCC New England | WDS | 25 |  | 92855 | 1546002 | 17.6339 | 0.37981 | 0.022812 | NEI avg EF - PM, fuel type | 1546002 | 17.6339
2018 | NH | Plymouth State College Cogeneration | 54803 | NEWE | NPCC New England | DFO | 2.8 | 1 | 0
2018 | NH | Pontook Hydro Facility | 50741 | NEWE | NPCC New England | WAT | 10.5 |  | 52476.999 |  |  | 0 |  |  |  | 0
2018 | NH | Rolfe Canal Hydro | 50351 | NEWE | NPCC New England | WAT | 4.3 |  | 15098 |  |  | 0 |  |  |  | 0
2018 | NH | Rollinsford | 54418 | NEWE | NPCC New England | WAT | 1.4 |  | 6295 |  |  | 0 |  |  |  | 0
2018 | NH | S C Moore | 2351 | NEWE | NPCC New England | WAT | 190.8 |  | 266391 |  |  | 0 |  | EPA/NEI; Estimated using an emission factor |  | 0
2018 | NH | Seabrook | 6115 | NEWE | NPCC New England | NUC | 1242 |  | 10061696 |  |  | 0 |  |  |  | 0
2018 | NH | Smith (NH) | 2368 | NEWE | NPCC New England | WAT | 15 |  | 115028 |  |  | 0 |  |  |  | 0
2018 | NH | Somersworth Lower Great Dam | 50704 | NEWE | NPCC New England | WAT | 1.3 |  | 3444 |  |  | 0 |  |  |  | 0
2018 | NH | Springfield Power LLC | 10838 | NEWE | NPCC New England | WDS | 20 |  | 134047 | 1748212 | 19.9403 | 0.29751 | 0.022812 | NEI avg EF - PM, fuel type | 1748212 | 19.9403
2018 | NH | Stevens Mills Dam | 10109 | NEWE | NPCC New England | WAT | 2.1 |  | 5316 |  |  | 0 |  | EPA/NEI; Estimated using an emission factor |  | 0
2018 | NH | Turnkey Landfill Gas Recovery | 54663 | NEWE | NPCC New England | LFG | 9.2 |  | 28317 | 532748 | 5.4329 | 0.38372 | 0.020396 | Estimated using an emission factor | 532748 | 5.4329
2018 | NH | UNH 7.9 MW Plant | 58180 | NEWE | NPCC New England | LFG | 7.9 | 0.40588 | 55998 | 282885.274 | 3.0552 | 0.10912 | 0.0216 | Estimated using an emission factor | 696971 | 7.5273
2018 | NH | Wheelabrator Claremont Facility | 50872 | NEWE | NPCC New England | MSW | 4.5
2018 | NH | Wheelabrator Concord Facility | 50873 | NEWE | NPCC New England | MSW | 14 |  | 97300 | 1986954.082 | 0.15498 | 0.0031857 | 0.000156 | Estimated using an emission factor | 1986954.082 | 0.15498
2018 | NH | Burgess BioPower | 58054 | NEWE | NPCC New England | WDS | 75 |  | 499251 | 7979694 | 27.7251 | 0.11107 | 0.0069489 | EPA/NEI | 7979694 | 27.7251
2018 | NH | Granite Ridge Energy | 55170 | NEWE | NPCC New England | NG | 790 |  | 2177483 | 15637984 | 1.4856 | 0.0013645 | 0.00019 | EPA/NEI | 15637984 | 1.4856
2018 | NH | Lost Nation | 2362 | NEWE | NPCC New England | DFO | 18 |  | 325 | 15851 | 0.063156 | 0.38865 | 0.0079687 | EPA/NEI | 15851 | 0.063156
2018 | NH | Merrimack | 2364 | NEWE | NPCC New England | BIT | 496.4 |  | 549623 | 7055563 | 337.2442 | 1.2272 | 0.095597 | EPA/NEI | 7055563 | 337.2442
2018 | NH | Newington | 8002 | NEWE | NPCC New England | RFO | 414 |  | 114889 | 1618618 | 2.335 | 0.040647 | 0.0028851 | EPA/NEI | 1618618 | 2.335
2018 | NH | Newington Energy | 55661 | NEWE | NPCC New England | NG | 605.5 |  | 804869 | 6053940 | 0.57512 | 0.0014291 | 0.00019 | EPA/NEI | 6053940 | 0.57512
2018 | NH | Schiller | 2367 | NEWE | NPCC New England | WDS | 171.2 |  | 356095 | 5914194 | 74.9301 | 0.42084 | 0.025339 | EPA/NEI | 5914194 | 74.9301
2018 | NH | White Lake | 2369 | NEWE | NPCC New England | JF | 18.6 |  | 416 | 15115 | 0.048492 | 0.23313 | 0.0064164 | EPA/NEI | 15115 | 0.048492
2018 | NJ | 12 Applegate Solar LLC | 59371 | RFCE | RFC East | SUN | 1.9 |  | 2207 |  |  | 0 |  |  |  | 0
2018 | NJ | 145 Talmadge Solar | 57458 | RFCE | RFC East | SUN | 3.8 |  | 4626 |  |  | 0 |  |  |  | 0
2018 | NJ | 180 Raritan Solar | 58187 | RFCE | RFC East | SUN | 1.9 |  | 2386 |  |  | 0 |  |  |  | 0
2018 | NJ | 24 Applegate Solar LLC | 59365 | RFCE | RFC East | SUN | 4.9 |  | 709 |  |  | 0 |  |  |  | 0
2018 | NJ | 350 Clark Solar, NG, LLC | 61224 | RFCE | RFC East | SUN | 1.8 |  | 1747 |  |  | 0 |  |  |  | 0
2018 | NJ | 4 Applegate Solar LLC | 59370 | RFCE | RFC East | SUN | 1.8 |  | 1784 |  |  | 0 |  |  |  | 0
2018 | NJ | 46 Meadowlands Parkway | 62325 | RFCE | RFC East | SUN | 1.5 |  | 462 |  |  | 0 |  |  |  | 0
2018 | NJ | 77 Metro Way | 62326 | RFCE | RFC East | SUN | 1 |  | 200 |  |  | 0 |  |  |  | 0
2018 | NJ | AC Criminal Courts Complex SPE2, LLC | 58798 | RFCE | RFC East | SUN | 1.3 |  | 1744 |  |  | 0 |  |  |  | 0
2018 | NJ | AC Landfill Energy LLC | 57845 | RFCE | RFC East | LFG | 5.4 |  | 17518.001 | 190200 | 1.398 | 0.1596 | 0.0147 | EPA/NEI; Estimated using an emission factor | 190200 | 1.398
2018 | NJ | ACB Energy Parntners LLC - MTF Cogen | 62492 | RFCE | RFC East | NG | 7.5
2018 | NJ | ACCC Mays Landing | 60802 | RFCE | RFC East | SUN | 1.4 |  | 1910 |  |  | 0 |  |  |  | 0
2018 | NJ | Adams Ave MS and HS | 60772 | RFCE | RFC East | SUN | 3.1 |  | 4789 |  |  | 0 |  |  |  | 0
2018 | NJ | Alethea I | 58519 | RFCE | RFC East | SUN | 2.8 |  | 3136 |  |  | 0 |  |  |  | 0
2018 | NJ | Amazon | 58357 | RFCE | RFC East | SUN | 4.2 |  | 5200 |  |  | 0 |  |  |  | 0
2018 | NJ | Anheuser-Busch Newark Brewery | 54913 | RFCE | RFC East | NG | 13
2018 | NJ | Atlantic City Convention Center | 56900 | RFCE | RFC East | SUN | 2 |  | 2899 |  |  | 0 |  |  |  | 0
2018 | NJ | Atlantic Coast Freezers Solar Facility | 58360 | RFCE | RFC East | SUN | 2.2 |  | 2960 |  |  | 0 |  |  |  | 0
2018 | NJ | Augusta Solar Farm | 62906 | RFCE | RFC East | SUN | 2.9
2018 | NJ | Bayonne MUA- Leitner-Poma Wind Turbine | 59797 | RFCE | RFC East | WND | 1.5 |  | 1135 |  |  | 0 |  |  |  | 0
2018 | NJ | Bayville Central Facility | 54569 | RFCE | RFC East | DFO | 7.7 | 0.45054 | 6337.998 | 34359.689 | 4.664 | 1.4718 | 0.27148 | EPA/NEI; Estimated using an emission factor | 76263.998 | 10.3521
2018 | NJ | Bayway Refinery | 56294 | RFCE | RFC East | WH | 11.2 |  | 24634 |  |  | 0 |  |  |  | 0
2018 | NJ | BBB Corporate Headquarters | 58093 | RFCE | RFC East | SUN | 1 |  | 1378 |  |  | 0 |  |  |  | 0
2018 | NJ | BC Landfill Energy LLC | 57847 | RFCE | RFC East | LFG | 7.5 |  | 46205 | 393746 | 2.894 | 0.12527 | 0.0147 | Estimated using an emission factor | 393746 | 2.894
2018 | NJ | Beaver Run | 60805 | RFCE | RFC East | SUN | 7.4 |  | 10597 |  |  | 0 |  |  |  | 0
2018 | NJ | Bed Bath & Beyond DC Port Reading NJ | 58096 | RFCE | RFC East | SUN | 1.8 |  | 2286 |  |  | 0 |  |  |  | 0
2018 | NJ | Benjamin Moore & Co. Solar | 57733 | RFCE | RFC East | SUN | 1.4 |  | 1876 |  |  | 0 |  |  |  | 0
2018 | NJ | Bernards Solar | 60437 | RFCE | RFC East | SUN | 3.7 |  | 4244 |  |  | 0 |  |  |  | 0
2018 | NJ | Berry Plastics Solar | 59097 | RFCE | RFC East | SUN | 10.1 |  | 14890 |  |  | 0 |  |  |  | 0
2018 | NJ | BJ's Wholesale Club Inc Dist Center | 60227 | RFCE | RFC East | SUN | 1.4 |  | 2027 |  |  | 0 |  |  |  | 0
2018 | NJ | BlackRock-Matrix | 57727 | RFCE | RFC East | SUN | 2.5 |  | 3577 |  |  | 0 |  |  |  | 0
2018 | NJ | BNB Camden Solar | 61893 | RFCE | RFC East | SUN | 3.7 |  | 5110 |  |  | 0 |  |  |  | 0
2018 | NJ | Bordentown Solar | 60734 | RFCE | RFC East | SUN | 6.8 |  | 10365 |  |  | 0 |  |  |  | 0
2018 | NJ | Brickyard Solar | 60733 | RFCE | RFC East | SUN | 1.5 |  | 2343 |  |  | 0 |  |  |  | 0
2018 | NJ | Bridgeport Disposal Solar Farm | 59166 | RFCE | RFC East | SUN | 1.2 |  | 1729 |  |  | 0 |  |  |  | 0
2018 | NJ | Bristol Myers Squibb Lawrenceville | 58947 | RFCE | RFC East | NG | 5.6 |  | 33125 | 448127 | 1.2729 | 0.076856 | 0.0056811 | EPA/NEI; Estimated using an emission factor | 448127 | 1.2729
2018 | NJ | Bristol Myers Squibb New Brunswick | 54829 | RFCE | RFC East | NG | 10.5 | 0.37205 | 54995 | 296166.092 | 0.81227 | 0.02954 | 0.0054852 | EPA/NEI; Estimated using an emission factor | 796034 | 2.1832
2018 | NJ | Burlington Coat Factory Solar | 62712 | RFCE | RFC East | SUN | 2.6 |  | 0
2018 | NJ | Caldwell Wastewater Treatment Plant | 62027 | RFCE | RFC East | SUN | 1.9 |  | 883 | 0 |  | 0 |  | EPA/NEI; Estimated using an emission factor | 0 | 0
2018 | NJ | Calpine Vineland Solar LLC | 57081 | RFCE | RFC East | SUN | 4.1 |  | 5086 |  |  | 0 |  |  |  | 0
2018 | NJ | Camden Resource Recovery Facility | 10435 | RFCE | RFC East | MSW | 35 | 1 | 148988 | 3318792.599 | 2.5887 | 0.03475 | 0.00156 | Estimated using an emission factor | 3318792.599 | 2.5887
2018 | NJ | Carrier Clinic | 59297 | RFCE | RFC East | SUN | 1.5 |  | 1844 |  |  | 0 |  |  |  | 0
2018 | NJ | CCG Marketing | 62616 | RFCE | RFC East | SUN | 1.5 |  | 2283 |  |  | 0 |  |  |  | 0
2018 | NJ | CCMUA | 59248 | RFCE | RFC East | SUN | 1.5 |  | 1882 |  |  | 0 |  |  |  | 0
2018 | NJ | Cedar Branch | 60266 | RFCE | RFC East | SUN | 5.9 |  | 8639 |  |  | 0 |  |  |  | 0
2018 | NJ | Cedar Station | 2380 | RFCE | RFC East | KER | 67.2
2018 | NJ | CentraState Medical Center PV Facility | 59630 | RFCE | RFC East | SUN | 5.2 |  | 7520 |  |  | 0 |  |  |  | 0
2018 | NJ | CES Cherry Hill Solar | 60201 | RFCE | RFC East | SUN | 1.2 |  | 1469 |  |  | 0 |  |  |  | 0
2018 | NJ | Cherry Hill | 57734 | RFCE | RFC East | SUN | 1.1 |  | 1348 |  |  | 0 |  |  |  | 0
2018 | NJ | Christmas Tree Shops DC Burlington NJ | 58094 | RFCE | RFC East | SUN | 2.1 |  | 2820 |  |  | 0 |  |  |  | 0
2018 | NJ | Cinnamon Bay Edgeboro Landfill | 58208 | RFCE | RFC East | LFG | 9.6 |  | 30505 | 264516 | 1.9442 | 0.12747 | 0.0147 | Estimated using an emission factor | 264516 | 1.9442
2018 | NJ | CIP II/AR Bridgewater Holdings - NJCOE | 10122 | RFCE | RFC East | NG | 8.7 | 0.30457 | 22725 | 120791.253 | 0.33117 | 0.029146 | 0.0054834 | EPA/NEI; Estimated using an emission factor | 396590 | 1.0873
2018 | NJ | College of New Jersey | 58165 | RFCE | RFC East | NG | 6.2 | 0.35723 | 27229 | 145020.735 | 0.030599 | 0.0022476 | 0.000422 | Estimated using an emission factor | 405960 | 0.085658
2018 | NJ | Community Foodbank of NJ | 60776 | RFCE | RFC East | SUN | 1.1 |  | 683 |  |  | 0 |  |  |  | 0
2018 | NJ | Connell East LLC | 62598 | RFCE | RFC East | SUN | 1.4
2018 | NJ | Constellation New Energy Inc | 58029 | RFCE | RFC East | SUN | 3.9 |  | 5729 |  |  | 0 |  |  |  | 0
2018 | NJ | Cornerstone Power Holmdel LLC | 58536 | RFCE | RFC East | SUN | 3 |  | 3699 |  |  | 0 |  |  |  | 0
2018 | NJ | Cornerstone Power Vineland I LLC | 58512 | RFCE | RFC East | SUN | 3.1 |  | 4618 |  |  | 0 |  |  |  | 0
2018 | NJ | Corning Pharmaceutical Glass | 58359 | RFCE | RFC East | SUN | 2.3 |  | 3357 |  |  | 0 |  |  |  | 0
2018 | NJ | County College of Morris | 58881 | RFCE | RFC East | SUN | 2.9 |  | 3438 |  |  | 0 |  |  |  | 0
2018 | NJ | Covanta Essex Company | 10643 | RFCE | RFC East | MSW | 69.8 | 1 | 489973 | 9850728.354 | 0.76836 | 0.0031363 | 0.000156 | Estimated using an emission factor | 9850728.354 | 0.76836
2018 | NJ | Covanta Warren Energy | 10012 | RFCE | RFC East | MSW | 13.5 |  | 76864 | 1308462.676 | 0.10206 | 0.0026556 | 0.000156 | Estimated using an emission factor | 1308462.676 | 0.10206
2018 | NJ | Cranbury | 59446 | RFCE | RFC East | SUN | 5 |  | 6307 |  |  | 0 |  |  |  | 0
2018 | NJ | Cumberland County Solid Waste Complex | 56884 | RFCE | RFC East | LFG | 4.8 |  | 22394.001 | 248070.999 | 1.8233 | 0.16284 | 0.0147 | Estimated using an emission factor | 248070.999 | 1.8233
2018 | NJ | Day Four Solar LLC | 62905 | RFCE | RFC East | SUN | 4.5
2018 | NJ | Deepwater | 2384 | RFCE | RFC East |  | 682.7
2018 | NJ | Delilah Road Landfill | 58951 | RFCE | RFC East | SUN | 8.5 |  | 14159 |  |  | 0 |  |  |  | 0
2018 | NJ | Deutsche Bank- Piscataway Solar | 60803 | RFCE | RFC East | SUN | 1 |  | 1136 |  |  | 0 |  |  |  | 0
2018 | NJ | DG Camden LLC Holtec | 61515 | RFCE | RFC East | SUN | 2.2 |  | 4010 |  |  | 0 |  |  |  | 0
2018 | NJ | DG Florham Park Solar LLC | 62586 | RFCE | RFC East | SUN | 2
2018 | NJ | DG New Jersey Solar RLS Logistics | 61507 | RFCE | RFC East | SUN | 4 |  | 4411 |  |  | 0 |  |  |  | 0
2018 | NJ | Dix Solar, L.L.C | 61864 | RFCE | RFC East | SUN | 13 |  | 20053 |  |  | 0 |  |  |  | 0
2018 | NJ | Dow Jones South Brunswick Solar | 57397 | RFCE | RFC East | SUN | 4.1 |  | 4007 |  |  | 0 |  |  |  | 0
2018 | NJ | DSM Nutritional Products Solar | 62713 | RFCE | RFC East | SUN | 10 |  | 0
2018 | NJ | DSM Solar | 60739 | RFCE | RFC East | SUN | 4.5 |  | 5913 |  |  | 0 |  |  |  | 0
2018 | NJ | East Amwell | 60327 | RFCE | RFC East | SUN | 1.8 |  | 2641 |  |  | 0 |  |  |  | 0
2018 | NJ | East Orange Solar | 60727 | RFCE | RFC East | SUN | 4.5 |  | 5987 |  |  | 0 |  |  |  | 0
2018 | NJ | Engelhard Solar LLC | 59367 | RFCE | RFC East | SUN | 1.1 |  | 1002 |  |  | 0 |  |  |  | 0
2018 | NJ | ETS Ewing Solar Facility | 57574 | RFCE | RFC East | SUN | 1.3 |  | 1815 |  |  | 0 |  |  |  | 0
2018 | NJ | FedEx Woodbridge | 57776 | RFCE | RFC East | SUN | 2.4 |  | 2259 |  |  | 0 |  |  |  | 0
2018 | NJ | Flemington Solar | 57485 | RFCE | RFC East | SUN | 8 |  | 11751 |  |  | 0 |  |  |  | 0
2018 | NJ | Florence Solar W3-080, LLC | 60990 | RFCE | RFC East | SUN | 7.9 |  | 11281 |  |  | 0 |  |  |  | 0
2018 | NJ | Frankford Solar | 60732 | RFCE | RFC East | SUN | 8.2 |  | 10363 |  |  | 0 |  |  |  | 0
2018 | NJ | Freeze Solar | 60759 | RFCE | RFC East | SUN | 1.5 |  | 2066 |  |  | 0 |  |  |  | 0
2018 | NJ | French's Landfill PV | 60994 | RFCE | RFC East | SUN | 6.1 |  | 7085 |  |  | 0 |  |  |  | 0
2018 | NJ | Frenchtown I Solar | 57486 | RFCE | RFC East | SUN | 3 |  | 4273 |  |  | 0 |  |  |  | 0
2018 | NJ | Frenchtown II Solar | 57487 | RFCE | RFC East | SUN | 3 |  | 4066 |  |  | 0 |  |  |  | 0
2018 | NJ | Frenchtown III Solar | 58564 | RFCE | RFC East | SUN | 7.9 |  | 11811 |  |  | 0 |  |  |  | 0
2018 | NJ | G&S Wantage Solar LLC | 59366 | RFCE | RFC East | SUN | 8.5 |  | 8581 |  |  | 0 |  |  |  | 0
2018 | NJ | Garfield Solar | 62680 | RFCE | RFC East | SUN | 3
2018 | NJ | Gemini Technologies Services, Inc. Solar | 60804 | RFCE | RFC East | SUN | 1.3 |  | 1514 |  |  | 0 |  |  |  | 0
2018 | NJ | Glen Gardner | 8227 | RFCE | RFC East | NG | 159.6
2018 | NJ | Glopak Solar PV Power Plant | 61248 | RFCE | RFC East | SUN | 1 |  | 1008 |  |  | 0 |  |  |  | 0
2018 | NJ | Gloucester Community College Solar | 60752 | RFCE | RFC East | SUN | 2.3 |  | 3700 |  |  | 0 |  |  |  | 0
2018 | NJ | Goya Foods, Inc- Jersey City Solar | 60839 | RFCE | RFC East | SUN | 2.5 |  | 3892 |  |  | 0 |  |  |  | 0
2018 | NJ | Goya Foods, Inc- Secaucus Solar | 60840 | RFCE | RFC East | SUN | 1.6 |  | 2431 |  |  | 0 |  |  |  | 0
2018 | NJ | Great Falls Hydro Project | 52068 | RFCE | RFC East | WAT | 12.3 |  | 35538 |  |  | 0 |  |  |  | 0
2018 | NJ | Hall's Warehouse Solar Project | 56877 | RFCE | RFC East | SUN | 1.6 |  | 1648 |  |  | 0 |  |  |  | 0
2018 | NJ | Hamilton Solar-Crosswicks | 60489 | RFCE | RFC East | SUN | 7.5 |  | 9662 |  |  | 0 |  |  |  | 0
2018 | NJ | Hanover | 59628 | RFCE | RFC East | SUN | 5 |  | 7343 |  |  | 0 |  |  |  | 0
2018 | NJ | Harmon DC Totowa NJ | 58095 | RFCE | RFC East | SUN | 1.5 |  | 1641 |  |  | 0 |  |  |  | 0
2018 | NJ | Harmony | 59627 | RFCE | RFC East | SUN | 3 |  | 4060 |  |  | 0 |  |  |  | 0
2018 | NJ | Hartz Way | 60501 | RFCE | RFC East | SUN | 1 |  | 1257 |  |  | 0 |  |  |  | 0
2018 | NJ | Haworth Water Treatment Plant | 56701 | RFCE | RFC East | DFO | 16 |  | 14511 | 162414 | 12.6044 | 1.7372 | 0.15521 | Estimated using an emission factor | 162414 | 12.6044
2018 | NJ | Heller 400M | 62438 | RFCE | RFC East | SUN | 1.2
2018 | NJ | Heller Industrial Parks | 57869 | RFCE | RFC East | SUN | 4.6 |  | 3167 |  |  | 0 |  |  |  | 0
2018 | NJ | Hoffmann LaRoche | 10123 | RFCE | RFC East | NG | 22.6 | 0.33561 | 29595 | 152192.697 | 0.41727 | 0.028198 | 0.0054834 | EPA/NEI; Estimated using an emission factor | 453475 | 1.2433
2018 | NJ | Holland Solar | 60763 | RFCE | RFC East | SUN | 3 |  | 3852 |  |  | 0 |  |  |  | 0
2018 | NJ | Hopewell Cogeneration NJ | 60933 | RFCE | RFC East | NG | 4 | 1 | 5692 | 56191 | 0.011857 | 0.004166 | 0.00042201 | Estimated using an emission factor | 56191 | 0.011857
2018 | NJ | Hopewell Valley High School | 61473 | RFCE | RFC East | SUN | 1.9 |  | 667 | 0 |  | 0 |  | EPA/NEI; Estimated using an emission factor | 0 | 0
2018 | NJ | Howell Solar | 60728 | RFCE | RFC East | SUN | 7 |  | 11052 |  |  | 0 |  |  |  | 0
2018 | NJ | Hunterdon Cogen Facility | 54707 | RFCE | RFC East | NG | 4.1 |  | 169 | 3288 | 0.0090147 | 0.10668 | 0.0054834 | NEI avg EF - PM, fuel type, firing type | 3288 | 0.0090147
2018 | NJ | Hunterdon Health System Solar Project | 62225 | RFCE | RFC East | SUN | 1.5 |  | 0
2018 | NJ | IFF Hazlet | 60709 | RFCE | RFC East | SUN | 3.6 |  | 4561 |  |  | 0 |  | EPA/NEI; Estimated using an emission factor |  | 0
2018 | NJ | IFF Union Beach Project | 62306 | RFCE | RFC East | SUN | 5.5
2018 | NJ | IGS Solar I - EWR5 | 61359 | RFCE | RFC East | SUN | 1.9 |  | 3469 |  |  | 0 |  |  |  | 0
2018 | NJ | IGS Solar I - EWR6 | 61360 | RFCE | RFC East | SUN | 1.9 |  | 3102 |  |  | 0 |  |  |  | 0
2018 | NJ | IKEA Westhampton 061 | 58016 | RFCE | RFC East | SUN | 1.8 |  | 2281 |  |  | 0 |  |  |  | 0
2018 | NJ | ILR Landfill | 60375 | RFCE | RFC East | SUN | 7.7 |  | 8791 |  |  | 0 |  |  |  | 0
2018 | NJ | Imclone Solar Electric Facility | 59631 | RFCE | RFC East | SUN | 8 |  | 11751 |  |  | 0 |  |  |  | 0
2018 | NJ | IOS - ERW9 | 61466 | RFCE | RFC East | SUN | 5.3 |  | 8439 |  |  | 0 |  |  |  | 0
2018 | NJ | ISH Solar Central, LLC | 57799 | RFCE | RFC East | SUN | 1.4 |  | 1459 |  |  | 0 |  |  |  | 0
2018 | NJ | Jackson Board of Education-Liberty HS | 60113 | RFCE | RFC East | SUN | 1.2 |  | 1609 |  |  | 0 |  |  |  | 0
2018 | NJ | Jacobstown | 59185 | RFCE | RFC East | SUN | 5 |  | 7668 |  |  | 0 |  |  |  | 0
2018 | NJ | Jefferson Avenue | 60499 | RFCE | RFC East | SUN | 1.7 |  | 1984 |  |  | 0 |  |  |  | 0
2018 | NJ | Jersey Gardens Phase 1 | 58653 | RFCE | RFC East | SUN | 1.7 |  | 1435 |  |  | 0 |  |  |  | 0
2018 | NJ | Jersey Gardens Phase 2 | 58654 | RFCE | RFC East | SUN | 2.3 |  | 2985 |  |  | 0 |  |  |  | 0
2018 | NJ | Jersey-Atlantic Wind Farm | 56300 | RFCE | RFC East | WND | 7.5 |  | 21461 |  |  | 0 |  |  |  | 0
2018 | NJ | JMB Mcguire-Dix-Lakehurst Solar Project | 58793 | RFCE | RFC East | SUN | 11.4 |  | 13012 |  |  | 0 |  |  |  | 0
2018 | NJ | Johnson Matthey, Inc. Solar | 57723 | RFCE | RFC East | SUN | 4 |  | 6397 |  |  | 0 |  |  |  | 0
2018 | NJ | Jordache Enterprises Solar | 58049 | RFCE | RFC East | SUN | 1.3 |  | 0
2018 | NJ | Junction Road | 60265 | RFCE | RFC East | SUN | 4.4 |  | 6672 |  |  | 0 |  |  |  | 0
2018 | NJ | KDC Solar ASGM | 62739 | RFCE | RFC East | SUN | 3.8
2018 | NJ | KDC Solar CSCP LLC | 62746 | RFCE | RFC East | SUN | 3.4
2018 | NJ | KDC Solar PR1, LLC | 59910 | RFCE | RFC East | SUN | 22
2018 | NJ | Kinsley Landfill Solar | 58877 | RFCE | RFC East | SUN | 8.6 |  | 12977 |  |  | 0 |  |  |  | 0
2018 | NJ | L&D Landfill Solar | 59601 | RFCE | RFC East | SUN | 10 |  | 15753 |  |  | 0 |  |  |  | 0
2018 | NJ | Lafayette Energy Partners LP | 50788 | RFCE | RFC East | LFG | 1.2
2018 | NJ | Lakewood Cheddar School | 62454 | RFCE | RFC East | SUN | 1
2018 | NJ | Lakewood Seven Solar LLC | 59369 | RFCE | RFC East | SUN | 1 |  | 634 |  |  | 0 |  |  |  | 0
2018 | NJ | Lebanon Solar | 57488 | RFCE | RFC East | SUN | 2 |  | 2706 |  |  | 0 |  |  |  | 0
2018 | NJ | Linden Solar Farm | 57381 | RFCE | RFC East | SUN | 2.7 |  | 3873 |  |  | 0 |  |  |  | 0
2018 | NJ | Livingston Solar Canopies | 58505 | RFCE | RFC East | SUN | 6.6 |  | 6184 |  |  | 0 |  |  |  | 0
2018 | NJ | Livingston Solar Farm | 58504 | RFCE | RFC East | SUN | 1.2 |  | 1366 |  |  | 0 |  |  |  | 0
2018 | NJ | L'Oreal Franklin | 60765 | RFCE | RFC East | SUN | 1 |  | 1764 |  |  | 0 |  |  |  | 0
2018 | NJ | L'Oreal Monmouth | 60766 | RFCE | RFC East | SUN | 2 |  | 2541 |  |  | 0 |  |  |  | 0
2018 | NJ | L'Oreal Piscataway | 57868 | RFCE | RFC East | SUN | 2.3 |  | 2461.999 |  |  | 0 |  |  |  | 0
2018 | NJ | Lower Cape May HS | 60769 | RFCE | RFC East | SUN | 1.5 |  | 2256 |  |  | 0 |  |  |  | 0
2018 | NJ | Manalapan Village Solar | 57661 | RFCE | RFC East | SUN | 3.5 |  | 3954 |  |  | 0 |  |  |  | 0
2018 | NJ | Maple Solar | 57750 | RFCE | RFC East | SUN | 2.4 |  | 4087 |  |  | 0 |  |  |  | 0
2018 | NJ | Mars Wrigley Confectionery US, LLC | 10061 | RFCE | RFC East | NG | 12.3 | 0.47012 | 59001 | 397110.777 | 1.143 | 0.038744 | 0.0057564 | NEI avg EF - PM, fuel type | 844696.32 | 2.4312
2018 | NJ | Matrix Buildings A&B (Perth Amboy) Solar | 57384 | RFCE | RFC East | SUN | 2.5 |  | 3045 |  |  | 0 |  |  |  | 0
2018 | NJ | Matrix Stults Road Solar Facility | 57588 | RFCE | RFC East | SUN | 2.6 |  | 3290 |  |  | 0 |  |  |  | 0
2018 | NJ | McCullough Road Solar Farm | 62638 | RFCE | RFC East | SUN | 7.6
2018 | NJ | McGraw Hill Solar | 57662 | RFCE | RFC East | SUN | 12 |  | 16536 |  |  | 0 |  |  |  | 0
2018 | NJ | McKee City Solar Phase 2 | 57863 | RFCE | RFC East | SUN | 2.4 |  | 3101 |  |  | 0 |  |  |  | 0
2018 | NJ | Medford WWTP | 59277 | RFCE | RFC East | SUN | 1.3 |  | 1861 |  |  | 0 |  |  |  | 0
2018 | NJ | Mercer County Community College | 58882 | RFCE | RFC East | SUN | 7.5 |  | 9622 |  |  | 0 |  |  |  | 0
2018 | NJ | Mercer Mall | 58070 | RFCE | RFC East | SUN | 1.1 |  | 1485 |  |  | 0 |  |  |  | 0
2018 | NJ | Merck Rahway Power Plant | 10224 | RFCE | RFC East | NG | 24.8 | 0.10523 | 35289.5 | 195662.001 | 0.78778 | 0.044647 | 0.0080525 | EPA/NEI; Estimated using an emission factor | 1859312.69 | 7.486
2018 | NJ | Middle Station | 2382 | RFCE | RFC East | KER | 79.6
2018 | NJ | Middlesex Apple Orchard Solar | 58090 | RFCE | RFC East | SUN | 4.7 |  | 7036 |  |  | 0 |  |  |  | 0
2018 | NJ | Middlesex Energy Center LLC | 59909 | RFCE | RFC East | NG | 570
2018 | NJ | Middlesex Generating Facility | 56119 | RFCE | RFC East | LFG | 22.5 | 0.51881 | 90575 | 539436.175 | 5.8259 | 0.12864 | 0.0216 | EPA/NEI; Estimated using an emission factor | 1039755.6 | 11.2294
2018 | NJ | Milford Solar Farm (NJ) LLC | 62637 | RFCE | RFC East | SUN | 7.5
2018 | NJ | Milhurst Solar | 62904 | RFCE | RFC East | SUN | 1.3
2018 | NJ | Mill Creek Solar | 57728 | RFCE | RFC East | SUN | 3.5 |  | 5012 |  |  | 0 |  |  |  | 0
2018 | NJ | Millville City Sewer Auth WTP | 58822 | RFCE | RFC East | SUN | 1.3 |  | 1767 |  |  | 0 |  |  |  | 0
2018 | NJ | Missouri Avenue | 2383 | RFCE | RFC East | KER | 55.8
2018 | NJ | Monmouth Landfill Gas to Energy | 55618 | RFCE | RFC East | LFG | 9.8 |  | 28035 | 487513 | 5.2652 | 0.37561 | 0.0216 | Estimated using an emission factor | 487513 | 5.2652
2018 | NJ | Munich Re Plaza | 59844 | RFCE | RFC East | SUN | 2.4 |  | 2310 |  |  | 0 |  |  |  | 0
2018 | NJ | Murray Hill Solar | 57471 | RFCE | RFC East | SUN | 1 |  | 1504 |  |  | 0 |  |  |  | 0
2018 | NJ | NEO Freehold Gen LLC | 56169 | RFCE | RFC East | NG | 2.2
2018 | NJ | NES Rutgers Solar | 60857 | RFCE | RFC East | SUN | 1 |  | 1211 |  |  | 0 |  |  |  | 0
2018 | NJ | New Road Solar, LLC | 61599 | RFCE | RFC East | SUN | 10 |  | 7284 |  |  | 0 |  |  |  | 0
2018 | NJ | NHA at Mansfield NJ | 60378 | RFCE | RFC East | SUN | 5 |  | 6758 |  |  | 0 |  |  |  | 0
2018 | NJ | NJ Oak Solar Plant | 57948 | RFCE | RFC East | SUN | 10 |  | 13788 |  |  | 0 |  |  |  | 0
2018 | NJ | NJMC Landfill | 57724 | RFCE | RFC East | SUN | 2.5 |  | 3572 |  |  | 0 |  |  |  | 0
2018 | NJ | North Bergen Solar | 60806 | RFCE | RFC East | SUN | 1.6 |  | 2415 |  |  | 0 |  |  |  | 0
2018 | NJ | North Jersey Media Group Solar Facility | 58358 | RFCE | RFC East | SUN | 4.1 |  | 5360 |  |  | 0 |  |  |  | 0
2018 | NJ | North Run | 59318 | RFCE | RFC East | SUN | 5 |  | 7249 |  |  | 0 |  |  |  | 0
2018 | NJ | NorthPark Solar | 62903 | RFCE | RFC East | SUN | 10.6
2018 | NJ | Ocean County Landfill | 54980 | RFCE | RFC East | LFG | 14.4 |  | 111475.002 | 1145337 | 8.4182 | 0.15103 | 0.0147 | Estimated using an emission factor | 1145337 | 8.4182
2018 | NJ | Old Bridge Solar Farm | 61600 | RFCE | RFC East | SUN | 8.8 |  | 4126 |  |  | 0 |  |  |  | 0
2018 | NJ | Overlook Medical Center | 62622 | RFCE | RFC East |  | 4
2018 | NJ | Owens Corning | 62439 | RFCE | RFC East | SUN | 2.8
2018 | NJ | Oyster Creek | 2388 | RFCE | RFC East | NUC | 550 |  | 3540315 |  |  | 0 |  |  |  | 0
2018 | NJ | Paradise Solar Energy Center | 58569 | RFCE | RFC East | SUN | 5 |  | 7490 |  |  | 0 |  |  |  | 0
2018 | NJ | Parkland Landfill Solar | 59001 | RFCE | RFC East | SUN | 7.8 |  | 11484 |  |  | 0 |  |  |  | 0
2018 | NJ | Parlin Solar LLC | 59544 | RFCE | RFC East | SUN | 1.3 |  | 1216 |  |  | 0 |  |  |  | 0
2018 | NJ | Passaic Valley Water Commission | 50311 | RFCE | RFC East | WAT | 2.4
2018 | NJ | Patriots Stadium | 58896 | RFCE | RFC East | SUN | 1 |  | 1165 |  |  | 0 |  |  |  | 0
2018 | NJ | Paulsboro Refinery | 50628 | RFCE | RFC East | OG | 78.5 | 0.18997 | 496248.05 | 2750592.074 | 20.5136 | 0.082675 | 0.014916 | EPA/NEI; Estimated using an emission factor | 14479115.784 | 107.9834
2018 | NJ | Pemberton Road I | 61073 | RFCE | RFC East | SUN | 9.9 |  | 12495 |  |  | 0 |  |  |  | 0
2018 | NJ | Pemberton Road II | 61074 | RFCE | RFC East | SUN | 9.9 |  | 12490 |  |  | 0 |  |  |  | 0
2018 | NJ | Pennsauken Landfill | 56511 | RFCE | RFC East | LFG | 2.7 |  | 5404 | 62456 | 0.45905 | 0.16989 | 0.0147 | EPA/NEI; Estimated using an emission factor | 62456 | 0.45905
2018 | NJ | Pennsauken Solar | 56883 | RFCE | RFC East | SUN | 3.9 |  | 2041.001 |  |  | 0 |  |  |  | 0
2018 | NJ | Pfizer Peapack Solar | 60762 | RFCE | RFC East | SUN | 6.2 |  | 9515 |  |  | 0 |  |  |  | 0
2018 | NJ | Pilesgrove | 57448 | RFCE | RFC East | SUN | 18 |  | 25649 |  |  | 0 |  |  |  | 0
2018 | NJ | Pittsgrove Solar | 60740 | RFCE | RFC East | SUN | 2 |  | 2863 |  |  | 0 |  |  |  | 0
2018 | NJ | Plainfield One Solar LLC | 59364 | RFCE | RFC East | SUN | 1.3 |  | 1095 |  |  | 0 |  |  |  | 0
2018 | NJ | Plumsted 537 LLC | 61892 | RFCE | RFC East | MWH | 19.8 |  | -177 |  |  | 0
2018 | NJ | PPL Renewable Energy Merck Solar | 56889 | RFCE | RFC East | SUN | 1.7 |  | 1369 |  |  | 0 |  |  |  | 0
2018 | NJ | Princeton Energy Center, LLC | 61822 | RFCE | RFC East | NG | 10.8 | 0.68858 | 21848 | 235006.578 | 0.64432 | 0.058982 | 0.0054834 | EPA/NEI; Estimated using an emission factor | 341292 | 0.93572
2018 | NJ | Princeton Solar Project | 61354 | RFCE | RFC East | SUN | 2.5 |  | 3303 |  |  | 0 |  |  |  | 0
2018 | NJ | Princeton University Cogeneration | 58584 | RFCE | RFC East | NG | 20 | 0.4638 | 56518 | 280810.857 | 0.7699 | 0.027244 | 0.0054834 | EPA/NEI; Estimated using an emission factor | 605463 | 1.66
2018 | NJ | Prudential 55 Livingston Roseland Solar | 60841 | RFCE | RFC East | SUN | 1.2 |  | 1969 |  |  | 0 |  |  |  | 0
2018 | NJ | Prudential 80 Livingston Roseland Solar | 60842 | RFCE | RFC East | SUN | 1.7 |  | 2764 |  |  | 0 |  |  |  | 0
2018 | NJ | PSEG Bayonne Generating Station | 2397 | RFCE | RFC East | KER | 42.2
2018 | NJ | PSEG Edison Generating Station | 2400 | RFCE | RFC East | NG | 501.6
2018 | NJ | PSEG Hackettstown | 57204 | RFCE | RFC East | SUN | 2.2 |  | 2167 |  |  | 0 |  |  |  | 0
2018 | NJ | PSEG Hope Creek Generating Station | 6118 | RFCE | RFC East | NUC | 1290.7 |  | 9546684 |  |  | 0 |  |  |  | 0
2018 | NJ | PSEG Hudson Generating Station | 2403 | RFCE | RFC East |  | 1229.6 |  |  |  | 0.5499 |  |  | EPA/NEI |  | 0.5499
2018 | NJ | PSEG Mercer Generating Station | 2408 | RFCE | RFC East |  | 768
2018 | NJ | PSEG National Park Generating Station | 2409 | RFCE | RFC East | KER | 18.5
2018 | NJ | Quakertown Solar Farm, LLC | 61965 | RFCE | RFC East | SUN | 8.8 |  | 1195 |  |  | 0 |  |  |  | 0
2018 | NJ | Raritan ITS | 59059 | RFCE | RFC East | SUN | 2 |  | 1493 |  |  | 0 |  |  |  | 0
2018 | NJ | Raritan Solar | 60729 | RFCE | RFC East | SUN | 7.5 |  | 8633 |  |  | 0 |  |  |  | 0
2018 | NJ | Raritan Solar - 53 Highway | 61601 | RFCE | RFC East | SUN | 8.4 |  | 6916 |  |  | 0 |  |  |  | 0
2018 | NJ | Rariton OMP | 59055 | RFCE | RFC East |  | 5.4 | [6 empty] | EPA/NEI; Estimated using an emission factor
2018 | NJ | RB Manufacturing LLC Belle Mead NJ | 61162 | RFCE | RFC East | SUN | 1.5 |  | 1346 |  |  | 0 |  |  |  | 0
2018 | NJ | Reeves South | 59278 | RFCE | RFC East | SUN | 1 |  | 1634 |  |  | 0 |  |  |  | 0
2018 | NJ | Reeves Station Rd East | 58030 | RFCE | RFC East | SUN | 5.5 |  | 8052 |  |  | 0 |  |  |  | 0
2018 | NJ | River Terminal Development Solar | 60843 | RFCE | RFC East | SUN | 2.7 |  | 3291 |  |  | 0 |  | EPA/NEI; Estimated using an emission factor |  | 0
2018 | NJ | Riverside Renewable Energy LLC | 58036 | RFCE | RFC East | SUN | 7.5 |  | 9623 |  |  | 0 |  |  |  | 0
2018 | NJ | Rock Solid | 59319 | RFCE | RFC East | SUN | 8 |  | 11930 |  |  | 0 |  |  |  | 0
2018 | NJ | Rotor Clip | 61751 | RFCE | RFC East | SUN | 2.8 |  | 61 |  |  | 0 |  |  |  | 0
2018 | NJ | Royal Wine Corp Solar Power Plant | 60781 | RFCE | RFC East | SUN | 1 |  | 1130 |  |  | 0 |  |  |  | 0
2018 | NJ | Rutgers Biomedical and Health Cogen | 50411 | RFCE | RFC East | NG | 10.5 | 0.33496 | 57075 | 324081.599 | 0.88853 | 0.031136 | 0.0054834 | NEI avg EF - PM, fuel type, firing type | 967521 | 2.6526
2018 | NJ | Sabert Solar | 60810 | RFCE | RFC East | SUN | 1.8 |  | 1682 |  |  | 0 |  |  |  | 0
2018 | NJ | SC Landfill Energy LLC | 57843 | RFCE | RFC East | LFG | 1.9 |  | 7061 | 92702 | 0.68136 | 0.19299 | 0.0147 | Estimated using an emission factor | 92702 | 0.68136
2018 | NJ | Seabrook Solar Plant | 57667 | RFCE | RFC East | SUN | 6.8 |  | 9785 |  |  | 0 |  |  |  | 0
2018 | NJ | Seabrook Village | 60747 | RFCE | RFC East | SUN | 3.1 |  | 4543 |  |  | 0 |  |  |  | 0
2018 | NJ | Seaside Heights Power Plant | 58172 | RFCE | RFC East | DFO | 6 |  | 0
2018 | NJ | Sharon Station | 60267 | RFCE | RFC East | SUN | 2.7 |  | 3869 |  |  | 0 |  |  |  | 0
2018 | NJ | Shore Point Solar | 57951 | RFCE | RFC East | SUN | 1 |  | 1189 |  |  | 0 |  |  |  | 0
2018 | NJ | Silver Lake Solar Farm | 57341 | RFCE | RFC East | SUN | 1.7 | 1 | 2330 |  |  | 0 |  |  |  | 0
2018 | NJ | Silvi Gibraltar Rock | 60746 | RFCE | RFC East | SUN | 2.5 |  | 3763 |  |  | 0 |  |  |  | 0
2018 | NJ | Skillman | 59057 | RFCE | RFC East | SUN | 2.7 |  | 750 |  |  | 0 |  |  |  | 0
2018 | NJ | Solar Star New Jersey NJ LLC | 58402 | RFCE | RFC East | SUN | 1.5 |  | 1961 |  |  | 0 |  |  |  | 0
2018 | NJ | Spartan | 60755 | RFCE | RFC East | SUN | 8.3 |  | 13771 |  |  | 0 |  |  |  | 0
2018 | NJ | Springfield Solar Project | 61907 | RFCE | RFC East | SUN | 7.5 |  | 1556 |  |  | 0 |  |  |  | 0
2018 | NJ | Stockton Athletic Center | 57864 | RFCE | RFC East | SUN | 1.4 |  | 1267 |  |  | 0 |  |  |  | 0
2018 | NJ | Stryker 22, L.L.C. | 61891 | RFCE | RFC East | MWH | 19.8 |  | 0
2018 | NJ | Summit Associates | 57726 | RFCE | RFC East | SUN | 1.9 |  | 2185 |  |  | 0 |  |  |  | 0
2018 | NJ | Summit Water Nexus Mt. Holly, LLC Solar | 60809 | RFCE | RFC East | SUN | 1 |  | 1344 |  |  | 0 |  |  |  | 0
2018 | NJ | SX Landfill Energy LLC | 57846 | RFCE | RFC East | LFG | 3.2 |  | 13320 | 170467 | 1.2529 | 0.18813 | 0.0147 | Estimated using an emission factor | 170467 | 1.2529
2018 | NJ | The City of Vineland at North Vineland | 57746 | RFCE | RFC East | SUN | 2.3 |  | 5680 |  |  | 0 |  |  |  | 0
2018 | NJ | The City of Vineland at West Vineland | 57745 | RFCE | RFC East | SUN | 3.7 |  | 3724 |  |  | 0 |  |  |  | 0
2018 | NJ | The Lawrenceville School Solar Facility | 58356 | RFCE | RFC East | SUN | 5.2 |  | 8075 |  |  | 0 |  |  |  | 0
2018 | NJ | Timber Creek HS | 60771 | RFCE | RFC East | SUN | 1.3 |  | 1525 |  |  | 0 |  |  |  | 0
2018 | NJ | Tinton Falls Solar Farm | 58483 | RFCE | RFC East | SUN | 16 |  | 24989 |  |  | 0 |  |  |  | 0
2018 | NJ | Tioga Solar Morris County 1 LLC | 58917 | RFCE | RFC East | SUN | 1 |  | 1393 |  |  | 0 |  |  |  | 0
2018 | NJ | Tissington Solar | 58364 | RFCE | RFC East | SUN | 4.6
2018 | NJ | Titusville Solar | 57815 | RFCE | RFC East | SUN | 4.1 |  | 3964 |  |  | 0 |  |  |  | 0
2018 | NJ | Toys R Us- DE, Inc. at Mt. Olive, NJ | 57647 | RFCE | RFC East | SUN | 4.1 |  | 4778 |  |  | 0 |  |  |  | 0
2018 | NJ | Trenton Solar Farm | 57352 | RFCE | RFC East | SUN | 1 |  | 1470 |  |  | 0 |  |  |  | 0
2018 | NJ | Union County Resource Recovery | 50960 | RFCE | RFC East | MSW | 45 | 1 | 277403 | 5127866.12 | 1.9999 | 0.014419 | 0.00078 | Estimated using an emission factor | 5127866.12 | 1.9999
2018 | NJ | United Stationers Supply Solar Electric | 58040 | RFCE | RFC East | SUN | 2.8 |  | 3745 |  |  | 0 |  |  |  | 0
2018 | NJ | US Foods Solar | 60808 | RFCE | RFC East | SUN | 6 |  | 8087 |  |  | 0 |  |  |  | 0
2018 | NJ | USAA Black Bear Energy | 62612 | RFCE | RFC East | SUN | 1.9 |  | 1737 |  |  | 0 |  |  |  | 0
2018 | NJ | Veolia Energy Trenton L.P. | 50094 | RFCE | RFC East | NG | 21.2 | 0.50335 | 777 | 4227.638 | 0.00089203 | 0.0022961 | 0.000422 | EPA/NEI; Estimated using an emission factor | 8399 | 0.0017722
2018 | NJ | Vineland Headquarters | 57742 | RFCE | RFC East | SUN | 1.1 |  | 1411 |  |  | 0 |  |  |  | 0
2018 | NJ | Vineland Mays Landing Solar | 57660 | RFCE | RFC East | SUN | 4.3 |  | 6353 |  |  | 0 |  |  |  | 0
2018 | NJ | Viridity Energy Solutions ACUA | 61923 | RFCE | RFC East | MWH | 1 |  | -20 | 0 |  | 0 |  |  | 0 | 0
2018 | NJ | Wakefern Food Corp | 58123 | RFCE | RFC East | SUN | 2 |  | 2667 |  |  | 0 |  |  |  | 0
2018 | NJ | Warren County Solar | 56888 | RFCE | RFC East | SUN | 5 |  | 2918 |  |  | 0 |  | EPA/NEI; Estimated using an emission factor |  | 0
2018 | NJ | WC Landfill Energy LLC | 57848 | RFCE | RFC East | SUN | 3 |  | 1394 |  |  | 0 |  | EPA/NEI; Estimated using an emission factor |  | 0
2018 | NJ | WEA Texas Bayonne | 57383 | RFCE | RFC East | SUN | 1.5 |  | 1974 |  |  | 0 |  |  |  | 0
2018 | NJ | Werner | 2385 | RFCE | RFC East | DFO | 212
2018 | NJ | West Pemberton | 59186 | RFCE | RFC East | SUN | 7 |  | 11282 |  |  | 0 |  |  |  | 0
2018 | NJ | Westside Avenue | 60500 | RFCE | RFC East | SUN | 1 |  | 1198 |  |  | 0 |  |  |  | 0
2018 | NJ | Wheelabrator Gloucester LP | 50885 | RFCE | RFC East | MSW | 14 |  | 84911 | 1977531.409 | 16.9672 | 0.39965 | 0.01716 | Estimated using an emission factor | 1977531.409 | 16.9672
2018 | NJ | William G Mennen Sports Solar | 61630 | RFCE | RFC East | SUN | 1.3 |  | 1393 |  |  | 0 |  |  |  | 0
2018 | NJ | William Paterson University | 57805 | RFCE | RFC East | SUN | 1.4 |  | 2742 |  |  | 0 |  |  |  | 0
2018 | NJ | Williams-Sonoma Solar Facility | 58361 | RFCE | RFC East | SUN | 3 |  | 4103 |  |  | 0 |  |  |  | 0
2018 | NJ | Wilzig Associates, LLC | 59751 | RFCE | RFC East | SUN | 1.2 |  | 1431 |  |  | 0 |  |  |  | 0
2018 | NJ | Woodbine Landfill Plant | 59116 | RFCE | RFC East | LFG | 3.2 |  | 8270 | 85355 | 0.62736 | 0.15172 | 0.0147 | Estimated using an emission factor | 85355 | 0.62736
2018 | NJ | Yards Creek | 6522 | RFCE | RFC East | WAT | 453 |  | -115101.999 |  |  | 0 |  |  |  | 0
2018 | NJ | Yardville Solar Farm | 57382 | RFCE | RFC East | SUN | 3.6 |  | 5016 |  |  | 0 |  |  |  | 0
2018 | NJ | B L England | 2378 | RFCE | RFC East | BIT | 804.6 |  | 14044 | 172105 | 1.88 | 0.26773 | 0.021847 |  | 172105 | 1.88
2018 | NJ | Bayonne Energy Center | 56964 | NYCW | NPCC NYC/Westchester | NG | 644 |  | 772116.002 | 7210737 | 224.8128 | 0.58233 | 0.062355 | EPA/NEI; Estimated using an emission factor | 7210737 | 224.8128
2018 | NJ | Bayonne Plant Holding, LLC | 50497 | RFCE | RFC East | NG | 191.6 |  | 3339.71 | 33771 | 0.24 | 0.14373 | 0.014213 | EPA/NEI | 33771 | 0.24
2018 | NJ | Bergen Generating Station | 2398 | RFCE | RFC East | NG | 1419.4 | 1 | 3949317 | 30364097 | 460.0908 | 0.233 | 0.030305 | EPA/NEI | 30364097 | 460.0908
2018 | NJ | Burlington Generating Station | 2399 | RFCE | RFC East | NG | 819 |  | 48825 | 476981 | 10.4932 | 0.42983 | 0.043998 | EPA/NEI | 476981 | 10.4932
2018 | NJ | Camden Plant Holding, LLC | 10751 | RFCE | RFC East | NG | 172.9 | 1 | 48694 | 466910 | 0.95 | 0.039019 | 0.0040693 | EPA/NEI | 466910 | 0.95
2018 | NJ | Carlls Corner Energy Center | 2379 | RFCE | RFC East | NG | 83.8 |  | 11679 | 267632 | 1.0534 | 0.18039 | 0.007872 | EPA/NEI | 267632 | 1.0534
2018 | NJ | Carneys Point | 10566 | RFCE | RFC East | BIT | 285 | 0.52483 | 649475 | 5394761.617 | 14.2788 | 0.04397 | 0.0052936 | EPA/NEI | 10278977 | 27.2063
2018 | NJ | Clayville | 58235 | RFCE | RFC East | NG | 73 |  | 83311 | 828311 | 3.2368 | 0.077704 | 0.0078154 | NEI avg EF - PM, fuel type, firing type | 828311 | 3.2368
2018 | NJ | Cumberland Energy Center | 5083 | RFCE | RFC East | NG | 231.2 |  | 198482 | 1845485 | 9.0827 | 0.091522 | 0.0098432 | EPA/NEI | 1845485 | 9.0827
2018 | NJ | E F Kenilworth, Inc. | 10805 | RFCE | RFC East | NG | 28.8 | 0.69929 | 151094.96 | 1119016.466 | 3.6935 | 0.04889 | 0.0066014 | EPA/NEI | 1600216 | 5.2818
2018 | NJ | Eagle Point Power Generation | 50561 | RFCE | RFC East | NG | 251.8 |  | 535470 | 4624883 | 6.98 | 0.026071 | 0.0030185 | EPA/NEI | 4624883 | 6.98
2018 | NJ | EFS Parlin Holdings, LLC | 50799 | RFCE | RFC East | NG | 135 | 1 | 18283 | 184436 | 1.34 | 0.14658 | 0.014531 | EPA/NEI | 184436 | 1.34
2018 | NJ | Elmwood Park Power - LLC | 50852 | RFCE | RFC East | NG | 89.5 |  | 3203.91 | 34380 | 0.07 | 0.043697 | 0.0040721 | EPA/NEI | 34380 | 0.07
2018 | NJ | Essex | 2401 | RFCE | RFC East | NG | 595.2 |  | 1243 | 16744 | 0.0289 | 0.0465 | 0.003452 | EPA/NEI | 16744 | 0.0289
2018 | NJ | Forked River Power | 7138 | RFCE | RFC East | DFO | 76.8 |  | 8651 | 115984 | 0.3741 | 0.086487 | 0.0064509 | EPA/NEI | 115984 | 0.3741
2018 | NJ | Gilbert Generating Station | 2393 | RFCE | RFC East | NG | 608 |  | 1063 | 148674 | 0.37 | 0.69614 | 0.0049773 | EPA/NEI | 148674 | 0.37
2018 | NJ | Howard M Down | 2434 | RFCE | RFC East | NG | 138.7 |  | 79762 | 800883 | 2.729 | 0.068429 | 0.006815 | EPA/NEI | 800883 | 2.729
2018 | NJ | Kearny Generating Station | 2404 | RFCE | RFC East | NG | 1425.9 |  | 297182 | 3173953 | 24.7968 | 0.16688 | 0.015625 | EPA/NEI | 3173953 | 24.7968
2018 | NJ | Lakewood | 54640 | RFCE | RFC East | NG | 236.8 |  | 780087 | 6314487 | 15.88 | 0.040713 | 0.0050297 | EPA/NEI | 6314487 | 15.88
2018 | NJ | Linden Cogeneration Facility | 50006 | NYCW | NPCC NYC/Westchester | NG | 974.1 | 0.62571 | 5546963 | 32096204.794 | 56.7767 | 0.020471 | 0.0035379 | EPA/NEI | 51295851 | 90.74
2018 | NJ | Linden Generating Station | 2406 | RFCE | RFC East | NG | 2121.3 |  | 5265587 | 38398080 | 210.9124 | 0.08011 | 0.010986 | EPA/NEI | 38398080 | 210.9124
2018 | NJ | Logan Generating Plant | 10043 | RFCE | RFC East | BIT | 242.3 | 0.90299 | 536158 | 6682907.008 | 13.9608 | 0.052077 | 0.0041781 | EPA/NEI | 7400887 | 15.4607
2018 | NJ | Mickleton Energy Center | 8008 | RFCE | RFC East | NG | 71.2 |  | 5021 | 132132 | 0.2689 | 0.10711 | 0.0040702 | EPA/NEI | 132132 | 0.2689
2018 | NJ | Newark Bay Cogen | 50385 | RFCE | RFC East | NG | 152 |  | 31743.25 | 297789 | 1.95 | 0.12286 | 0.013097 | EPA/NEI | 297789 | 1.95
2018 | NJ | Newark Energy Center | 58079 | RFCE | RFC East | NG | 735 |  | 4512325 | 30944938 | 52.3 | 0.023181 | 0.0033802 | EPA/NEI | 30944938 | 52.3
2018 | NJ | North Jersey Energy Associates | 10308 | RFCE | RFC East | NG | 430.2 | 1 | 707656 | 6000653 | 16.92 | 0.04782 | 0.0056394 | EPA/NEI | 6000653 | 16.92
2018 | NJ | Ocean Peaking Power | 55938 | RFCE | RFC East | NG | 574.5 |  | 257871 | 2656059 | 4.58 | 0.035522 | 0.0034487 | EPA/NEI | 2656059 | 4.58
2018 | NJ | Pedricktown Cogeneration Plant | 10099 | RFCE | RFC East | NG | 140.2 | 1 | 46904.35 | 409920 | 2.46 | 0.10489 | 0.012002 | EPA/NEI | 409920 | 2.46
2018 | NJ | Red Oak Power, LLC | 55239 | RFCE | RFC East | NG | 821.1 |  | 4268419.999 | 30516729 | 129.21 | 0.060542 | 0.0084681 | EPA/NEI | 30516729 | 129.21
2018 | NJ | Salem Generating Station | 2410 | RFCE | RFC East | NUC | 2381.8 |  | 18895042 | 1329 | 0.1164 | 1.2321e-05 | 0.17517 | EPA/NEI; Estimated using an emission factor | 1329 | 0.1164
2018 | NJ | Sayreville | 2390 | RFCE | RFC East | NG | 462 |  | 1725 | 57630 | 0.95 | 1.1014 | 0.032969 | EPA/NEI | 57630 | 0.95
2018 | NJ | Sewaren Generating Station | 2411 | RFCE | RFC East | NG | 1176.9 |  | 2092350 | 10512851 | 30.4478 | 0.029104 | 0.0057925 | EPA/NEI | 10512851 | 30.4478
2018 | NJ | Sherman Avenue | 7288 | RFCE | RFC East | DFO | 112.8 |  | 59791 | 744523 | 5.2787 | 0.17657 | 0.01418 | EPA/NEI | 744523 | 5.2787
2018 | NJ | West Deptford Energy Station | 56963 | RFCE | RFC East | NG | 754.6 |  | 3832025 | 27976137 | 50.9 | 0.026566 | 0.0036388 | EPA/NEI | 27976137 | 50.9
2018 | NJ | West Station | 6776 | RFCE | RFC East | DFO | 27 |  | 1154 | 18172 | 0.2 | 0.34662 | 0.022012 | EPA/NEI | 18172 | 0.2
2018 | NJ | Woodbridge Energy Center | 57839 | RFCE | RFC East | NG | 772.9 |  | 4898709 | 31298675 | 47.38 | 0.019344 | 0.0030276 | EPA/NEI | 31298675 | 47.38
2018 | NM | Abiquiu Dam | 7789 | AZNM | WECC Southwest | WAT | 15.6 |  | 28382.001 |  |  | 0 |  |  |  | 0
2018 | NM | Alamogordo Solar Energy Center | 57577 | AZNM | WECC Southwest | SUN | 5 |  | 11097 |  |  | 0 |  |  |  | 0
2018 | NM | Albuquerque Solar Energy Center | 57567 | AZNM | WECC Southwest | SUN | 2 |  | 4280 |  |  | 0 |  |  |  | 0
2018 | NM | Algodones | 2475 | AZNM | WECC Southwest | NG | 45
2018 | NM | Alta Luna | 60258 | AZNM | WECC Southwest | SUN | 28.1 |  | 72154 |  |  | 0 |  |  |  | 0
2018 | NM | Anderson Wind I | 58939 | SPSO | SPP South | WND | 5 |  | 18253 |  |  | 0 |  |  |  | 0
2018 | NM | Anderson Wind II | 58940 | SPSO | SPP South | WND | 10 |  | 44291 |  |  | 0 |  |  |  | 0
2018 | NM | Animas | 2465 | AZNM | WECC Southwest | NG | 50.3 |  | 34004 | 417846 | 1.1456 | 0.067381 | 0.0054834 | EPA/NEI; Estimated using an emission factor | 417846 | 1.1456
2018 | NM | Aragonne Mesa Phase II | 56656 | AZNM | WECC Southwest | WND | 110.4
2018 | NM | Aragonne Solar LLC | 59252 | AZNM | WECC Southwest | SUN | 40
2018 | NM | Aragonne Wind LLC | 56336 | AZNM | WECC Southwest | WND | 90 |  | 264206 |  |  | 0 |  |  |  | 0
2018 | NM | Blanco Compressor Station | 54221 | AZNM | WECC Southwest | NG | 3
2018 | NM | Blue Sky One | 58689 | AZNM | WECC Southwest | SUN | 1.3 |  | 2611 |  |  | 0 |  |  |  | 0
2018 | NM | Broadview Energy JN, LLC | 60145 | SPSO | SPP South | WND | 181.7 |  | 730156 |  |  | 0 |  |  |  | 0
2018 | NM | Broadview Energy KW, LLC | 60152 | SPSO | SPP South | WND | 142.6 |  | 582445 |  |  | 0 |  |  |  | 0
2018 | NM | Broadview Energy Prime 2 LLC | 58465 | SPSO | SPP South | WND | 9.9 |  | 39144 |  |  | 0 |  |  |  | 0
2018 | NM | Broadview Energy Prime LLC | 58464 | SPSO | SPP South | WND | 9.9 |  | 39144 |  |  | 0 |  |  |  | 0
2018 | NM | Caprock Solar 1 LLC | 59251 | SPSO | SPP South | SUN | 25 |  | 67811 |  |  | 0 |  |  |  | 0
2018 | NM | Caprock Solar 2 LLC | 59846 | SPSO | SPP South | SUN | 30
2018 | NM | Caprock Wind Farm | 56293 | SPSO | SPP South | WND | 80 |  | 330326 |  |  | 0 |  |  |  | 0
2018 | NM | Carlsbad | 2453 | SPSO | SPP South | NG | 16.3
2018 | NM | Carrizozo Solar | 61662 | AZNM | WECC Southwest | SUN | 3 |  | 6732 |  |  | 0 |  |  |  | 0
2018 | NM | Casa Mesa Wind Energy Center | 61925 | AZNM | WECC Southwest | WND | 51.9 |  | 18793 | 0 |  | 0 |  | EPA/NEI; Estimated using an emission factor | 0 | 0
2018 | NM | Chaves Solar, LLC | 60405 | SPSO | SPP South | SUN | 70 |  | 187455 |  |  | 0 |  |  |  | 0
2018 | NM | Chino Mines | 54667 | AZNM | WECC Southwest | NG | 101.5 | 1 | 23730 | 296431.065 | 0.062547 | 0.0052716 | 0.000422 | EPA/NEI; Estimated using an emission factor | 296431.065 | 0.062547
2018 | NM | Cibola | 59619 | AZNM | WECC Southwest | SUN | 7.6 |  | 19678 |  |  | 0 |  |  |  | 0
2018 | NM | Cimarron Solar Facility | 57243 | AZNM | WECC Southwest | SUN | 30.6 |  | 63266 |  |  | 0 |  |  |  | 0
2018 | NM | City of Gallup Solar | 62406 | AZNM | WECC Southwest | SUN | 8 |  | 13400 |  |  | 0 |  |  |  | 0
2018 | NM | City of Truth or Consequences PV | 59653 | AZNM | WECC Southwest | SUN | 1.9 |  | 3773 |  |  | 0 |  |  |  | 0
2018 | NM | Clean Path Energy Center | 60289 | NWPP | WECC Northwest |  | 735
2018 | NM | CNMEC Solar Energy Center | 62191 | AZNM | WECC Southwest | SUN | 2 |  | 1206 |  |  | 0 |  |  |  | 0
2018 | NM | Columbus Solar Project | 61165 | AZNM | WECC Southwest | SUN | 1.9 |  | 5140 |  |  | 0 |  |  |  | 0
2018 | NM | Deming Solar Energy Center | 57575 | AZNM | WECC Southwest | SUN | 9 |  | 20161 |  |  | 0 |  |  |  | 0
2018 | NM | Eddy County Generating Station | 55252 | AZNM | WECC Southwest | NG | 44
2018 | NM | El Cabo Wind | 58098 | AZNM | WECC Southwest | WND | 298 |  | 1024430 |  |  | 0 |  |  |  | 0
2018 | NM | El Vado Dam | 7593 | AZNM | WECC Southwest | WAT | 8 |  | 1598 |  |  | 0 |  |  |  | 0
2018 | NM | Elephant Butte | 6402 | AZNM | WECC Southwest | WAT | 27.9 |  | 39524.001 |  |  | 0 |  |  |  | 0
2018 | NM | Eubank Landfill Solar Array | 59393 | AZNM | WECC Southwest | SUN | 2 |  | 2519 |  |  | 0 |  |  |  | 0
2018 | NM | Facebook 1 Solar Energy Center | 61556 | AZNM | WECC Southwest | SUN | 10 |  | 26553 |  |  | 0 |  |  |  | 0
2018 | NM | Facebook 2 Solar Energy Center | 61557 | AZNM | WECC Southwest | SUN | 10 |  | 24949 |  |  | 0 |  |  |  | 0
2018 | NM | Facebook 3 Solar Energy Center | 61558 | AZNM | WECC Southwest | SUN | 10 |  | 22870 |  |  | 0 |  |  |  | 0
2018 | NM | Ford Utilities Center | 50906 | AZNM | WECC Southwest | NG | 16.3 | 0.45768 | 72269 | 370489.146 | 1.0158 | 0.028111 | 0.0054834 | EPA/NEI; Estimated using an emission factor | 809500 | 2.2194
2018 | NM | Four Peaks Camino Real | 60696 | AZNM | WECC Southwest | LFG | 3.2 |  | 4955 | 63681 | 0.46806 | 0.18893 | 0.0147 | Estimated using an emission factor | 63681 | 0.46806
2018 | NM | Freeport McMoRan | 54734 | AZNM | WECC Southwest | DFO | 45.4 |  | 0
2018 | NM | Freeport McMoRan Cobre Mining | 55312 | AZNM | WECC Southwest | DFO | 2.4 |  | 0
2018 | NM | Gallegos Wind Farm, Phase 1 | 59047 | AZNM | WECC Southwest | WND | 180
2018 | NM | Gallup Refinery | 50997 | AZNM | WECC Southwest | NG | 6
2018 | NM | Grady Wind Energy Center, LLC | 60317 | AZNM | WECC Southwest | WND | 220.5
2018 | NM | GSE NM1 | 58576 | SPSO | SPP South | SUN | 2.3 |  | 4608 |  |  | 0 |  |  |  | 0
2018 | NM | Hatch Solar Energy Center I, LLC | 57591 | AZNM | WECC Southwest | SUN | 5 |  | 11012 |  |  | 0 |  |  |  | 0
2018 | NM | High Lonesome Mesa LLC | 56945 | AZNM | WECC Southwest | WND | 100 |  | 266776 |  |  | 0 |  |  |  | 0
2018 | NM | Holloman Solar Facility | 60301 | AZNM | WECC Southwest | SUN | 5 |  | 1975 |  |  | 0 |  |  |  | 0
2018 | NM | Kit Carson | 58240 | AZNM | WECC Southwest | SUN | 1.3 |  | 3066 |  |  | 0 |  |  |  | 0
2018 | NM | La Joya NM | 61044 | AZNM | WECC Southwest | WND | 166
2018 | NM | Las Vegas | 2447 | AZNM | WECC Southwest | DFO | 20
2018 | NM | Las Vegas Solar Energy Center | 57576 | AZNM | WECC Southwest | SUN | 5 |  | 9746 |  |  | 0 |  |  |  | 0
2018 | NM | LCEC Generation LLVC | 57872 | SPSO | SPP South | NG | 46.5 |  | 46416 | 426451 | 0.089981 | 0.0038772 | 0.000422 | Estimated using an emission factor | 426451 | 0.089981
2018 | NM | Lightning Dock Geothermal HI-01, LLC | 58629 | AZNM | WECC Southwest | GEO | 19.2 |  | 13138.001 |  |  | 0 |  |  |  | 0
2018 | NM | Los Alamos PV Site | 58256 | AZNM | WECC Southwest | SUN | 3.8 |  | 807 | 0 |  | 0 |  | EPA/NEI; Estimated using an emission factor | 0 | 0
2018 | NM | Los Lunas Solar Energy Center | 57571 | AZNM | WECC Southwest | SUN | 7 |  | 14973 |  |  | 0 |  |  |  | 0
2018 | NM | Macho Springs | 59010 | AZNM | WECC Southwest | SUN | 52.2 |  | 139836 |  |  | 0 |  |  |  | 0
2018 | NM | Macho Springs Power I | 57947 | AZNM | WECC Southwest | WND | 50.4 |  | 126569 |  |  | 0 |  |  |  | 0
2018 | NM | Manzano Solar | 58521 | AZNM | WECC Southwest | SUN | 8.4 |  | 18631 |  |  | 0 |  |  |  | 0
2018 | NM | Meadow Lake Solar Energy Center | 59618 | AZNM | WECC Southwest | SUN | 9.1 |  | 24828 |  |  | 0 |  |  |  | 0
2018 | NM | Mesalands Comm College Wind Turbine | 57106 | SPSO | SPP South | WND | 1.5 |  | 2981 |  |  | 0 |  |  |  | 0
2018 | NM | Middle Daisy | 61681 | SPSO | SPP South | SUN | 5 |  | 13662 |  |  | 0 |  |  |  | 0
2018 | NM | Milagro Cogeneration Plant | 54814 | AZNM | WECC Southwest | NG | 121.6
2018 | NM | Milo Wind Project LLC | 59838 | SPSO | SPP South | WND | 50 |  | 209033 |  |  | 0 |  |  |  | 0
2018 | NM | Navajo Dam | 584 | AZNM | WECC Southwest | WAT | 30 |  | 80000 |  |  | 0 |  |  |  | 0
2018 | NM | New Mexico Community Solar Facility | 61783 | AZNM | WECC Southwest | SUN | 2
2018 | NM | New Mexico State University | 54975 | AZNM | WECC Southwest | NG | 4.7 | 0.44848 | 31843 | 193604.298 | 0.5308 | 0.033339 | 0.0054834 | NEI avg EF - PM, fuel type, firing type | 431687 | 1.1836
2018 | NM | New Mexico Wind Energy Center | 56097 | AZNM | WECC Southwest | WND | 204 |  | 485135 |  |  | 0 |  |  |  | 0
2018 | NM | Otero Solar | 58520 | AZNM | WECC Southwest | SUN | 8 |  | 17968 |  |  | 0 |  |  |  | 0
2018 | NM | Prosperity Energy Storage Facility | 58899 | AZNM | WECC Southwest | SUN | 1.3 |  | 673 |  |  | 0 |  | EPA/NEI; Estimated using an emission factor |  | 0
2018 | NM | Quay County | 58125 | SPSO | SPP South | DFO | 27 |  | 169 | 3014 | 0.02601 | 0.30781 | 0.017259 | NEI avg EF - PM, fuel type, firing type | 3014 | 0.02601
2018 | NM | Questa Solar Facility | 57369 | AZNM | WECC Southwest | SUN | 1 |  | 1947 |  |  | 0 |  |  |  | 0
2018 | NM | RC Energy AA LLC Solar Facility | 62756 | AZNM | WECC Southwest | SUN | 1
2018 | NM | Red Mesa Wind LLC | 57357 | AZNM | WECC Southwest | WND | 102.4 |  | 212929 |  |  | 0 |  |  |  | 0
2018 | NM | Rio Communities Solar Energy Center | 60198 | AZNM | WECC Southwest | SUN | 10 |  | 23515 |  |  | 0 |  |  |  | 0
2018 | NM | Rio De Oro Solar Energy Center | 62597 | AZNM | WECC Southwest | SUN | 10
2018 | NM | Rio Rancho High School | 58589 | AZNM | WECC Southwest | SUN | 1 |  | 2424 |  |  | 0 |  |  |  | 0
2018 | NM | Roadrunner Solar | 57338 | AZNM | WECC Southwest | SUN | 20.2 |  | 49503 |  |  | 0 |  |  |  | 0
2018 | NM | Roosevelt County | 58771 | SPSO | SPP South | WND | 250 |  | 1061605 |  |  | 0 |  |  |  | 0
2018 | NM | Roswell Solar, LLC | 60406 | SPSO | SPP South | SUN | 70 |  | 188420 |  |  | 0 |  |  |  | 0
2018 | NM | San Juan Mesa Wind Project LLC | 56304 | SPSO | SPP South | WND | 120 |  | 407054 |  |  | 0 |  |  |  | 0
2018 | NM | Sandoval Solar Energy Center | 59558 | AZNM | WECC Southwest | SUN | 6.1 |  | 16289 |  |  | 0 |  |  |  | 0
2018 | NM | Santa Fe Solar Energy Center | 60196 | AZNM | WECC Southwest | SUN | 9.5 |  | 24097 |  |  | 0 |  |  |  | 0
2018 | NM | Santolina Solar Energy Center | 60197 | AZNM | WECC Southwest | SUN | 10.5 |  | 26573 |  |  | 0 |  |  |  | 0
2018 | NM | SEV NM Phase 2 | 58479 | SPSO | SPP South | SUN | 2 |  | 4070 |  |  | 0 |  |  |  | 0
2018 | NM | Silver City WWTP PV Project | 58540 | AZNM | WECC Southwest | SUN | 1 |  | 1810 |  |  | 0 |  |  |  | 0
2018 | NM | South Valley Solar Energy Center | 60195 | AZNM | WECC Southwest | SUN | 10 |  | 25253 |  |  | 0 |  |  |  | 0
2018 | NM | Southside Water Reclamation Plant | 10339 | AZNM | WECC Southwest | NG | 6.6 | 0.57757 | 34204 | 394827.275 | 1.0229 | 0.05981 | 0.0051813 | Estimated using an emission factor | 683598 | 1.771
2018 | NM | Springer Solar 1 | 59560 | AZNM | WECC Southwest | SUN | 1 |  | 2538 |  |  | 0 |  |  |  | 0
2018 | NM | SPS1 Dollarhide | 57736 | SPSO | SPP South | SUN | 10 |  | 17610 |  |  | 0 |  |  |  | 0
2018 | NM | SPS2 Jal | 57737 | SPSO | SPP South | SUN | 10 |  | 19372 |  |  | 0 |  |  |  | 0
2018 | NM | SPS3 Lea | 57738 | SPSO | SPP South | SUN | 10 |  | 18939 |  |  | 0 |  |  |  | 0
2018 | NM | SPS4 Monument | 57739 | SPSO | SPP South | SUN | 10.1 |  | 20382 |  |  | 0 |  |  |  | 0
2018 | NM | SPS5 Hopi | 57740 | SPSO | SPP South | SUN | 10.1 |  | 19968 |  |  | 0 |  |  |  | 0
2018 | NM | Sterling I Wind Farm | 60991 | SPSO | SPP South | WND | 29.9 |  | 134368 |  |  | 0 |  |  |  | 0
2018 | NM | Storrie Lake Solar Project | 58794 | AZNM | WECC Southwest | SUN | 1.9 |  | 3399 |  |  | 0 |  |  |  | 0
2018 | NM | Sue Cleveland High School | 58588 | AZNM | WECC Southwest | SUN | 1 |  | 2275 |  |  | 0 |  |  |  | 0
2018 | NM | SunE EPE1 LLC | 57986 | AZNM | WECC Southwest | SUN | 10 |  | 23240 |  |  | 0 |  |  |  | 0
2018 | NM | SunE EPE2 LLC | 57985 | AZNM | WECC Southwest | SUN | 12 |  | 26709 |  |  | 0 |  |  |  | 0
2018 | NM | Syncarpha Eagle Nest | 62149 | AZNM | WECC Southwest | SUN | 1 |  | 403 |  |  | 0 |  |  |  | 0
2018 | NM | Texico Wind Ranch LP | 57258 | SPSO | SPP South | WND | 1.9 |  | 2792 |  |  | 0 |  |  |  | 0
2018 | NM | TSGT Mobile Generator #15 | 57476 | AZNM | WECC Southwest | DFO | 2
2018 | NM | Tucumcari | 2469 | SPSO | SPP South | DFO | 16.1
2018 | NM | Univ New Mexico Cogen Plant | 50905 | AZNM | WECC Southwest | NG | 2.5
2018 | NM | Vista Solar Energy Center | 62467 | AZNM | WECC Southwest | SUN | 10
2018 | NM | Wal-Mart Truth or Consequences PV | 60341 | AZNM | WECC Southwest | SUN | 1 |  | 1941 |  |  | 0 |  |  |  | 0
2018 | NM | Wildcat Wind | 57887 | SPSO | SPP South | WND | 27.3 |  | 91113 |  |  | 0 |  |  |  | 0
2018 | NM | WSMR I | 58010 | AZNM | WECC Southwest | SUN | 4.6 |  | 7564 |  |  | 0 |  |  |  | 0
2018 | NM | Afton Generating Station | 55210 | AZNM | WECC Southwest | NG | 464 |  | 815872 | 6383882 | 25 | 0.061284 | 0.0078322 | EPA/NEI | 6383882 | 25
2018 | NM | Bluffview Power Plant | 55977 | AZNM | WECC Southwest | NG | 67 |  | 371595 | 3084957 | 1.944 | 0.010463 | 0.0012603 | EPA/NEI | 3084957 | 1.944
2018 | NM | Cunningham | 2454 | SPSO | SPP South | NG | 519.2 |  | 1156142 | 14987565 | 47.1 | 0.081478 | 0.0062852 | EPA/NEI | 14987565 | 47.1
2018 | NM | Escalante | 87 | AZNM | WECC Southwest | SUB | 257 |  | 1289911 | 14006095 | 3.5 | 0.0054267 | 0.00049978 | EPA/NEI | 14006095 | 3.5
2018 | NM | Four Corners Steam Elec Station | 2442 | AZNM | WECC Southwest | SUB | 2269.6 |  | 7508845 | 82205177 | 1045.2388 | 0.2784 | 0.02543 | EPA/NEI | 82205177 | 1045.2388
2018 | NM | Hobbs Generating Station | 56458 | SPSO | SPP South | NG | 665.6 |  | 4103439 | 31669812 | 68.3 | 0.033289 | 0.0043133 | EPA/NEI | 31669812 | 68.3
2018 | NM | La Luz Energy Center | 58284 | AZNM | WECC Southwest | NG | 84.6 |  | 242058 | 134274 | 0.2 | 0.0016525 | 0.002979 | EPA/NEI | 134274 | 0.2
2018 | NM | Lordsburg Generating Station | 7967 | AZNM | WECC Southwest | NG | 88 |  | 5042 | 60434 | 0.199 | 0.078937 | 0.0065857 | EPA/NEI | 60434 | 0.199
2018 | NM | Luna Energy Facility | 55343 | AZNM | WECC Southwest | NG | 650 |  | 2719237 | 20879796 | 32.33 | 0.023779 | 0.0030968 | EPA/NEI | 20879796 | 32.33
2018 | NM | Maddox | 2446 | SPSO | SPP South | NG | 212 |  | 555196 | 3950936 | 14.57 | 0.052486 | 0.0073755 | EPA/NEI | 3950936 | 14.57
2018 | NM | Pyramid Generating Station | 7975 | AZNM | WECC Southwest | NG | 186 |  | 66330 | 685147 | 2.25 | 0.067843 | 0.0065679 | EPA/NEI | 685147 | 2.25
2018 | NM | Reeves Generating Station | 2450 | AZNM | WECC Southwest | NG | 154 |  | 193261 | 2462845 | 9.0136 | 0.093279 | 0.0073197 | EPA/NEI | 2462845 | 9.0136
2018 | NM | Rio Bravo Generating Station | 55039 | AZNM | WECC Southwest | NG | 150 |  | 242658 | 2851346 | 11.1423 | 0.091835 | 0.0078154 | NEI avg EF - PM, fuel type, firing type | 2851346 | 11.1423
2018 | NM | Rio Grande | 2444 | AZNM | WECC Southwest | NG | 398.3 |  | 642022 | 7748453 | 19.392 | 0.060409 | 0.0050054 | EPA/NEI; Estimated using an emission factor | 7748453 | 19.392
2018 | NM | San Juan | 2451 | AZNM | WECC Southwest | RC | 1848 |  | 4674248 | 56891951 | 26.4 | 0.011296 | 0.00092808 | EPA/NEI | 56891951 | 26.4
2018 | NM | Valencia Power Plant | 55802 | AZNM | WECC Southwest | NG | 656.1 |  | 101531.001 | 1155278 | 9.308 | 0.18335 | 0.016114 | EPA/NEI | 1155278 | 9.308
2018 | NV | Aiya Solar Project | 59869 | AZNM | WECC Southwest | SUN | 100
2018 | NV | Apex Solar PV Power Project | 58489 | AZNM | WECC Southwest | SUN | 20 |  | 51953 |  |  | 0 |  |  |  | 0
2018 | NV | Arrow Canyon Solar | 62248 | AZNM | WECC Southwest |  | 275
2018 | NV | Battle Mountain | 6509 | NWPP | WECC Northwest | DFO | 8
2018 | NV | Battle Mountain Solar Project | 61098 | NWPP | WECC Northwest | SUN | 101
2018 | NV | Beowawe Power | 10287 | NWPP | WECC Northwest | GEO | 20.6 |  | 99494 |  |  | 0 |  |  |  | 0
2018 | NV | Boulder Solar II, LLC | 60885 | AZNM | WECC Southwest | SUN | 50 |  | 135238 |  |  | 0 |  |  |  | 0
2018 | NV | Boulder Solar Power, LLC | 60352 | AZNM | WECC Southwest | SUN | 100 |  | 280103 |  |  | 0 |  |  |  | 0
2018 | NV | Brady | 55991 | NWPP | WECC Northwest | GEO | 47.9 |  | 77429.999 |  |  | 0 |  | EPA/NEI; Estimated using an emission factor |  | 0
2018 | NV | Brunswick | 6510 | NWPP | WECC Northwest | DFO | 6
2018 | NV | CC Landfill Energy, LLC | 60792 | AZNM | WECC Southwest | LFG | 12 |  | 26933 | 510030 | 5.5083 | 0.40904 | 0.0216 | Estimated using an emission factor | 510030 | 5.5083
2018 | NV | CityCenter Central Plant Cogen Units | 57348 | AZNM | WECC Southwest | NG | 8.6 | 0.46204 | 62250 | 321584.254 | 0.88169 | 0.028327 | 0.0054834 | NEI avg EF - PM, fuel type, firing type | 696011 | 1.9083
2018 | NV | CM10 | 56944 | CAMX | WECC California | SUN | 10 |  | 19595 |  |  | 0 |  |  |  | 0
2018 | NV | CM48 | 57205 | CAMX | WECC California | SUN | 48 |  | 100205.001 |  |  | 0 |  |  |  | 0
2018 | NV | Copper Mountain Solar 2 | 58017 | CAMX | WECC California | SUN | 154 |  | 367473.999 |  |  | 0 |  |  |  | 0
2018 | NV | Copper Mountain Solar 3 | 58915 | CAMX | WECC California | SUN | 255 |  | 613866.001 |  |  | 0 |  |  |  | 0
2018 | NV | Copper Mountain Solar 4, LLC | 59814 | CAMX | WECC California | SUN | 93.6 |  | 263829 |  |  | 0 |  |  |  | 0
2018 | NV | Crescent Dunes Solar Energy | 57275 | NWPP | WECC Northwest | SUN | 125 |  | 195810 |  |  | 0 |  |  |  | 0
2018 | NV | Crescent Valley Solar | 62888 | NWPP | WECC Northwest | SUN | 149
2018 | NV | Desert Peak Power Plant | 10018 | NWPP | WECC Northwest | GEO | 37 |  | 91301 |  |  | 0 |  | EPA/NEI; Estimated using an emission factor |  | 0
2018 | NV | Dignity - San Martin | 61862 | AZNM | WECC Southwest | SUN | 1.7 |  | 2142 |  |  | 0 |  |  |  | 0
2018 | NV | Dignity - Siena Campus | 61825 | AZNM | WECC Southwest | SUN | 1.4 |  | 1770 |  |  | 0 |  |  |  | 0
2018 | NV | Dixie Valley Power Partnership | 10681 | NWPP | WECC Northwest | GEO | 28
2018 | NV | Don A Campbell 1 Geothermal | 58533 | AZNM | WECC Southwest | GEO | 22.5 |  | 168039 |  |  | 0 |  |  |  | 0
2018 | NV | Don A Campbell 2 Geothermal | 60419 | AZNM | WECC Southwest | GEO | 25 |  | 158933 |  |  | 0 |  |  |  | 0
2018 | NV | Eagle Shadow Mountain Solar Farm | 61852 | AZNM | WECC Southwest | SUN | 300
2018 | NV | EGP Stillwater Solar PV II, LLC | 61809 | NWPP | WECC Northwest | SUN | 20 |  | 39522 |  |  | 0 |  |  |  | 0
2018 | NV | Ely Energy Center | 56642 | AZNM | WECC Southwest | SUB | 1500
2018 | NV | Empire | 50760 | NWPP | WECC Northwest | GEO | 4.8
2018 | NV | ENEL Salt Wells LLC | 57213 | AZNM | WECC Southwest | GEO | 23.6 |  | 98293 |  |  | 0 |  |  |  | 0
2018 | NV | Fallon | 6511 | NWPP | WECC Northwest | DFO | 2
2018 | NV | Fleish | 6513 | NWPP | WECC Northwest | WAT | 2 |  | 14677 |  |  | 0 |  |  |  | 0
2018 | NV | Ft. Churchill PV | 59472 | AZNM | WECC Southwest | SUN | 19.9 |  | 35396 |  |  | 0 |  |  |  | 0
2018 | NV | Gabbs | 6514 | NWPP | WECC Northwest | DFO | 5.4
2018 | NV | Galena 2 Geothermal Power Plant | 56540 | NWPP | WECC Northwest | GEO | 13.5 |  | 31238 |  |  | 0 |  |  |  | 0
2018 | NV | Galena 3 Geothermal Power Plant | 56541 | NWPP | WECC Northwest | GEO | 30 |  | 129181 |  |  | 0 |  |  |  | 0
2018 | NV | Goodsprings Waste Heat Recovery | 57684 | AZNM | WECC Southwest | WH | 7.5 |  | 28782 |  |  | 0 |  |  |  | 0
2018 | NV | Hoover Dam (NV) | 154 | AZNM | WECC Southwest | WAT | 1039.4 |  | 1814645.997 |  |  | 0 |  |  |  | 0
2018 | NV | IKEA Las Vegas 462 | 61193 | AZNM | WECC Southwest | SUN | 1 |  | 1416 |  |  | 0 |  |  |  | 0
2018 | NV | Jersey Valley Geothermal Power Plant | 57376 | AZNM | WECC Southwest | GEO | 23.5 |  | 71989 |  |  | 0 |  |  |  | 0
2018 | NV | Lahontan | 6521 | NWPP | WECC Northwest | WAT | 3.8 |  | 4419 |  |  | 0 |  | EPA/NEI; Estimated using an emission factor |  | 0
2018 | NV | Las Vegas WPCF Solar Plant | 58477 | AZNM | WECC Southwest | SUN | 3.3 |  | 5850 |  |  | 0 |  |  |  | 0
2018 | NV | Lovelock Solar | 62934 | NWPP | WECC Northwest | SUN | 190
2018 | NV | Luning Energy | 61084 | NWPP | WECC Northwest | SUN | 50 |  | 129358 |  |  | 0 |  |  |  | 0
2018 | NV | McGinness Hills | 57446 | AZNM | WECC Southwest | GEO | 100 |  | 737853 |  |  | 0 |  |  |  | 0
2018 | NV | McGinness Hills 3 | 61912 | AZNM | WECC Southwest | GEO | 74 |  | 33442 |  |  | 0 |  |  |  | 0
2018 | NV | Moapa Paiute Energy Center | 55642 | CAMX | WECC California | NG | 1210
2018 | NV | Moapa Southern Paiute | 57859 | AZNM | WECC Southwest | SUN | 250 |  | 624453 |  |  | 0 |  |  |  | 0
2018 | NV | Mohave | 2341 | CAMX | WECC California | SUB | 1636.2
2018 | NV | Mountain View Solar | 58544 | AZNM | WECC Southwest | SUN | 20 |  | 54375 |  |  | 0 |  |  |  | 0
2018 | NV | Nellis Air Force Base Solar Array | 56568 | AZNM | WECC Southwest | SUN | 14 |  | 26910 |  |  | 0 |  |  |  | 0
2018 | NV | Nellis Solar PV II | 59919 | AZNM | WECC Southwest | SUN | 15 |  | 40650 |  |  | 0 |  |  |  | 0
2018 | NV | Nevada Cogen Assoc#1 GarnetVly | 54350 | AZNM | WECC Southwest | NG | 94.8 | 0.77795 | 722802 | 5195168.256 | 13.0688 | 0.036161 | 0.0050311 | EPA/NEI; Estimated using an emission factor | 6677996.709 | 16.7989
2018 | NV | Nevada Cogen Associates 2 Black Mountain | 54349 | AZNM | WECC Southwest | NG | 96.3 | 0.71773 | 714401 | 4933123.083 | 11.9197 | 0.03337 | 0.0048325 | EPA/NEI; Estimated using an emission factor | 6873229.011 | 16.6075
2018 | NV | Nevada Solar One | 56405 | AZNM | WECC Southwest | NG | 75.7 |  | 112951 | 37613.025 | 0.15144 | 0.0026815 | 0.0080524 | NEI avg EF - PM, fuel type | 37613.025 | 0.15144
2018 | NV | New Lahontan | 50261 | NWPP | WECC Northwest | WAT | 4 |  | 18331 |  |  | 0 |  |  |  | 0
2018 | NV | NGP Blue Mountain I LLC | 56982 | AZNM | WECC Southwest | GEO | 63.9 |  | 229386.999 |  |  | 0 |  |  |  | 0
2018 | NV | NRG Solar Las Vegas MB 2, LLC | 60350 | AZNM | WECC Southwest | SUN | 1.9 |  | 2446 |  |  | 0 |  |  |  | 0
2018 | NV | NRG Solar Las Vegas MB-1 | 59430 | AZNM | WECC Southwest | SUN | 5 |  | 9288 |  |  | 0 |  |  |  | 0
2018 | NV | NVSS-II | 62636 | NWPP | WECC Northwest | SUN | 15
2018 | NV | Patua Acquisition Project, LLC | 58319 | NWPP | WECC Northwest | GEO | 58.6 |  | 138046 |  |  | 0 |  |  |  | 0
2018 | NV | Playa Solar | 59827 | AZNM | WECC Southwest | SUN | 79 |  | 214556 |  |  | 0 |  |  |  | 0
2018 | NV | Playa Solar 2 | 60261 | AZNM | WECC Southwest | SUN | 100 |  | 295201 |  |  | 0 |  |  |  | 0
2018 | NV | Reid Gardner | 2324 | AZNM | WECC Southwest | BIT | 636.8
2018 | NV | Richard Burdette Geothermal | 56321 | NWPP | WECC Northwest | GEO | 30 |  | 134394 |  |  | 0 |  |  |  | 0
2018 | NV | River Mountains Solar | 59747 | AZNM | WECC Southwest | SUN | 14.4 |  | 34051 |  |  | 0 |  |  |  | 0
2018 | NV | Saguaro Power | 54271 | AZNM | WECC Southwest | NG | 127.2 | 0.70952 | 709333.2 | 4616216.608 | 13.2865 | 0.037462 | 0.0057564 | EPA/NEI; Estimated using an emission factor | 6506100.541 | 18.726
2018 | NV | San Emidio | 57456 | AZNM | WECC Southwest | GEO | 11.8 |  | 64436 |  |  | 0 |  |  |  | 0
2018 | NV | Searchlight Solar | 59404 | AZNM | WECC Southwest | SUN | 17.5 |  | 49186 |  |  | 0 |  |  |  | 0
2018 | NV | Searchlight Wind | 58988 | AZNM | WECC Southwest | WND | 200
2018 | NV | Silver State Solar Power North | 57442 | AZNM | WECC Southwest | SUN | 52 |  | 118054 |  |  | 0 |  |  |  | 0
2018 | NV | Silver State Solar Power South | 58644 | CAMX | WECC California | SUN | 250 |  | 710893.999 |  |  | 0 |  |  |  | 0
2018 | NV | Snow Mountain Solar, LLC | 59935 | AZNM | WECC Southwest | SUN | 100
2018 | NV | Soda Lake Geothermal No I II | 52174 | NWPP | WECC Northwest | GEO | 26.1 |  | 60672 |  |  | 0 |  | EPA/NEI; Estimated using an emission factor |  | 0
2018 | NV | Spectrum Solar PV Power Project | 58490 | AZNM | WECC Southwest | SUN | 30 |  | 83273 |  |  | 0 |  |  |  | 0
2018 | NV | Spring Valley Wind Project | 57192 | NWPP | WECC Northwest | WND | 150 |  | 312348 |  |  | 0 |  |  |  | 0
2018 | NV | Steamboat 1 | 50763 | NWPP | WECC Northwest | GEO | 8.4
2018 | NV | Steamboat 1A Power Plant | 52138 | NWPP | WECC Northwest | GEO | 2.4 |  | 0
2018 | NV | Steamboat Hills LP | 50654 | NWPP | WECC Northwest | GEO | 21.8 |  | 96080 |  |  | 0 |  |  |  | 0
2018 | NV | Steamboat II | 54665 | NWPP | WECC Northwest | GEO | 18.2 |  | 53906 |  |  | 0 |  |  |  | 0
2018 | NV | Steamboat III | 54666 | NWPP | WECC Northwest | GEO | 18.2 |  | 61746 |  |  | 0 |  |  |  | 0
2018 | NV | Stillwater Facility | 50765 | NWPP | WECC Northwest | SUN | 90.2 |  | 159343 |  |  | 0 |  | EPA/NEI; Estimated using an emission factor |  | 0
2018 | NV | Sunrise | 2326 | AZNM | WECC Southwest | NG | 166.6
2018 | NV | Sunshine Valley Solar | 59826 | CAMX | WECC California | SUN | 103.4
2018 | NV | Techren | 61611 | AZNM | WECC Southwest | SUN | 100
2018 | NV | Techren Solar II LLC | 61930 | AZNM | WECC Southwest | SUN | 200
2018 | NV | Techren Solar III LLC | 61931 | AZNM | WECC Southwest | SUN | 25
2018 | NV | Techren Solar IV LLC | 61932 | AZNM | WECC Southwest | SUN | 25
2018 | NV | Techren Solar V | 62440 | AZNM | WECC Southwest | SUN | 50
2018 | NV | Terra-Gen Dixie Valley | 52015 | CAMX | WECC California | GEO | 70.9 |  | 495757 |  |  | 0 |  |  |  | 0
2018 | NV | Townsite Solar Project | 60654 | AZNM | WECC Southwest |  | 200
2018 | NV | Tungsten Mountain | 60785 | AZNM | WECC Southwest | GEO | 44.3 |  | 212991 |  |  | 0 |  |  |  | 0
2018 | NV | Tuscarora Geothermal Power Plant | 57451 | AZNM | WECC Southwest | GEO | 32 |  | 124602 |  |  | 0 |  |  |  | 0
2018 | NV | Valley Road | 6530 | NWPP | WECC Northwest | DFO | 6
2018 | NV | Verdi | 6531 | NWPP | WECC Northwest | WAT | 2.4 |  | 17043 |  |  | 0 |  |  |  | 0
2018 | NV | Wabuska | 55988 | NWPP | WECC Northwest | GEO | 5.4 |  | 0
2018 | NV | Washoe | 6532 | NWPP | WECC Northwest | WAT | 2.6 |  | 12150 |  |  | 0 |  |  |  | 0
2018 | NV | Waste Management Lockwood LFGTE | 57166 | AZNM | WECC Southwest | LFG | 3.2 |  | 26133 | 284750 | 2.0929 | 0.16017 | 0.0147 | Estimated using an emission factor | 284750 | 2.0929
2018 | NV | Western 102 Power Plant | 56500 | AZNM | WECC Southwest | NG | 118.6 |  | 332233.004 | 2926884.996 | 0.61757 | 0.0037177 | 0.000422 |  | 2926884.996 | 0.61757
2018 | NV | Winnemucca | 6533 | NWPP | WECC Northwest | NG | 14.9
2018 | NV | Apex Generating Station | 55514 | AZNM | WECC Southwest | NG | 600.6 |  | 2301347 | 15885648 | 59.2 | 0.051448 | 0.0074533 | EPA/NEI | 15885648 | 59.2
2018 | NV | Chuck Lenzie Generating Station | 55322 | AZNM | WECC Southwest | NG | 1465.6 |  | 6668436 | 49697394 | 197.26 | 0.059162 | 0.0079384 | EPA/NEI | 49697394 | 197.26
2018 | NV | Clark | 2322 | AZNM | WECC Southwest | NG | 1565.6 |  | 881892.005 | 3809302 | 27.66 | 0.062729 | 0.014522 | EPA/NEI | 3809302 | 27.66
2018 | NV | Desert Star Energy Center | 55077 | CAMX | WECC California | NG | 536 |  | 1659922 | 12638873 | 29.24 | 0.035231 | 0.004627 | EPA/NEI | 12638873 | 29.24
2018 | NV | Fort Churchill | 2330 | NWPP | WECC Northwest | NG | 230 |  | 479819 | 5657433 | 20.1634 | 0.084046 | 0.0071281 | EPA/NEI | 5657433 | 20.1634
2018 | NV | Harry Allen | 7082 | AZNM | WECC Southwest | NG | 745 |  | 3666215 | 26793725 | 88.21 | 0.04812 | 0.0065844 | EPA/NEI | 26793725 | 88.21
2018 | NV | Las Vegas Generating Station | 10761 | AZNM | WECC Southwest | NG | 358.9 |  | 346071 | 2953065 | 7.33 | 0.042361 | 0.0049643 | EPA/NEI | 2953065 | 7.33
2018 | NV | North Valmy | 8224 | NWPP | WECC Northwest | SUB | 567 |  | 1449924 | 15468039 | 28.6644 | 0.039539 | 0.0037063 | EPA/NEI | 15468039 | 28.6644
2018 | NV | Silverhawk | 55841 | AZNM | WECC Southwest | NG | 664.7 |  | 1550076 | 11762786 | 51.36 | 0.066268 | 0.0087326 | EPA/NEI | 11762786 | 51.36
2018 | NV | Sun Peak Generating Station | 54854 | AZNM | WECC Southwest | NG | 222 |  | 31152 | 416535 | 1.11 | 0.071263 | 0.0053297 | EPA/NEI | 416535 | 1.11
2018 | NV | Tracy | 2336 | NWPP | WECC Northwest | NG | 1182.9 |  | 4382247 | 35590999 | 56.579 | 0.025822 | 0.0031794 | EPA/NEI | 35590999 | 56.579
2018 | NV | TS Power Plant | 56224 | NWPP | WECC Northwest | SUB | 409.6 |  | 1045367 | 11254122 | 9.1875 | 0.017578 | 0.0016327 | EPA/NEI | 11254122 | 9.1875
2018 | NV | Walter M. Higgins III Generating Station | 55687 | AZNM | WECC Southwest | NG | 688.4 |  | 2180351 | 16971521 | 69.98 | 0.064191 | 0.0082468 | EPA/NEI | 16971521 | 69.98
2018 | NY | 98th Street Battery Storage Station | 62839 | NYCW | NPCC NYC/Westchester | MWH | 2
2018 | NY | Al Turi | 10549 | NYUP | NPCC Upstate NY | LFG | 2.4 |  | 5126.001 | 73644.999 | 0.54128 | 0.21119 | 0.0147 | Estimated using an emission factor | 73644.999 | 0.54128
2018 | NY | Alabama Ledge Wind Farm LLC | 62261 | NYUP | NPCC Upstate NY | WND | 79.8
2018 | NY | Albany Medical Ctr Cogen Plant | 59453 | NYUP | NPCC Upstate NY | NG | 4.6 | 0.36751 | 32054 | 186007.925 | 0.50998 | 0.03182 | 0.0054834 | NEI avg EF - PM, fuel type, firing type | 506126 | 1.3876
2018 | NY | Albert Einstein College of Medicine | 62398 | NYCW | NPCC NYC/Westchester | DFO | 8.6 |  | 47.002 | 445.001 | 0.067272 | 2.8625 | 0.30235 | Estimated using an emission factor | 445.001 | 0.067272
2018 | NY | Alice Falls Hydro Project | 54391 | NYUP | NPCC Upstate NY | WAT | 2.1 |  | 2640 |  |  | 0 |  |  |  | 0
2018 | NY | Allegany Wind Farm | 58779 | NYUP | NPCC Upstate NY | WND | 72.5
2018 | NY | Allens Falls | 2540 | NYUP | NPCC Upstate NY | WAT | 4 |  | 13679 |  |  | 0 |  |  |  | 0
2018 | NY | Amsterdam North | 61904 | NYUP | NPCC Upstate NY | SUN | 2 |  | 2409 |  |  | 0 |  |  |  | 0
2018 | NY | Amsterdam South | 61905 | NYUP | NPCC Upstate NY | SUN | 2 |  | 2570 |  |  | 0 |  |  |  | 0
2018 | NY | Anheuser-Busch Baldwinsville | 61575 | NYUP | NPCC Upstate NY | SUN | 2 |  | 755 |  |  | 0 |  |  |  | 0
2018 | NY | Arkwright Summit Wind Farm LLC | 61673 | NYUP | NPCC Upstate NY | WND | 79.8 |  | 86252 |  |  | 0 |  |  |  | 0
2018 | NY | Ashokan | 88 | NYUP | NPCC Upstate NY | WAT | 4.6 |  | 12662 |  |  | 0 |  |  |  | 0
2018 | NY | ATT Jericho | 62572 | NYLI | NPCC Long Island | NG | 1 |  | 0
2018 | NY | Auburn LFG Energy Facility | 57636 | NYUP | NPCC Upstate NY | LFG | 3.3 |  | 0
2018 | NY | Auburn State Street | 8009 | NYUP | NPCC Upstate NY | NG | 7 |  | 13 | 198 | 0.00054286 | 0.083516 | 0.0054834 | NEI avg EF - PM, fuel type, firing type | 198 | 0.00054286
2018 | NY | Baer Road CSG | 62034 | NYUP | NPCC Upstate NY | SUN | 2 |  | 2650 |  |  | 0 |  |  |  | 0
2018 | NY | Bakerstand Solar (NY) | 62811 | NYUP | NPCC Upstate NY | SUN | 20
2018 | NY | Baron Winds Farm | 60596 | NYUP | NPCC Upstate NY | WND | 272
2018 | NY | Bassett Medical Center | 54863 | NYUP | NPCC Upstate NY | DFO | 5.6 |  | 38.999 | 423.001 | 0.06541 | 3.3544 | 0.30927 | Estimated using an emission factor | 423.001 | 0.06541
2018 | NY | Beardslee | 2543 | NYUP | NPCC Upstate NY | WAT | 20 |  | 56888 |  |  | 0 |  |  |  | 0
2018 | NY | Beebee Island Hydro Plant | 10531 | NYUP | NPCC Upstate NY | WAT | 9 |  | 39261 |  |  | 0 |  |  |  | 0
2018 | NY | Belfort | 2544 | NYUP | NPCC Upstate NY | WAT | 2 |  | 12209 |  |  | 0 |  |  |  | 0
2018 | NY | Bennetts Bridge | 2545 | NYUP | NPCC Upstate NY | WAT | 36 |  | 104808 |  |  | 0 |  |  |  | 0
2018 | NY | Bethlehem - East | 60477 | NYUP | NPCC Upstate NY | SUN | 1.7 |  | 2016 |  |  | 0 |  |  |  | 0
2018 | NY | Bethlehem - West | 60478 | NYUP | NPCC Upstate NY | SUN | 1 |  | 2016 |  |  | 0 |  |  |  | 0
2018 | NY | Big Tree Community Solar Farm | 62476 | NYUP | NPCC Upstate NY | SUN | 2
2018 | NY | Black River | 2546 | NYUP | NPCC Upstate NY | WAT | 6 |  | 33522.999 |  |  | 0 |  |  |  | 0
2018 | NY | Black River Hydro Associates | 10687 | NYUP | NPCC Upstate NY | WAT | 5.7 |  | 22092 |  |  | 0 |  |  |  | 0
2018 | NY | Blake | 2547 | NYUP | NPCC Upstate NY | WAT | 15 |  | 60615 |  |  | 0 |  |  |  | 0
2018 | NY | Blenheim Gilboa | 2691 | NYUP | NPCC Upstate NY | WAT | 1000 |  | -200581 |  |  | 0 |  |  |  | 0
2018 | NY | Blydenburgh Solar Project | 61900 | NYLI | NPCC Long Island | SUN | 1.5 |  | 0
2018 | NY | Boas Rd #1 Community Solar Farm | 62530 | NYUP | NPCC Upstate NY | SUN | 2
2018 | NY | Boas Rd #2 Community Solar Farm | 62531 | NYUP | NPCC Upstate NY | SUN | 2
2018 | NY | Boas Rd #3 Community Solar Farm | 62532 | NYUP | NPCC Upstate NY | SUN | 2
2018 | NY | Boas Rd #4 Community Solar Farm | 62533 | NYUP | NPCC Upstate NY | SUN | 2
2018 | NY | Breesport Road Community Solar Farm | 62157 | NYUP | NPCC Upstate NY | SUN | 2
2018 | NY | Brentwood Solar | 58785 | NYLI | NPCC Long Island | SUN | 1 |  | 834 |  |  | 0 |  |  |  | 0
2018 | NY | Broadalbin | 61847 | NYUP | NPCC Upstate NY | SUN | 2 |  | 2468 |  |  | 0 |  |  |  | 0
2018 | NY | Broadalbin-Perth Solar | 61958 | NYUP | NPCC Upstate NY | SUN | 1.5 |  | 447 |  |  | 0 |  |  |  | 0
2018 | NY | Bronx Zoo | 50427 | NYCW | NPCC NYC/Westchester | NG | 3.6 | 0.4594 | 20894.999 | 122741.188 | 0.025899 | 0.0024789 | 0.000422 | Estimated using an emission factor | 267175.001 | 0.056374
2018 | NY | Brookfield Power Glen Falls Hydro | 56936 | NYUP | NPCC Upstate NY | WAT | 11.8 |  | 50485.002 |  |  | 0 |  |  |  | 0
2018 | NY | Brooklyn Hospital Center | 62002 | NYCW | NPCC NYC/Westchester | DFO | 1.4 |  | 8 | 65.999 | 0.010385 | 2.5962 | 0.3147 | Estimated using an emission factor | 65.999 | 0.010385
2018 | NY | Broome County | 60507 | NYUP | NPCC Upstate NY | SUN | 4 |  | 950 |  |  | 0 |  |  |  | 0
2018 | NY | Browns Falls | 2548 | NYUP | NPCC Upstate NY | WAT | 16 |  | 54595 |  |  | 0 |  |  |  | 0
2018 | NY | Burritt Rd Community Solar Farm | 62480 | NYUP | NPCC Upstate NY | SUN | 2
2018 | NY | Burrstone Energy Center | 62920 | NYUP | NPCC Upstate NY | NG | 3.6
2018 | NY | Cadyville | 2522 | NYUP | NPCC Upstate NY | WAT | 5.5 |  | 24547 |  |  | 0 |  |  |  | 0
2018 | NY | Call Farms 1 | 61470 | NYUP | NPCC Upstate NY | SUN | 2 |  | 1029 |  |  | 0 |  |  |  | 0
2018 | NY | Call Farms 3 | 61471 | NYUP | NPCC Upstate NY | SUN | 2 |  | 1177 |  |  | 0 |  |  |  | 0
2018 | NY | Calverton | 60452 | NYLI | NPCC Long Island | SUN | 3.9 |  | 4884 |  |  | 0 |  |  |  | 0
2018 | NY | Camden CSD Solar Array | 61604 | NYUP | NPCC Upstate NY | SUN | 1.8 |  | 2507 |  |  | 0 |  |  |  | 0
2018 | NY | Canandaigua Solar Array | 61043 | NYUP | NPCC Upstate NY | SUN | 2 |  | 2625 |  |  | 0 |  |  |  | 0
2018 | NY | Canandaigua Westbrook Solar Array | 61042 | NYUP | NPCC Upstate NY | SUN | 2 |  | 1771 |  |  | 0 |  |  |  | 0
2018 | NY | Carver Falls | 6456 | NEWE | NPCC New England | WAT | 1.9 |  | 6257 |  |  | 0 |  |  |  | 0
2018 | NY | Cassadaga Wind Farm | 58777 | NYUP | NPCC Upstate NY | WND | 126
2018 | NY | CBP Solar | 62613 | NYCW | NPCC NYC/Westchester | SUN | 1.8 |  | 1003 |  |  | 0 |  |  |  | 0
2018 | NY | Cedar Creek PV | 61376 | NYLI | NPCC Long Island | SUN | 1.8 |  | 2913 |  |  | 0 |  |  |  | 0
2018 | NY | Center Falls | 10853 | NYUP | NPCC Upstate NY | WAT | 1.1 |  | 3051.001 |  |  | 0 |  |  |  | 0
2018 | NY | Central Hudson High Falls | 579 | NYUP | NPCC Upstate NY | WAT | 3.2 |  | 7620 |  |  | 0 |  |  |  | 0
2018 | NY | Chaffee Gas Recovery | 56526 | NYUP | NPCC Upstate NY | LFG | 6.4 |  | 50673 | 625282 | 4.5958 | 0.18139 | 0.0147 | Estimated using an emission factor | 625282 | 4.5958
2018 | NY | Chambers Road Solar | 62860 | NYUP | NPCC Upstate NY | SUN | 4
2018 | NY | Charles P Keller | 2695 | NYLI | NPCC Long Island | NG | 33.8 |  | 308.999 | 20565.001 | 0.41871 | 2.7101 | 0.040721 | EPA/NEI; Estimated using an emission factor | 20565.001 | 0.41871
2018 | NY | Charles Poletti | 2491 | NYCW | NPCC NYC/Westchester | RFO | 883
2018 | NY | Chasm | 2550 | NYUP | NPCC Upstate NY | WAT | 3 |  | 21942.999 |  |  | 0 |  |  |  | 0
2018 | NY | Chasm Hydro Partnership | 50315 | NYUP | NPCC Upstate NY | WAT | 1.6 |  | 0
2018 | NY | Chateaugay High Falls Hydro | 50093 | NYUP | NPCC Upstate NY | WAT | 1.7 |  | 7148 |  |  | 0 |  |  |  | 0
2018 | NY | Chautauqua LFGTE Facility | 57186 | NYUP | NPCC Upstate NY | LFG | 9.6 |  | 43539 | 555198 | 4.0807 | 0.18745 | 0.0147 | Estimated using an emission factor | 555198 | 4.0807
2018 | NY | Chester CSG | 62761 | NYUP | NPCC Upstate NY | SUN | 2
2018 | NY | City of Rochester Solar | 61804 | NYUP | NPCC Upstate NY | SUN | 1.8 |  | 2797 |  |  | 0 |  |  |  | 0
2018 | NY | CJ Solar I, LLC | 61719 | NYUP | NPCC Upstate NY | SUN | 2 |  | 538 |  |  | 0 |  |  |  | 0
2018 | NY | Clarkson Solar | 59623 | NYUP | NPCC Upstate NY | SUN | 2 |  | 2279 |  |  | 0 |  |  |  | 0
2018 | NY | Clarkstown Landfill Solar Facility | 60004 | NYUP | NPCC Upstate NY | SUN | 2 |  | 2308 |  |  | 0 |  |  |  | 0
2018 | NY | Clinton LFGTE Facility | 56986 | NYUP | NPCC Upstate NY | LFG | 6.4 |  | 28857 | 312767 | 2.2988 | 0.15933 | 0.0147 | Estimated using an emission factor | 312767 | 2.2988
2018 | NY | CMR Solar LLC | 62486 | NYUP | NPCC Upstate NY | SUN | 2
2018 | NY | Cody Road Wind Farm | 61592 | NYUP | NPCC Upstate NY | WND | 12
2018 | NY | Cohalan | 58790 | NYLI | NPCC Long Island | SUN | 4 |  | 4831 |  |  | 0 |  |  |  | 0
2018 | NY | Cohocton Wind Project | 56634 | NYUP | NPCC Upstate NY | WND | 87.5 |  | 171356 |  |  | 0 |  |  |  | 0
2018 | NY | Colonie LFGTE Facility | 56324 | NYUP | NPCC Upstate NY | LFG | 6.4 |  | 34524 | 372111 | 2.735 | 0.15844 | 0.0147 | Estimated using an emission factor | 372111 | 2.735
2018 | NY | Colton | 2551 | NYUP | NPCC Upstate NY | WAT | 36 |  | 173964.999 |  |  | 0 |  |  |  | 0
2018 | NY | Columbia University - Johnson Farms | 61576 | NYUP | NPCC Upstate NY | SUN | 2 |  | 1143 |  |  | 0 |  |  |  | 0
2018 | NY | Columbia University - Minisink | 61578 | NYUP | NPCC Upstate NY | SUN | 2 |  | 1025 |  |  | 0 |  |  |  | 0
2018 | NY | Copenhagen Plant | 10545 | NYUP | NPCC Upstate NY | WAT | 3.3 |  | 7300 |  |  | 0 |  |  |  | 0
2018 | NY | Copenhagen Wind Farm | 58979 | NYUP | NPCC Upstate NY | WND | 79.9 |  | 3561 |  |  | 0 |  |  |  | 0
2018 | NY | Cornell Geneva Solar Farm | 60150 | NYUP | NPCC Upstate NY | SUN | 2 |  | 3071 |  |  | 0 |  |  |  | 0
2018 | NY | Cornell Hydro | 10286 | NYUP | NPCC Upstate NY | WAT | 1.9 |  | 6149 |  |  | 0 |  |  |  | 0
2018 | NY | Cornell Snyder Road Solar Array | 59470 | NYUP | NPCC Upstate NY | SUN | 1.8 |  | 1908 |  |  | 0 |  |  |  | 0
2018 | NY | COU Solar I, LLC | 61720 | NYUP | NPCC Upstate NY | SUN | 1.5 |  | 529 |  |  | 0 |  |  |  | 0
2018 | NY | County Route 11 Community Solar Farm | 62507 | NYUP | NPCC Upstate NY | SUN | 4.1
2018 | NY | Covanta Babylon Inc | 50649 | NYLI | NPCC Long Island | MSW | 17 | 1 | 112112 | 2335875.133 | 0.1822 | 0.0032503 | 0.000156 | Estimated using an emission factor | 2335875.133 | 0.1822
2018 | NY | Covanta Hempstead | 10642 | NYLI | NPCC Long Island | MSW | 78.6 | 1 | 593975 | 10386703.741 | 2.4305 | 0.0081838 | 0.000468 | Estimated using an emission factor | 10386703.741 | 2.4305
2018 | NY | Crescent | 2685 | NYUP | NPCC Upstate NY | WAT | 11.6 |  | 69468 |  |  | 0 |  |  |  | 0
2018 | NY | Cricket Valley Energy | 57185 | NYCW | NPCC NYC/Westchester | NG | 1312.5
2018 | NY | Cummins, Inc | 60453 | NYUP | NPCC Upstate NY | SUN | 2 |  | 1664 |  |  | 0 |  |  |  | 0
2018 | NY | Curtis Palmer Hydroelectric | 54580 | NYUP | NPCC Upstate NY | WAT | 59 |  | 321857.999 |  |  | 0 |  |  |  | 0
2018 | NY | Dahowa Hydro | 50280 | NYUP | NPCC Upstate NY | WAT | 10.5 |  | 30292 |  |  | 0 |  |  |  | 0
2018 | NY | DANC LFGTE Facility | 56958 | NYUP | NPCC Upstate NY | LFG | 6.4 |  | 33368 | 367060 | 2.6979 | 0.16171 | 0.0147 | Estimated using an emission factor | 367060 | 2.6979
2018 | NY | Dashville | 2481 | NYUP | NPCC Upstate NY | WAT | 4.8 |  | 18582 |  |  | 0 |  |  |  | 0
2018 | NY | Daum Solar | 62412 | NYUP | NPCC Upstate NY | SUN | 4
2018 | NY | Deer Park | 58786 | NYLI | NPCC Long Island | SUN | 2.5 |  | 3341 |  |  | 0 |  |  |  | 0
2018 | NY | Deferiet | 2552 | NYUP | NPCC Upstate NY | WAT | 12 |  | 50799 |  |  | 0 |  |  |  | 0
2018 | NY | Dennison | 58787 | NYLI | NPCC Long Island | SUN | 2 |  | 2112 |  |  | 0 |  |  |  | 0
2018 | NY | Dexter Plant | 10538 | NYUP | NPCC Upstate NY | WAT | 4.2 |  | 18833.002 |  |  | 0 |  |  |  | 0
2018 | NY | Diamond Island Plant | 10540 | NYUP | NPCC Upstate NY | WAT | 1.2 |  | 5105.001 |  |  | 0 |  |  |  | 0
2018 | NY | Diana Hydroelectric | 10237 | NYUP | NPCC Upstate NY | WAT | 1.8 |  | 6598 |  |  | 0 |  |  |  | 0
2018 | NY | Dolgeville Hydro | 10238 | NYUP | NPCC Upstate NY | WAT | 5 |  | 1217 |  |  | 0 |  |  |  | 0
2018 | NY | Dryden Rd #2 Community Solar Farm | 62477 | NYUP | NPCC Upstate NY | SUN | 2
2018 | NY | Duanesburg | 61863 | NYUP | NPCC Upstate NY | SUN | 2 |  | 2319 |  |  | 0 |  |  |  | 0
2018 | NY | Dunn Paper | 54878 | NYUP | NPCC Upstate NY | WAT | 1 |  | 5485 |  |  | 0 |  |  |  | 0
2018 | NY | Dutch Hill Wind Project | 56633 | NYUP | NPCC Upstate NY | WND | 37.5 |  | 73426 |  |  | 0 |  |  |  | 0
2018 | NY | Dutchess Cnty Resource Recovery Facility | 10305 | NYUP | NPCC Upstate NY | MSW | 9.2 | 0.23489 | 23387 | 297065.273 | 23.1711 | 1.9815 | 0.156 | Estimated using an emission factor | 1264726 | 98.6486
2018 | NY | E J West | 6527 | NYUP | NPCC Upstate NY | WAT | 22 |  | 54087 |  |  | 0 |  |  |  | 0
2018 | NY | Eagle | 2555 | NYUP | NPCC Upstate NY | WAT | 6 |  | 30799 |  |  | 0 |  |  |  | 0
2018 | NY | East Hampton Energy Storage Center | 62733 | NYLI | NPCC Long Island | MWH | 5
2018 | NY | East Norfolk | 2561 | NYUP | NPCC Upstate NY | WAT | 4 |  | 21909 |  |  | 0 |  |  |  | 0
2018 | NY | Ecogen Wind | 56370 | NYUP | NPCC Upstate NY | WND | 79.5
2018 | NY | Eel Weir | 2556 | NYUP | NPCC Upstate NY | WAT | 2.5 |  | 6980 |  |  | 0 |  |  |  | 0
2018 | NY | Effley | 2557 | NYUP | NPCC Upstate NY | WAT | 3 |  | 16671.999 |  |  | 0 |  |  |  | 0
2018 | NY | Ellis Solar | 62413 | NYUP | NPCC Upstate NY | SUN | 18
2018 | NY | Elmer | 2559 | NYUP | NPCC Upstate NY | WAT | 2 |  | 11571 |  |  | 0 |  |  |  | 0
2018 | NY | Enfield Community Solar | 62029 | NYUP | NPCC Upstate NY | SUN | 1.8 |  | 2352 |  |  | 0 |  |  |  | 0
2018 | NY | Ephratah | 2560 | NYUP | NPCC Upstate NY | WAT | 4 |  | 11596 |  |  | 0 |  |  |  | 0
2018 | NY | Far Rockaway | 2513 | NYLI | NPCC Long Island | NG | 100
2018 | NY | Farmingdale Fuel Cell | 61317 | NYLI | NPCC Long Island | NG | 1.4
2018 | NY | Feeder Dam Hydro Plant | 10530 | NYUP | NPCC Upstate NY | WAT | 5 |  | 26646 |  |  | 0 |  |  |  | 0
2018 | NY | Fenner Wind | 55790 | NYUP | NPCC Upstate NY | WND | 30 |  | 53873 |  |  | 0 |  |  |  | 0
2018 | NY | Finch Paper | 10511 | NYUP | NPCC Upstate NY | WDL | 29 | 0.10728 | 112945.69 | 641829.259 | 2.6589 | 0.047083 | 0.0082854 | EPA/NEI; Estimated using an emission factor | 5982781.62 | 24.7849
2018 | NY | Finger Lakes Solar I | 61210 | NYUP | NPCC Upstate NY | SUN | 1.9 |  | 3109 |  |  | 0 |  |  |  | 0
2018 | NY | Fishers Island 1 | 57600 | NEWE | NPCC New England | DFO | 2.6 |  | 168 | 1751 | 0.2714 | 3.231 | 0.31 | Estimated using an emission factor | 1751 | 0.2714
2018 | NY | Five Falls | 2562 | NYUP | NPCC Upstate NY | WAT | 24 |  | 98665 |  |  | 0 |  |  |  | 0
2018 | NY | Flat Rock | 2563 | NYUP | NPCC Upstate NY | WAT | 5 |  | 19432 |  |  | 0 |  |  |  | 0
2018 | NY | Forestport | 50768 | NYUP | NPCC Upstate NY | WAT | 3.4 |  | 7231 |  |  | 0 |  |  |  | 0
2018 | NY | Fort Miller Hydroelectric Facility | 50514 | NYUP | NPCC Upstate NY | WAT | 5 |  | 22661 |  |  | 0 |  |  |  | 0
2018 | NY | Fourth Branch Hydroelectric Facility | 10467 | NYUP | NPCC Upstate NY | WAT | 3.3 |  | 15846 |  |  | 0 |  |  |  | 0
2018 | NY | Franklin (NY) | 2564 | NYUP | NPCC Upstate NY | WAT | 2 |  | 10657 |  |  | 0 |  |  |  | 0
2018 | NY | Franklin Solar Site | 62784 | NYUP | NPCC Upstate NY | SUN | 1.6 |  | 13 |  |  | 0 |  |  |  | 0
2018 | NY | Frey Rd #1 Community Solar Farm | 62504 | NYUP | NPCC Upstate NY | SUN | 2
2018 | NY | Frey Rd #2 Community Solar Farm | 62521 | NYUP | NPCC Upstate NY | SUN | 1.4
2018 | NY | Fulton Hydro | 2566 | NYUP | NPCC Upstate NY | WAT | 1.3 |  | 6375 |  |  | 0 |  |  |  | 0
2018 | NY | Fulton LFGTE Facility | 57003 | NYUP | NPCC Upstate NY | LFG | 3.2 |  | 13351 | 152055 | 1.1176 | 0.16742 | 0.0147 | Estimated using an emission factor | 152055 | 1.1176
2018 | NY | Furnace Rd Community Solar Farm | 62508 | NYUP | NPCC Upstate NY | SUN | 3
2018 | NY | Garnet Solar (NY) | 62843 | NYUP | NPCC Upstate NY | SUN | 1.9
2018 | NY | Gaskill Rd Community Solar Farm | 62474 | NYUP | NPCC Upstate NY | SUN | 5
2018 | NY | General Mills Inc | 54564 | NYUP | NPCC Upstate NY | NG | 3.8 | 0.3854 | 1618 | 8849.258 | 0.024262 | 0.02999 | 0.0054834 | NEI avg EF - PM, fuel type, firing type | 22961 | 0.062952
2018 | NY | Glen Park Hydroelectric Project | 50512 | NYUP | NPCC Upstate NY | WAT | 32.6 |  | 148036 |  |  | 0 |  |  |  | 0
2018 | NY | Glenwood Hydro | 2568 | NYUP | NPCC Upstate NY | WAT | 1.5 |  | 2601.999 |  |  | 0 |  |  |  | 0
2018 | NY | Gloversville Landfill Solar | 62357 | NYUP | NPCC Upstate NY | SUN | 5
2018 | NY | Good Samaritan Hospital | 61551 | NYUP | NPCC Upstate NY | DFO | 1.9 |  | 15 | 135.001 | 0.018758 | 2.5011 | 0.27789 | Estimated using an emission factor | 135.001 | 0.018758
2018 | NY | Goodyear Lake Plant | 50079 | NYUP | NPCC Upstate NY | WAT | 1.4 |  | 5392 |  |  | 0 |  |  |  | 0
2018 | NY | Gore Mountain Solar II | 61764 | NYUP | NPCC Upstate NY | SUN | 2 |  | 2665 |  |  | 0 |  |  |  | 0
2018 | NY | Gouldtown | 56704 | NYUP | NPCC Upstate NY | WAT | 2 |  | 7343 |  |  | 0 |  |  |  | 0
2018 | NY | Grahamsville | 2627 | NYUP | NPCC Upstate NY | WAT | 18 |  | 95279 |  |  | 0 |  |  |  | 0
2018 | NY | Granby | 2569 | NYUP | NPCC Upstate NY | WAT | 10 |  | 41172 |  |  | 0 |  |  |  | 0
2018 | NY | Green Island Hydroelectric Station | 61207 | NYUP | NPCC Upstate NY | WAT | 6 |  | 39779 |  |  | 0 |  |  |  | 0
2018 | NY | Greene County Meter #1 | 60463 | NEWE | NPCC New England | SUN | 1.6 |  | 234 |  |  | 0 |  |  |  | 0
2018 | NY | Greenport | 2681 | NYLI | NPCC Long Island | DFO | 10.1 |  | 40.001 | 408 | 0.063395 | 3.1697 | 0.31076 | Estimated using an emission factor | 408 | 0.063395
2018 | NY | Greenville CSG | 62759 | NYUP | NPCC Upstate NY | SUN | 2
2018 | NY | Hailesboro 4 Plant | 10544 | NYUP | NPCC Upstate NY | WAT | 1.4 |  | 10248 |  |  | 0 |  |  |  | 0
2018 | NY | Hamilton College | 61103 | NYUP | NPCC Upstate NY | SUN | 2
2018 | NY | Hampshire Paper | 10116 | NYUP | NPCC Upstate NY | WAT | 3.4 |  | 14869 |  |  | 0 |  |  |  | 0
2018 | NY | Hannawa | 2571 | NYUP | NPCC Upstate NY | WAT | 8 |  | 46490 |  |  | 0 |  |  |  | 0
2018 | NY | Harbec Energy | 62736 | NYUP | NPCC Upstate NY |  | 1.7 | [6 empty] | EPA/NEI; Estimated using an emission factor
2018 | NY | Hardscrabble Wind Power LLC | 57287 | NYUP | NPCC Upstate NY | WND | 74 |  | 173219 |  |  | 0 |  |  |  | 0
2018 | NY | Harford Solar Farm | 61030 | NYUP | NPCC Upstate NY | SUN | 2 |  | 2808 |  |  | 0 |  |  |  | 0
2018 | NY | Harris Lake | 2528 | NYUP | NPCC Upstate NY | DFO | 4.2 |  | 182 | 1967 | 0.30488 | 3.3504 | 0.31 | Estimated using an emission factor | 1967 | 0.30488
2018 | NY | Hecate Energy Columbia County Solar | 62273 | NYUP | NPCC Upstate NY | SUN | 60
2018 | NY | Herkimer | 52057 | NYUP | NPCC Upstate NY | WAT | 2 |  | 0
2018 | NY | Herrings | 2572 | NYUP | NPCC Upstate NY | WAT | 5.4 |  | 20957.001 |  |  | 0 |  |  |  | 0
2018 | NY | Heuvelton | 2573 | NYUP | NPCC Upstate NY | WAT | 1 |  | 3473 |  |  | 0 |  |  |  | 0
2018 | NY | Hewittville Hydroelectric | 50268 | NYUP | NPCC Upstate NY | WAT | 3 |  | 13397 |  |  | 0 |  |  |  | 0
2018 | NY | HGS Solar I | 61765 | NYUP | NPCC Upstate NY | SUN | 2 |  | 3009 |  |  | 0 |  |  |  | 0
2018 | NY | Hickory Grove #1 | 62831 | NYUP | NPCC Upstate NY | SUN | 2
2018 | NY | Hickory Grove #2 | 62832 | NYUP | NPCC Upstate NY | SUN | 1.7
2018 | NY | High Acres Gas Recovery | 50568 | NYUP | NPCC Upstate NY | LFG | 9.6 |  | 49312 | 542073 | 3.9843 | 0.16159 | 0.0147 | Estimated using an emission factor | 542073 | 3.9843
2018 | NY | High Bridge Wind Project | 62894 | NYUP | NPCC Upstate NY | WND | 100
2018 | NY | High Dam | 2574 | NYUP | NPCC Upstate NY | WAT | 11.9 |  | 30253.999 |  |  | 0 |  |  |  | 0
2018 | NY | High Falls - Croghan NY | 2575 | NYUP | NPCC Upstate NY | WAT | 6 |  | 31952.001 |  |  | 0 |  |  |  | 0
2018 | NY | High Falls - Saranac NY | 2530 | NYUP | NPCC Upstate NY | WAT | 15 |  | 50706 |  |  | 0 |  |  |  | 0
2018 | NY | High Sheldon Wind Farm | 56953 | NYUP | NPCC Upstate NY | WND | 112 |  | 246715 |  |  | 0 |  |  |  | 0
2018 | NY | Higley | 2576 | NYUP | NPCC Upstate NY | WAT | 12 |  | 34919 |  |  | 0 |  | EPA/NEI; Estimated using an emission factor |  | 0
2018 | NY | Hilton NY Co Gen Plant | 58815 | NYCW | NPCC NYC/Westchester | NG | 1.8 | 0.59404 | 9600 | 65331.665 | 0.013785 | 0.0028719 | 0.000422 | Estimated using an emission factor | 109978 | 0.023205
2018 | NY | Hofstra University | 51035 | NYLI | NPCC Long Island | NG | 2.2 | 1 | 0
2018 | NY | Hollow Dam Power Partnership | 10124 | NYUP | NPCC Upstate NY | WAT | 1 |  | 2833 |  |  | 0 |  |  |  | 0
2018 | NY | Holtsville Solar Project | 61902 | NYLI | NPCC Long Island | SUN | 1.2 |  | 1728 |  |  | 0 |  |  |  | 0
2018 | NY | Homer Street East | 62725 | NYUP | NPCC Upstate NY | SUN | 1.6
2018 | NY | Homer Street West | 62724 | NYUP | NPCC Upstate NY | SUN | 1.6
2018 | NY | Hospital Rd Community Solar Farm | 62155 | NYUP | NPCC Upstate NY | SUN | 1.4
2018 | NY | Houghton | 60454 | NYUP | NPCC Upstate NY | SUN | 2.6 |  | 2731 |  |  | 0 |  |  |  | 0
2018 | NY | Howard Wind Farm | 57867 | NYUP | NPCC Upstate NY | WND | 59.5 |  | 124985 |  |  | 0 |  |  |  | 0
2018 | NY | Hudson Falls Hydroelectric Project | 54953 | NYUP | NPCC Upstate NY | WAT | 44 |  | 201914 |  |  | 0 |  |  |  | 0
2018 | NY | Huntington Resource Recovery Facility | 50656 | NYLI | NPCC Long Island | MSW | 28 |  | 189102 | 3428744.834 | 0.80233 | 0.0084856 | 0.000468 | Estimated using an emission factor | 3428744.834 | 0.80233
2018 | NY | HVCC Cogen Plant | 58186 | NYUP | NPCC Upstate NY | DFO | 8.1 | 0.85152 | 12846.999 | 143208.905 | 5.7772 | 0.89938 | 0.080682 | Estimated using an emission factor | 168181 | 6.7846
2018 | NY | Hydraulic Race | 2578 | NYUP | NPCC Upstate NY | WAT | 3 |  | 9217 |  |  | 0 |  |  |  | 0
2018 | NY | Hyland LFGTE Facility | 56987 | NYUP | NPCC Upstate NY | LFG | 6.4 |  | 36092 | 382727.001 | 2.8131 | 0.15588 | 0.0147 | EPA/NEI; Estimated using an emission factor | 382727.001 | 2.8131
2018 | NY | Indian Point 2 | 2497 | NYCW | NPCC NYC/Westchester | NUC | 1299 |  | 8018479 |  |  | 0 |  |  |  | 0
2018 | NY | Indian Point 3 | 8907 | NYCW | NPCC NYC/Westchester | NUC | 1012 |  | 8300481 |  |  | 0 |  |  |  | 0
2018 | NY | Inghams | 2579 | NYUP | NPCC Upstate NY | WAT | 6 |  | 28373 |  |  | 0 |  |  |  | 0
2018 | NY | Iola Powerhouse & Cogeneration Facility | 62424 | NYUP | NPCC Upstate NY | NG | 4.2 | 0.29471 | 10074 | 79139.915 | 0.016698 | 0.0033152 | 0.000422 | Estimated using an emission factor | 268533.999 | 0.05666
2018 | NY | IRE Solar I, LLC | 61717 | NYUP | NPCC Upstate NY | SUN | 1 |  | 1100 |  |  | 0 |  |  |  | 0
2018 | NY | Jamaica Bay Peaking | 56141 | NYLI | NPCC Long Island | KER | 60.5 |  | 9476 | 100259 | 1.3628 | 0.28763 | 0.027185 | NEI avg EF - PM, fuel type | 100259 | 1.3628
2018 | NY | James A Fitzpatrick | 6110 | NYUP | NPCC Upstate NY | NUC | 883.3 |  | 6527781 |  |  | 0 |  |  |  | 0
2018 | NY | Jarvis (Hinckley) | 808 | NYUP | NPCC Upstate NY | WAT | 9 |  | 25687 |  |  | 0 |  |  |  | 0
2018 | NY | Jefferson-Lewis BOCES Solar | 60819 | NYUP | NPCC Upstate NY | SUN | 2 |  | 518 |  |  | 0 |  |  |  | 0
2018 | NY | Jericho Rise Wind Farm LLC | 59629 | NYUP | NPCC Upstate NY | WND | 77.7 |  | 225044 |  |  | 0 |  |  |  | 0
2018 | NY | JLL-One Rockwood Road | 62446 | NYCW | NPCC NYC/Westchester | DFO | 3
2018 | NY | Johnsonville Dam | 2580 | NYUP | NPCC Upstate NY | WAT | 4 |  | 7271 |  |  | 0 |  |  |  | 0
2018 | NY | Johnstown | 61888 | NYUP | NPCC Upstate NY | SUN | 2 |  | 2492 |  |  | 0 |  |  |  | 0
2018 | NY | Jordanville Wind Farm | 56398 | NYUP | NPCC Upstate NY | WND | 80
2018 | NY | Kamargo | 2581 | NYUP | NPCC Upstate NY | WAT | 6 |  | 20915.001 |  |  | 0 |  |  |  | 0
2018 | NY | KCE NY 1 | 62147 | NYUP | NPCC Upstate NY | MWH | 20
2018 | NY | Kearsarge Johnstown 1 | 62549 | NYUP | NPCC Upstate NY | SUN | 1.5 |  | 21 |  |  | 0 |  |  |  | 0
2018 | NY | Kearsarge Johnstown 2 | 62556 | NYUP | NPCC Upstate NY | SUN | 2 |  | 56 |  |  | 0 |  |  |  | 0
2018 | NY | Kearsarge Oppenheim CSG | 61917 | NYUP | NPCC Upstate NY | SUN | 1.4 |  | 767 |  |  | 0 |  |  |  | 0
2018 | NY | Kelly Bridge Road Community Solar Farm | 62154 | NYUP | NPCC Upstate NY | SUN | 2
2018 | NY | Kensico | 650 | NYCW | NPCC NYC/Westchester | WAT | 3
2018 | NY | Kent Falls | 2532 | NYUP | NPCC Upstate NY | WAT | 12.4 |  | 57842.001 |  |  | 0 |  |  |  | 0
2018 | NY | Keuka | 2533 | NYUP | NPCC Upstate NY | WAT | 2
2018 | NY | Kinder Morgan Fordham | 62614 | NYCW | NPCC NYC/Westchester | SUN | 1.7 |  | 4154 |  |  | 0 |  |  |  | 0
2018 | NY | Kings Falls Hydroelectric | 10872 | NYUP | NPCC Upstate NY | WAT | 1.6 |  | 1931 |  |  | 0 |  |  |  | 0
2018 | NY | Kings Park Solar I | 59880 | NYLI | NPCC Long Island | SUN | 2
2018 | NY | Kings Park Solar II | 59881 | NYLI | NPCC Long Island | SUN | 2
2018 | NY | Kingsbrook Jewish Medical Center | 62050 | NYCW | NPCC NYC/Westchester | DFO | 1.7 |  | 16 | 161.001 | 0.024955 | 3.1194 | 0.31 | Estimated using an emission factor | 161.001 | 0.024955
2018 | NY | Kosterville | 56705 | NYUP | NPCC Upstate NY | WAT | 1 |  | 1624 |  |  | 0 |  |  |  | 0
2018 | NY | Lachute Hydro Lower | 10752 | NYUP | NPCC Upstate NY | WAT | 3.8 |  | 15072 |  |  | 0 |  |  |  | 0
2018 | NY | Lachute Hydro Upper | 10753 | NYUP | NPCC Upstate NY | WAT | 5.2 |  | 15072 |  |  | 0 |  |  |  | 0
2018 | NY | Leavenworth Greenworks LLC | 59276 | NYLI | NPCC Long Island | SUN | 9.5 |  | 16931 |  |  | 0 |  |  |  | 0
2018 | NY | Lederle Laboratories | 10521 | NYUP | NPCC Upstate NY | NG | 23.4 | 0.28865 | 120428.41 | 691092.035 | 2.4497 | 0.040683 | 0.0070894 | EPA/NEI; Estimated using an emission factor | 2394240.4 | 8.4869
2018 | NY | Letchworth Solar Project | 61389 | NYUP | NPCC Upstate NY | SUN | 1.2 |  | 1290 |  |  | 0 |  |  |  | 0
2018 | NY | Lewiston Niagara | 2692 | NYUP | NPCC Upstate NY | WAT | 240 |  | -230136.996 |  |  | 0 |  |  |  | 0
2018 | NY | Lichtenthal | 61469 | NYUP | NPCC Upstate NY | SUN | 2 |  | 985 |  |  | 0 |  |  |  | 0
2018 | NY | Lighthouse Hill | 2582 | NYUP | NPCC Upstate NY | WAT | 8 |  | 25230 |  |  | 0 |  |  |  | 0
2018 | NY | Lincoln Ave Solar Project | 61899 | NYLI | NPCC Long Island | SUN | 2 |  | 0
2018 | NY | Little Falls Hydro | 51034 | NYUP | NPCC Upstate NY | WAT | 13 |  | 57185 |  |  | 0 |  |  |  | 0
2018 | NY | Lockheed Martin RMS Syracuse | 61739 | NYUP | NPCC Upstate NY | MWH | 1 |  | 0
2018 | NY | Long Island Solar Farm LLC | 57589 | NYLI | NPCC Long Island | SUN | 31.5 |  | 48760 |  |  | 0 |  |  |  | 0
2018 | NY | Longfalls Facility | 54548 | NYUP | NPCC Upstate NY | WAT | 3.3 |  | 4366 |  |  | 0 |  |  |  | 0
2018 | NY | Lovett | 2629 | NYUP | NPCC Upstate NY |  | 449.1
2018 | NY | Lower Beaver Falls Project | 54691 | NYUP | NPCC Upstate NY | WAT | 1 |  | 4723 |  |  | 0 |  |  |  | 0
2018 | NY | Lower Saranac Hydroelectric Facility | 10214 | NYUP | NPCC Upstate NY | WAT | 6.7 |  | 22486 |  |  | 0 |  |  |  | 0
2018 | NY | Lyons Falls Hydroelectric | 56703 | NYUP | NPCC Upstate NY | WAT | 5.5 |  | 24990.001 |  |  | 0 |  |  |  | 0
2018 | NY | Lyonsdale Associates | 50652 | NYUP | NPCC Upstate NY | WAT | 3 |  | 8608 |  |  | 0 |  |  |  | 0
2018 | NY | MacArthur Waste to Energy Facility | 51038 | NYLI | NPCC Long Island | MSW | 12.5 | 1 | 55727 | 1601748.45 | 0.12494 | 0.0044839 | 0.000156 | Estimated using an emission factor | 1601748.45 | 0.12494
2018 | NY | Macomb | 2583 | NYUP | NPCC Upstate NY | WAT | 1 |  | 6317 |  |  | 0 |  |  |  | 0
2018 | NY | Madison County | 61725 | NYUP | NPCC Upstate NY | SUN | 1.8 |  | 2587 |  |  | 0 |  |  |  | 0
2018 | NY | Madison Windpower LLC | 55769 | NYUP | NPCC Upstate NY | WND | 11.5 |  | 18523 |  |  | 0 |  |  |  | 0
2018 | NY | Maimonides Medical Center | 62174 | NYCW | NPCC NYC/Westchester | DFO | 3.9 |  | 22.001 | 227.999 | 0.035495 | 3.2267 | 0.31136 | Estimated using an emission factor | 227.999 | 0.035495
2018 | NY | Malone Solar Site | 62785 | NYUP | NPCC Upstate NY | SUN | 1.1 |  | 9 |  |  | 0 |  |  |  | 0
2018 | NY | Maple Ridge Wind Farm | 56290 | NYUP | NPCC Upstate NY | WND | 322 |  | 739631.001 |  |  | 0 |  |  |  | 0
2018 | NY | Marble River Wind Farm | 56857 | NYUP | NPCC Upstate NY | WND | 215 |  | 486826 |  |  | 0 |  |  |  | 0
2018 | NY | Marsh Hill Wind Farm | 58768 | NYUP | NPCC Upstate NY | WND | 16.2 |  | 45405 |  |  | 0 |  |  |  | 0
2018 | NY | Mattas Farms | 62303 | NYUP | NPCC Upstate NY | SUN | 2 |  | 137 |  |  | 0 |  |  |  | 0
2018 | NY | Mechanicville Hydroelectric Station | 62322 | NYUP | NPCC Upstate NY | WAT | 4 |  | 21912 |  |  | 0 |  |  |  | 0
2018 | NY | MER Queens | 62576 | NYCW | NPCC NYC/Westchester | NG | 1.2 |  | 0
2018 | NY | Mercy Medical Center | 58163 | NYLI | NPCC Long Island | DFO | 3 |  | 6 | 166.999 | 0.025885 | 8.6283 | 0.31 | EPA/NEI; Estimated using an emission factor | 166.999 | 0.025885
2018 | NY | Middle Falls Hydro | 10219 | NYUP | NPCC Upstate NY | WAT | 2.2 |  | 12530 |  |  | 0 |  |  |  | 0
2018 | NY | Mill C | 6486 | NYUP | NPCC Upstate NY | WAT | 6 |  | 27036 |  |  | 0 |  |  |  | 0
2018 | NY | Mill Seat Renewable Energy Facility | 61012 | NYUP | NPCC Upstate NY | LFG | 6.4 |  | 52787 | 647060 | 4.7559 | 0.18019 | 0.0147 | Estimated using an emission factor | 647060 | 4.7559
2018 | NY | Millbrook School | 59789 | NYUP | NPCC Upstate NY | SUN | 1.4 |  | 1814 |  |  | 0 |  |  |  | 0
2018 | NY | Minetto | 2586 | NYUP | NPCC Upstate NY | WAT | 10 |  | 26679 |  |  | 0 |  |  |  | 0
2018 | NY | Minisink Community Solar 2 LLC | 62146 | NYUP | NPCC Upstate NY | SUN | 2.8 |  | 149 |  |  | 0 |  |  |  | 0
2018 | NY | Minisink Solar 1 LLC | 62145 | NYUP | NPCC Upstate NY | SUN | 1.8 |  | 102 |  |  | 0 |  |  |  | 0
2018 | NY | MM Albany Energy | 55155 | NYUP | NPCC Upstate NY | LFG | 5.9 |  | 28849.001 | 318817 | 2.3433 | 0.16245 | 0.0147 | Estimated using an emission factor | 318817 | 2.3433
2018 | NY | Model City Energy Facility | 55757 | NYUP | NPCC Upstate NY | LFG | 5.6 | 1 | 39277 | 542398.997 | 3.9867 | 0.203 | 0.0147 | Estimated using an emission factor | 542398.997 | 3.9867
2018 | NY | Modern Innovative Energy LLC | 56323 | NYUP | NPCC Upstate NY | LFG | 12.8 |  | 19987 | 220594 | 1.6214 | 0.16224 | 0.0147 | EPA/NEI; Estimated using an emission factor | 220594 | 1.6214
2018 | NY | Mongaup | 2630 | NYUP | NPCC Upstate NY | WAT | 7.3 |  | 15147.001 |  |  | 0 |  |  |  | 0
2018 | NY | Monroe Community College Plant | 58201 | NYUP | NPCC Upstate NY | NG | 6.2 | 0.38346 | 11343.001 | 66669.07 | 0.014067 | 0.0024803 | 0.000422 | Estimated using an emission factor | 173863 | 0.036685
2018 | NY | Monroe County Sites A & B | 61509 | NYUP | NPCC Upstate NY | SUN | 3.4 |  | 4513 |  |  | 0 |  |  |  | 0
2018 | NY | Monroe County Sites C, D, & E | 61510 | NYUP | NPCC Upstate NY | SUN | 6 |  | 8814 |  |  | 0 |  |  |  | 0
2018 | NY | Monroe Livingston Gas Recovery | 50565 | NYUP | NPCC Upstate NY | LFG | 2.4 |  | 7680 | 105887 | 0.77828 | 0.20268 | 0.0147 | EPA/NEI; Estimated using an emission factor | 105887 | 0.77828
2018 | NY | Montauk | 2515 | NYLI | NPCC Long Island | DFO | 6
2018 | NY | Montauk Energy Storage Center | 62734 | NYLI | NPCC Long Island | MWH | 5
2018 | NY | Montefieor Medical Center Moses Division | 58507 | NYCW | NPCC NYC/Westchester | NG | 18 | 0.27126 | 30794.999 | 231109.743 | 1.2829 | 0.083319 | 0.011102 | EPA/NEI; Estimated using an emission factor | 852002.998 | 4.7295
2018 | NY | Montefiore - Westchester Square | 61025 | NYCW | NPCC NYC/Westchester | DFO | 1 |  | 0
2018 | NY | Montefiore Mount Vernon Hospital | 62589 | NYCW | NPCC NYC/Westchester | DFO | 1.1
2018 | NY | Moose River | 10196 | NYUP | NPCC Upstate NY | WAT | 12.6 |  | 47396 |  |  | 0 |  |  |  | 0
2018 | NY | Moshier | 2588 | NYUP | NPCC Upstate NY | WAT | 8 |  | 42081 |  |  | 0 |  |  |  | 0
2018 | NY | Mount Sinai Beth Israel | 61569 | NYCW | NPCC NYC/Westchester | DFO | 4.8 |  | 42 | 526.001 | 0.08184 | 3.8971 | 0.31118 | Estimated using an emission factor | 526.001 | 0.08184
2018 | NY | Mount Sinai Hospital | 61416 | NYCW | NPCC NYC/Westchester | DFO | 18.7 |  | 150.998 | 943.999 | 0.12233 | 1.6202 | 0.25917 | EPA/NEI; Estimated using an emission factor | 943.999 | 0.12233
2018 | NY | Mt Ida Hydroelectric | 50031 | NYUP | NPCC Upstate NY | WAT | 3 |  | 8540 |  |  | 0 |  |  |  | 0
2018 | NY | Mt.Sinai-St.Lukes Roosevelt Hosp. Center | 62453 | NYCW | NPCC NYC/Westchester | DFO | 6.6
2018 | NY | Munnsville Wind Farm LLC | 56594 | NYUP | NPCC Upstate NY | WND | 34.5 |  | 58006 |  |  | 0 |  |  |  | 0
2018 | NY | Musgrave East Solar Farm | 61003 | NYUP | NPCC Upstate NY | SUN | 2 |  | 3101 |  |  | 0 |  |  |  | 0
2018 | NY | Musgrave West Solar Farm | 61015 | NYUP | NPCC Upstate NY | SUN | 2 |  | 3129 |  |  | 0 |  |  |  | 0
2018 | NY | Nanticoke LFG | 59816 | NYUP | NPCC Upstate NY | LFG | 4 |  | 20950 | 335804 | 2.4682 | 0.23562 | 0.0147 | Estimated using an emission factor | 335804 | 2.4682
2018 | NY | Neversink | 2483 | NYUP | NPCC Upstate NY | WAT | 25 |  | 7279 |  |  | 0 |  |  |  | 0
2018 | NY | New York Methodist Hospital | 52091 | NYCW | NPCC NYC/Westchester | DFO | 7.7 | 1 | 18.001 | 189.002 | 0.02914 | 3.2376 | 0.30836 | EPA/NEI; Estimated using an emission factor | 189.002 | 0.02914
2018 | NY | New York Presbyterian Hospital-168th St | 61026 | NYCW | NPCC NYC/Westchester | DFO | 11.9 |  | 35 | 340 | 0.0527 | 3.0114 | 0.31 | Estimated using an emission factor | 340 | 0.0527
2018 | NY | New York Presbyterian-The Allen Hospital | 62650 | NYCW | NPCC NYC/Westchester | DFO | 1
2018 | NY | New York State Dam Hydro | 10221 | NYUP | NPCC Upstate NY | WAT | 11.4 |  | 53584 |  |  | 0 |  |  |  | 0
2018 | NY | New York University Central Plant | 54808 | NYCW | NPCC NYC/Westchester | NG | 19 | 1 | 92994 | 926684 | 2.6672 | 0.057363 | 0.0057564 | EPA/NEI; Estimated using an emission factor | 926684 | 2.6672
2018 | NY | Newfield Community Solar LLC | 62582 | NYUP | NPCC Upstate NY | SUN | 6
2018 | NY | Newport Hydro | 50354 | NYUP | NPCC Upstate NY | WAT | 1.7 |  | 5890.001 |  |  | 0 |  |  |  | 0
2018 | NY | Nine Mile Point Nuclear Station | 2589 | NYUP | NPCC Upstate NY | NUC | 1901.1 |  | 15382830 |  |  | 0 |  |  |  | 0
2018 | NY | NISA Electric Generation Project | 61331 | NYCW | NPCC NYC/Westchester | NG | 92.5
2018 | NY | Noble Altona Windpark LLC | 56901 | NYUP | NPCC Upstate NY | WND | 97.5 |  | 168488 |  |  | 0 |  |  |  | 0
2018 | NY | Noble Bellmont Windpark LLC | 56903 | NYUP | NPCC Upstate NY | WND | 21
2018 | NY | Noble Bliss Windpark LLC | 56620 | NYUP | NPCC Upstate NY | WND | 100.5 |  | 192710 |  |  | 0 |  |  |  | 0
2018 | NY | Noble Chateaugay Windpark LLC | 56904 | NYUP | NPCC Upstate NY | WND | 106.5 |  | 190821 |  |  | 0 |  |  |  | 0
2018 | NY | Noble Clinton Windpark LLC | 56618 | NYUP | NPCC Upstate NY | WND | 100.5 |  | 146834 |  |  | 0 |  |  |  | 0
2018 | NY | Noble Ellenburg Windpark LLC | 56619 | NYUP | NPCC Upstate NY | WND | 81 |  | 143878 |  |  | 0 |  |  |  | 0
2018 | NY | Noble Wethersfield Windpark LLC | 56902 | NYUP | NPCC Upstate NY | WND | 126 |  | 257253 |  |  | 0 |  |  |  | 0
2018 | NY | Norfolk | 2590 | NYUP | NPCC Upstate NY | WAT | 5 |  | 22390 |  |  | 0 |  |  |  | 0
2018 | NY | Normanskill Hydro Project | 50123 | NYUP | NPCC Upstate NY | WAT | 1.2 |  | 2578 |  |  | 0 |  |  |  | 0
2018 | NY | North County | 58788 | NYLI | NPCC Long Island | SUN | 1 |  | 1042 |  |  | 0 |  |  |  | 0
2018 | NY | North Slope, LLC | 60420 | NYUP | NPCC Upstate NY | WND | 200
2018 | NY | Northern Westchester Hospital | 61378 | NYUP | NPCC Upstate NY | DFO | 5.6 |  | 0
2018 | NY | Norwood | 2591 | NYUP | NPCC Upstate NY | WAT | 2 |  | 10051 |  |  | 0 |  |  |  | 0
2018 | NY | NY - Presbyt. Hospital - 525 E 68TH St | 61238 | NYUP | NPCC Upstate NY | NG | 18.4 | 0.98256 | 46471.999 | 551267.38 | 2.0326 | 0.087477 | 0.0073744 | EPA/NEI; Estimated using an emission factor | 561051.999 | 2.0687
2018 | NY | NY Times Daily Production Facility | 61414 | NYCW | NPCC NYC/Westchester | DFO | 12 |  | 192 | 2604 | 0.40362 | 4.2044 | 0.31 | Estimated using an emission factor | 2604 | 0.40362
2018 | NY | NYC-HH - CONEY ISLAND HOSPITAL | 61413 | NYCW | NPCC NYC/Westchester | DFO | 2.8 |  | 145 | 1471 | 0.22801 | 3.1449 | 0.31 | Estimated using an emission factor | 1471 | 0.22801
2018 | NY | NYC-HH-New Bellevue Hospital | 62250 | NYCW | NPCC NYC/Westchester | DFO | 6 |  | 237.999 | 2388 | 0.36998 | 3.1091 | 0.30987 | Estimated using an emission factor | 2388 | 0.36998
2018 | NY | NYPH-Queens | 62271 | NYCW | NPCC NYC/Westchester | DFO | 4.5 |  | 32 | 323 | 0.050375 | 3.1484 | 0.31192 | Estimated using an emission factor | 323 | 0.050375
2018 | NY | NYP-Hudson Valley Hospital Center | 62421 | NYCW | NPCC NYC/Westchester | DFO | 2.3 |  | 33 | 333.999 | 0.05177 | 3.1376 | 0.31 | EPA/NEI; Estimated using an emission factor | 333.999 | 0.05177
2018 | NY | NYP-Lower Manhattan Hospital | 62366 | NYCW | NPCC NYC/Westchester | DFO | 1.5 |  | 8 | 105 | 0.016275 | 4.0687 | 0.31 | Estimated using an emission factor | 105 | 0.016275
2018 | NY | NYU LANGONE HEALTH | 61488 | NYCW | NPCC NYC/Westchester | NG | 18 |  | 62863 | 891507 | 2.4442 | 0.077764 | 0.0054834 | NEI avg EF - PM, fuel type, firing type | 891507 | 2.4442
2018 | NY | NYU Luthern Medical Center | 54769 | NYCW | NPCC NYC/Westchester | DFO | 4.6 | 0.49109 | 38 | 205.276 | 0.020719 | 1.0905 | 0.20187 | Estimated using an emission factor | 418 | 0.042191
2018 | NY | OBP Cogen | 57798 | NYCW | NPCC NYC/Westchester | NG | 4.6 | 0.51373 | 32944 | 186304.539 | 0.51079 | 0.03101 | 0.0054834 | NEI avg EF - PM, fuel type, firing type | 362649 | 0.99427
2018 | NY | Oceanside Energy | 50348 | NYLI | NPCC Long Island | LFG | 4.2
2018 | NY | Ogdensburg | 52058 | NYUP | NPCC Upstate NY | WAT | 3.5 |  | 9174 |  |  | 0 |  |  |  | 0
2018 | NY | Oneida - South | 60455 | NYUP | NPCC Upstate NY | SUN | 1.9 |  | 2716 |  |  | 0 |  |  |  | 0
2018 | NY | Oneida - West | 60456 | NYUP | NPCC Upstate NY | SUN | 1.9 |  | 2717 |  |  | 0 |  |  |  | 0
2018 | NY | Oneida County- DPW | 60114 | NEWE | NPCC New England | SUN | 1.5 |  | 1361 |  |  | 0 |  |  |  | 0
2018 | NY | Oneida Herkimer | 57404 | NYUP | NPCC Upstate NY | LFG | 3.2 |  | 27099 | 288713 | 2.122 | 0.15661 | 0.0147 | Estimated using an emission factor | 288713 | 2.122
2018 | NY | Onondaga County - Metro Water Board | 60097 | NYUP | NPCC Upstate NY | SUN | 1 |  | 921 |  |  | 0 |  |  |  | 0
2018 | NY | Onondaga County - Oak Orchard WWTP | 60098 | NYUP | NPCC Upstate NY | SUN | 2 |  | 653 |  |  | 0 |  |  |  | 0
2018 | NY | Onondaga County- Clearwater | 60462 | NEWE | NPCC New England | SUN | 2 |  | 2765 |  |  | 0 |  |  |  | 0
2018 | NY | Onondaga County- Jamesville | 60232 | NYUP | NPCC Upstate NY | SUN | 2 |  | 1676 |  |  | 0 |  |  |  | 0
2018 | NY | Onondaga County Resource Recovery | 50662 | NYUP | NPCC Upstate NY | MSW | 39.5 |  | 216103 | 3899964.757 | 1.2168 | 0.011261 | 0.000624 | Estimated using an emission factor | 3899964.757 | 1.2168
2018 | NY | Onondaga Energy Partners LP | 50346 | NYUP | NPCC Upstate NY | LFG | 0.7
2018 | NY | Ontario LFGTE | 56250 | NYUP | NPCC Upstate NY | LFG | 11.2 |  | 71686.003 | 896415.002 | 6.5887 | 0.18382 | 0.0147 | Estimated using an emission factor | 896415.002 | 6.5887
2018 | NY | Onyx - Lamphear Road CSG | 60967 | NYUP | NPCC Upstate NY | SUN | 2 |  | 2751 |  |  | 0 |  |  |  | 0
2018 | NY | Onyx - Saratoga Springs Landfill Solar CSG | 61724 | NYUP | NPCC Upstate NY | SUN | 2 |  | 2692 |  |  | 0 |  |  |  | 0
2018 | NY | Orange County Solar Farm (NY) | 60229 | NEWE | NPCC New England | SUN | 1.5 |  | 1703 |  |  | 0 |  |  |  | 0
2018 | NY | Oswegatchie | 58678 | NYUP | NPCC Upstate NY | WAT | 1.8 |  | 6652 |  |  | 0 |  |  |  | 0
2018 | NY | Oswego County - Fulton Solar | 60818 | NYUP | NPCC Upstate NY | SUN | 2 |  | 0
2018 | NY | Oswego County Energy Recovery | 50907 | NYUP | NPCC Upstate NY | MSW | 3.6 | 0.070318 | 8305.14 | 47462.119 | 3.7021 | 0.89151 | 0.156 | Estimated using an emission factor | 674966 | 52.6473
2018 | NY | Oswego Falls East | 2595 | NYUP | NPCC Upstate NY | WAT | 6 |  | 25730.001 |  |  | 0 |  |  |  | 0
2018 | NY | Oswego Falls West | 2596 | NYUP | NPCC Upstate NY | WAT | 4 |  | 8028 |  |  | 0 |  | EPA/NEI; Estimated using an emission factor |  | 0
2018 | NY | Owens Corning at Bethlehem | 58550 | NYUP | NPCC Upstate NY | SUN | 2 |  | 3138 |  |  | 0 |  |  |  | 0
2018 | NY | Oyster Bay Energy Partners LP | 50345 | NYLI | NPCC Long Island | LFG | 1.4
2018 | NY | Parishville | 2597 | NYUP | NPCC Upstate NY | WAT | 3 |  | 19836 |  |  | 0 |  |  |  | 0
2018 | NY | Pasto Solar | 62389 | NYUP | NPCC Upstate NY | SUN | 16
2018 | NY | Peak Power 1 Cogen | 57789 | NYCW | NPCC NYC/Westchester | NG | 6.3 | 0.49664 | 507 | 2772.745 | 0.00058505 | 0.0023079 | 0.000422 | Estimated using an emission factor | 5583 | 0.001178
2018 | NY | Philadlephia | 10197 | NYUP | NPCC Upstate NY | WAT | 3.6 |  | 10197 |  |  | 0 |  |  |  | 0
2018 | NY | Phoenix Hydro Project | 54865 | NYUP | NPCC Upstate NY | WAT | 3.2 |  | 10370 |  |  | 0 |  |  |  | 0
2018 | NY | Piercefield | 2598 | NYUP | NPCC Upstate NY | WAT | 2.7 |  | 15229.999 |  |  | 0 |  |  |  | 0
2018 | NY | Plant No 1 Freeport | 2678 | NYLI | NPCC Long Island | DFO | 13.2 |  | 90 | 1708.999 | 0.26474 | 5.8831 | 0.30982 | EPA/NEI; Estimated using an emission factor | 1708.999 | 0.26474
2018 | NY | Podunk Road | 62834 | NYUP | NPCC Upstate NY | SUN | 2.2
2018 | NY | Pool Brook Rd Community Solar Farm | 62156 | NYUP | NPCC Upstate NY | SUN | 2
2018 | NY | Port Leyden Hydroelectric Project | 10817 | NYUP | NPCC Upstate NY | WAT | 1 |  | 4817 |  |  | 0 |  |  |  | 0
2018 | NY | Port Richmond WWT Solar | 58647 | NYCW | NPCC NYC/Westchester | SUN | 1 |  | 1435 |  |  | 0 |  |  |  | 0
2018 | NY | Prospect | 2599 | NYUP | NPCC Upstate NY | WAT | 19 |  | 79002 |  |  | 0 |  |  |  | 0
2018 | NY | Pyrites Plant | 10547 | NYUP | NPCC Upstate NY | WAT | 8.2 |  | 24075.999 |  |  | 0 |  |  |  | 0
2018 | NY | R E Ginna Nuclear Power Plant | 6122 | NYUP | NPCC Upstate NY | NUC | 614 |  | 4689440 |  |  | 0 |  |  |  | 0
2018 | NY | Rainbow Falls Auscble | 6526 | NYUP | NPCC Upstate NY | WAT | 2.6 |  | 0
2018 | NY | Rainbow Falls Hydro | 2600 | NYUP | NPCC Upstate NY | WAT | 25 |  | 99484 |  |  | 0 |  |  |  | 0
2018 | NY | Raymondville | 2601 | NYUP | NPCC Upstate NY | WAT | 2 |  | 10611 |  |  | 0 |  |  |  | 0
2018 | NY | ReEnergy Lyonsdale Biomass | 54526 | NYUP | NPCC Upstate NY | WDS | 21.1 | 1 | 0 | 0 | 0 |  |  | NEI avg EF - PM, fuel type | 0 | 0
2018 | NY | Regeneron Pharmaceuticals Inc. | 62423 | NYCW | NPCC NYC/Westchester | DFO | 15.4 |  | 513.001 | 4535.998 | 0.63946 | 2.493 | 0.28195 | Estimated using an emission factor | 4535.998 | 0.63946
2018 | NY | Regeneron Tarrytown | 62456 | NYCW | NPCC NYC/Westchester | NG | 1.5 |  | 2622 | 16524 | 0 | 0 | 0 | Estimated using an emission factor | 16524 | 0
2018 | NY | Rio | 2631 | NYUP | NPCC Upstate NY | WAT | 10.8 |  | 42307 |  |  | 0 |  |  |  | 0
2018 | NY | Ripley Westfield Wind LLC | 57193 | NYUP | NPCC Upstate NY | WND | 75
2018 | NY | RIT Henrietta Solar 1, LLC | 62810 | NYUP | NPCC Upstate NY | SUN | 1.6 |  | 3525 |  |  | 0 |  |  |  | 0
2018 | NY | Riverhead | 58789 | NYLI | NPCC Long Island | SUN | 1.5 |  | 1833 |  |  | 0 |  |  |  | 0
2018 | NY | Riverhead Solar Farm | 62017 | NYLI | NPCC Long Island | SUN | 20
2018 | NY | Roaring Brook, LLC | 61041 | NYUP | NPCC Upstate NY | WND | 78
2018 | NY | Robert Moses Niagara | 2693 | NYUP | NPCC Upstate NY | WAT | 2429.1 |  | 16773383.999 |  |  | 0 |  |  |  | 0
2018 | NY | Robert Moses Power Dam | 2694 | NYUP | NPCC Upstate NY | WAT | 912 |  | 7639552.992 |  |  | 0 |  |  |  | 0
2018 | NY | Rochester 2 | 2639 | NYUP | NPCC Upstate NY | WAT | 8.5 |  | 23022 |  |  | 0 |  |  |  | 0
2018 | NY | Rochester 26 | 2638 | NYUP | NPCC Upstate NY | WAT | 3 |  | 11436 |  |  | 0 |  |  |  | 0
2018 | NY | Rochester 3 | 2640 | NYUP | NPCC Upstate NY | DFO | 19
2018 | NY | Rochester 5 | 2641 | NYUP | NPCC Upstate NY | WAT | 43.6 |  | 3048.001 |  |  | 0 |  |  |  | 0
2018 | NY | Rochester 7 | 2642 | NYUP | NPCC Upstate NY | BIT | 252.6
2018 | NY | Rochester 9 | 2644 | NYUP | NPCC Upstate NY | NG | 19
2018 | NY | Rockland Bakery Inc. | 62619 | NYCW | NPCC NYC/Westchester |  | 3.9
2018 | NY | Rolling Upland Wind Farm LLC | 62262 | NYUP | NPCC Upstate NY | WND | 60
2018 | NY | Route 14A CDG Solar North and South LLC | 62580 | NYUP | NPCC Upstate NY | SUN | 4 |  | 0
2018 | NY | Route 19 #1 Community Solar Farm | 62500 | NYUP | NPCC Upstate NY | SUN | 2
2018 | NY | Route 19 #2 Community Solar Farm | 62502 | NYUP | NPCC Upstate NY | SUN | 5
2018 | NY | Route 22 Community Solar Farm | 62524 | NYUP | NPCC Upstate NY | SUN | 3.7
2018 | NY | Route 5 & 20 Community Solar Farm | 62523 | NYUP | NPCC Upstate NY | SUN | 2.3
2018 | NY | Sacket Lake Rd #1 Community Solar Farm | 62158 | NYUP | NPCC Upstate NY | SUN | 2
2018 | NY | Sacket Lake Rd #2 Community Solar Farm | 62159 | NYUP | NPCC Upstate NY | SUN | 1.7
2018 | NY | Saint Catherine of Siena Medical Center | 62003 | NYCW | NPCC NYC/Westchester | DFO | 2.2 |  | 11 | 110 | 0.01705 | 3.1 | 0.31 | Estimated using an emission factor | 110 | 0.01705
2018 | NY | Schaghticoke | 2606 | NYUP | NPCC Upstate NY | WAT | 16 |  | 69666 |  |  | 0 |  |  |  | 0
2018 | NY | School Street | 2605 | NYUP | NPCC Upstate NY | WAT | 42 |  | 148633.001 |  |  | 0 |  |  |  | 0
2018 | NY | Schuylerville | 2607 | NYUP | NPCC Upstate NY | WAT | 2 |  | 1241 |  |  | 0 |  |  |  | 0
2018 | NY | Seneca Energy | 54782 | NYUP | NPCC Upstate NY | LFG | 24 | 1 | 106725 | 1297892.996 | 9.5395 | 0.17877 | 0.0147 | EPA/NEI; Estimated using an emission factor | 1297892.996 | 9.5395
2018 | NY | Seneca Falls Hydroelectric Project | 61641 | NYUP | NPCC Upstate NY | WAT | 5.1 |  | 16911.999 |  |  | 0 |  |  |  | 0
2018 | NY | Seneca Nation Cattaraugus Wind Turbine | 61734 | NYUP | NPCC Upstate NY | WND | 1.5 |  | 3092 |  |  | 0 |  |  |  | 0
2018 | NY | Sewalls | 2608 | NYUP | NPCC Upstate NY | WAT | 2 |  | 7579 |  |  | 0 |  |  |  | 0
2018 | NY | Sharon Springs | 61903 | NYUP | NPCC Upstate NY | SUN | 2 |  | 2218 |  |  | 0 |  |  |  | 0
2018 | NY | Sherman Island | 2609 | NYUP | NPCC Upstate NY | WAT | 36.3 |  | 170388 |  |  | 0 |  |  |  | 0
2018 | NY | Shoreham | 2518 | NYLI | NPCC Long Island | DFO | 71.5 |  | 2434 | 36476 | 0.31478 | 0.25865 | 0.017259 | NEI avg EF - PM, fuel type, firing type | 36476 | 0.31478
2018 | NY | Shoreham Solar Commons | 60045 | NYLI | NPCC Long Island | SUN | 24.9 |  | 22416 |  |  | 0 |  |  |  | 0
2018 | NY | Sissonville Hydro | 10220 | NYUP | NPCC Upstate NY | WAT | 3 |  | 13778 |  |  | 0 |  |  |  | 0
2018 | NY | Skidmore College | 60425 | NYUP | NPCC Upstate NY | SUN | 2 |  | 2350 |  |  | 0 |  |  |  | 0
2018 | NY | SL Babylon | 61487 | NYLI | NPCC Long Island | SUN | 9 |  | 13475 |  |  | 0 |  |  |  | 0
2018 | NY | Smithtown Energy Partners LP | 50344 | NYLI | NPCC Long Island | LFG | 1.4
2018 | NY | Soft Maple | 2610 | NYUP | NPCC Upstate NY | WAT | 16 |  | 39200 |  |  | 0 |  |  |  | 0
2018 | NY | Solean Solar Project | 61898 | NYUP | NPCC Upstate NY | SUN | 4 |  | 7476 |  |  | 0 |  |  |  | 0
2018 | NY | South Cairo | 2485 | NYUP | NPCC Upstate NY | KER | 21.6 |  | 265 | 4825 | 0.065585 | 0.49498 | 0.027185 | NEI avg EF - PM, fuel type | 4825 | 0.065585
2018 | NY | South Colton | 2611 | NYUP | NPCC Upstate NY | WAT | 21 |  | 83358 |  |  | 0 |  |  |  | 0
2018 | NY | South Edwards | 2604 | NYUP | NPCC Upstate NY | WAT | 4 |  | 12645 |  |  | 0 |  |  |  | 0
2018 | NY | South Glens Falls Hydroelectric | 54772 | NYUP | NPCC Upstate NY | WAT | 13.8 |  | 77046 |  |  | 0 |  |  |  | 0
2018 | NY | South Hampton | 2519 | NYLI | NPCC Long Island | DFO | 11.5 |  | 1489 | 37703 | 0.32536 | 0.43702 | 0.017259 | NEI avg EF - PM, fuel type, firing type | 37703 | 0.32536
2018 | NY | South Nassau Communities Hospital | 62447 | NYLI | NPCC Long Island | DFO | 2.9
2018 | NY | South Oaks Hospital | 50136 | NYLI | NPCC Long Island | NG | 2.2 | 0.36998 | 5919 | 30350.447 | 0.0064041 | 0.0021639 | 0.00042201 | EPA/NEI; Estimated using an emission factor | 82033 | 0.017309
2018 | NY | Southold | 2520 | NYLI | NPCC Long Island | DFO | 14 |  | 1822 | 42301 | 0.36504 | 0.40071 | 0.017259 | NEI avg EF - PM, fuel type, firing type | 42301 | 0.36504
2018 | NY | Spier Falls | 2612 | NYUP | NPCC Upstate NY | WAT | 56 |  | 240219 |  |  | 0 |  |  |  | 0
2018 | NY | SREC Bath LFGTE | 58295 | NYUP | NPCC Upstate NY | LFG | 3.2 |  | 16603 | 159271 | 1.1706 | 0.14102 | 0.0147 | Estimated using an emission factor | 159271 | 1.1706
2018 | NY | St Johns Riverside Hospital | 62051 | NYCW | NPCC NYC/Westchester | DFO | 2 |  | 27 | 277 | 0.04309 | 3.1919 | 0.31112 | EPA/NEI; Estimated using an emission factor | 277 | 0.04309
2018 | NY | St. Johns Episcopal Hospital | 62450 | NYCW | NPCC NYC/Westchester | DFO | 1.2
2018 | NY | St. Joseph Hospital | 62452 | NYCW | NPCC NYC/Westchester | DFO | 1.1
2018 | NY | St. Lawerence University - Sutton | 61579 | NYUP | NPCC Upstate NY | SUN | 2 |  | 989 |  |  | 0 |  |  |  | 0
2018 | NY | Stark | 2613 | NYUP | NPCC Upstate NY | WAT | 26 |  | 95999 |  |  | 0 |  |  |  | 0
2018 | NY | Starrett City Cogen Facility | 50743 | NYCW | NPCC NYC/Westchester | NG | 18 | 0.26343 | 58864.469 | 353565.383 | 1.749 | 0.059425 | 0.0098936 | NEI avg EF - PM, fuel type | 1342174.68 | 6.6395
2018 | NY | State Route 64N Community Solar Farm | 62520 | NYUP | NPCC Upstate NY | SUN | 1.2
2018 | NY | Steel Sun | 59705 | NYUP | NPCC Upstate NY | SUN | 2 |  | 4439 |  |  | 0 |  |  |  | 0
2018 | NY | Steel Sun 2: 2303-III-2 Hamburg Tpke | 62723 | NYUP | NPCC Upstate NY | SUN | 2
2018 | NY | Steel Sun 2: 2303-III-4 Hamburg Tpke | 62722 | NYUP | NPCC Upstate NY | SUN | 2
2018 | NY | Steel Sun 2: 2303-III-9 Hamburg Tpke | 62721 | NYUP | NPCC Upstate NY | SUN | 2
2018 | NY | Steel Winds II | 57078 | NYUP | NPCC Upstate NY | WND | 15 |  | 28205 |  |  | 0 |  |  |  | 0
2018 | NY | Steel Winds Wind Farm | 56575 | NYUP | NPCC Upstate NY | WND | 20 |  | 46426 |  |  | 0 |  |  |  | 0
2018 | NY | Stephentown Spindle | 57710 | NYUP | NPCC Upstate NY | MWH | 20 |  | -12828 | 0 |  | 0 |  |  | 0 | 0
2018 | NY | Sterlington Greenworks LLC | 59275 | NYLI | NPCC Long Island | SUN | 1.3 |  | 2268 |  |  | 0 |  |  |  | 0
2018 | NY | Stewarts Bridge | 2614 | NYUP | NPCC Upstate NY | WAT | 38.5 |  | 124626 |  |  | 0 |  |  |  | 0
2018 | NY | Stillwater Hydro Electric Project | 54395 | NYUP | NPCC Upstate NY | WAT | 3.4 |  | 13931 |  |  | 0 |  |  |  | 0
2018 | NY | Stillwater Reservoir Hydro | 50513 | NYUP | NPCC Upstate NY | WAT | 1.8 |  | 6507 |  |  | 0 |  |  |  | 0
2018 | NY | Stony Creek Wind Farm NY | 58088 | NYUP | NPCC Upstate NY | WND | 94.4 |  | 289187 |  |  | 0 |  |  |  | 0
2018 | NY | Sturgeon | 2486 | NYUP | NPCC Upstate NY | WAT | 14.4 |  | 67932 |  |  | 0 |  |  |  | 0
2018 | NY | Stuyvesant Falls | 58873 | NYUP | NPCC Upstate NY | WAT | 6 |  | 19489 |  |  | 0 |  |  |  | 0
2018 | NY | Sugar Island | 2616 | NYUP | NPCC Upstate NY | WAT | 4 |  | 24463 |  |  | 0 |  |  |  | 0
2018 | NY | Sugarhill Road - Solitude Solar CSG | 62788 | NYUP | NPCC Upstate NY | SUN | 5
2018 | NY | Sullivan County - Adult Care Solar | 60817 | NYUP | NPCC Upstate NY | SUN | 2 |  | 1049 |  |  | 0 |  |  |  | 0
2018 | NY | SunEast Clay Solar Project | 62819 | NYUP | NPCC Upstate NY | SUN | 50
2018 | NY | SunEast Dog Corners Solar Project | 62823 | NYUP | NPCC Upstate NY | SUN | 20
2018 | NY | SunEast Hills Solar Project | 62895 | NYUP | NPCC Upstate NY | SUN | 20
2018 | NY | SunEast Skyline Solar Project | 62816 | NYUP | NPCC Upstate NY | SUN | 20
2018 | NY | SunEast Watkins Road Solar Project | 62896 | NYUP | NPCC Upstate NY | SUN | 20
2018 | NY | Sunlight Beacon | 61922 | NYUP | NPCC Upstate NY | SUN | 2 |  | 1525 |  |  | 0 |  |  |  | 0
2018 | NY | SUNY Old Westbury College | 58156 | NYLI | NPCC Long Island | NG | 1.8 |  | 259 | 5206 | 0.0010985 | 0.0084824 | 0.000422 | Estimated using an emission factor | 5206 | 0.0010985
2018 | NY | Sutter Greenworks LLC | 59274 | NYLI | NPCC Long Island | SUN | 5 |  | 8821 |  |  | 0 |  |  |  | 0
2018 | NY | Swinging Bridge 1 | 2633 | NYUP | NPCC Upstate NY | WAT | 5
2018 | NY | Swinging Bridge 2 | 2634 | NYUP | NPCC Upstate NY | WAT | 8 |  | 20819 |  |  | 0 |  |  |  | 0
2018 | NY | Synergy Biogas | 58399 | NYUP | NPCC Upstate NY | OBG | 1.4 |  | 3124 | 58500 | 0.42997 | 0.27527 | 0.0147 | Estimated using an emission factor | 58500 | 0.42997
2018 | NY | Talcville | 7583 | NYUP | NPCC Upstate NY | WAT | 1.1 |  | 3936 |  |  | 0 |  |  |  | 0
2018 | NY | Tannery Island Power | 50416 | NYUP | NPCC Upstate NY | WAT | 1.5 |  | 6598 |  |  | 0 |  |  |  | 0
2018 | NY | Tannery Road Landfill | 60677 | NYUP | NPCC Upstate NY | SUN | 2 |  | 2294 |  |  | 0 |  |  |  | 0
2018 | NY | Taylorville | 2617 | NYUP | NPCC Upstate NY | WAT | 4 |  | 25487 |  |  | 0 |  |  |  | 0
2018 | NY | TBE-Montgomery LLC | 57472 | NYUP | NPCC Upstate NY | OBG | 21
2018 | NY | Telegraph Rd #1 Community Solar Farm | 62496 | NYUP | NPCC Upstate NY | SUN | 3.8
2018 | NY | Telegraph Rd #2 Community Solar Farm | 62498 | NYUP | NPCC Upstate NY | SUN | 2
2018 | NY | The Allen Hospital | 61568 | NYCW | NPCC NYC/Westchester | DFO | 1 |  | 11 | 61 | 0.009455 | 1.7191 | 0.31 | Estimated using an emission factor | 61 | 0.009455
2018 | NY | The Bank of New York | 62001 | NYCW | NPCC NYC/Westchester | DFO | 7.2 |  | 16.998 | 298.998 | 0.0465 | 5.4712 | 0.31104 | Estimated using an emission factor | 298.998 | 0.0465
2018 | NY | Theresa Plant | 10539 | NYUP | NPCC Upstate NY | WAT | 1.3 |  | 5835 |  |  | 0 |  |  |  | 0
2018 | NY | Time Warner Cable - Knowles | 60904 | NYUP | NPCC Upstate NY | SUN | 2 |  | 1346 |  |  | 0 |  |  |  | 0
2018 | NY | Time Warner Cable Enterprises - Martino | 61577 | NYUP | NPCC Upstate NY | SUN | 2 |  | 920 |  |  | 0 |  |  |  | 0
2018 | NY | Tompkins Cortland Community College | 60431 | NYUP | NPCC Upstate NY | SUN | 2 |  | 2818 |  |  | 0 |  |  |  | 0
2018 | NY | Town of Halfmoon | 60115 | NEWE | NPCC New England | SUN | 1 |  | 1008 |  |  | 0 |  |  |  | 0
2018 | NY | Town of Williamson Landfill PV | 59613 | NYUP | NPCC Upstate NY | SUN | 1.2 |  | 1595 |  |  | 0 |  |  |  | 0
2018 | NY | Trenton Falls | 2619 | NYUP | NPCC Upstate NY | WAT | 21.9 |  | 151468 |  |  | 0 |  |  |  | 0
2018 | NY | Turner Rd Community Solar Project | 62160 | NYUP | NPCC Upstate NY | SUN | 2
2018 | NY | Ulster County Solar | 62777 | NYUP | NPCC Upstate NY | SUN | 1.4 |  | 61 |  |  | 0 |  |  |  | 0
2018 | NY | Union Falls | 50176 | NYUP | NPCC Upstate NY | WAT | 2.6 |  | 8053 |  |  | 0 |  |  |  | 0
2018 | NY | Unionville Hydro Project 2499 NY | 50269 | NYUP | NPCC Upstate NY | WAT | 3 |  | 12708 |  |  | 0 |  |  |  | 0
2018 | NY | University of Rochester | 58157 | NYUP | NPCC Upstate NY | NG | 25.4 | 0.13438 | 57323 | 323973.694 | 1.3044 | 0.04551 | 0.0080524 | NEI avg EF - PM, fuel type | 2410950.67 | 9.707
2018 | NY | Upper Beaver Falls Project | 10490 | NYUP | NPCC Upstate NY | WAT | 1.5 |  | 9080 |  |  | 0 |  |  |  | 0
2018 | NY | Upper Mechanicville | 625 | NYUP | NPCC Upstate NY | WAT | 16.4 |  | 69611 |  |  | 0 |  |  |  | 0
2018 | NY | Upper Newton Falls | 58679 | NYUP | NPCC Upstate NY | WAT | 1.5 |  | 7339 |  |  | 0 |  |  |  | 0
2018 | NY | US Gypsum Oakfield | 50203 | NYUP | NPCC Upstate NY | NG | 5.8 | 0.37938 | 23219 | 129890.106 | 0.35612 | 0.030675 | 0.0054834 | NEI avg EF - PM, fuel type, firing type | 342371 | 0.93868
2018 | NY | Valley Falls Hydroelectric Facility | 50034 | NYUP | NPCC Upstate NY | WAT | 2.5 |  | 7073 |  |  | 0 |  |  |  | 0
2018 | NY | Varick | 2621 | NYUP | NPCC Upstate NY | WAT | 8 |  | 26021 |  |  | 0 |  |  |  | 0
2018 | NY | Victory Mills | 10902 | NYUP | NPCC Upstate NY | WAT | 1.7 |  | 6586 |  |  | 0 |  |  |  | 0
2018 | NY | Villa Roma Rd #1 | 62525 | NYUP | NPCC Upstate NY | SUN | 2
2018 | NY | Villa Roma Rd #2 | 62526 | NYUP | NPCC Upstate NY | SUN | 2
2018 | NY | Villa Roma Rd #3 | 62527 | NYUP | NPCC Upstate NY | SUN | 2
2018 | NY | Villa Roma Rd #4 | 62528 | NYUP | NPCC Upstate NY | SUN | 2
2018 | NY | Vischer Ferry | 2686 | NYUP | NPCC Upstate NY | WAT | 11.6 |  | 63842 |  |  | 0 |  |  |  | 0
2018 | NY | Vulcraft Solar | 60365 | NYUP | NPCC Upstate NY | SUN | 1.6 |  | 2053 |  |  | 0 |  |  |  | 0
2018 | NY | Walden | 10848 | NYUP | NPCC Upstate NY | WAT | 2.4 |  | 3423 |  |  | 0 |  |  |  | 0
2018 | NY | Wappinger Falls Hydroelectric | 54573 | NYUP | NPCC Upstate NY | WAT | 2 |  | 10741 |  |  | 0 |  |  |  | 0
2018 | NY | Warrensburg Hydroelectric | 10218 | NYUP | NPCC Upstate NY | WAT | 2.9 |  | 10999 |  |  | 0 |  |  |  | 0
2018 | NY | Washington St Community Solar Farm #1 | 62472 | NYUP | NPCC Upstate NY | SUN | 2.2
2018 | NY | Washington St Community Solar Farm #3 | 62473 | NYUP | NPCC Upstate NY | SUN | 2.5
2018 | NY | Washington St Community Solar Farm #4 | 62471 | NYUP | NPCC Upstate NY | SUN | 2.5
2018 | NY | Waste Management Madison County LFGTE | 57021 | NYUP | NPCC Upstate NY | LFG | 1.6 |  | 4504 | 56343 | 0.41412 | 0.18389 | 0.0147 | Estimated using an emission factor | 56343 | 0.41412
2018 | NY | Watchtower Educational Center | 55619 | NYUP | NPCC Upstate NY | NG | 2.1 |  | 0
2018 | NY | Waterloo Hydroelectric Project | 61642 | NYUP | NPCC Upstate NY | WAT | 1.5 |  | 5657.001 |  |  | 0 |  |  |  | 0
2018 | NY | Waterport | 2623 | NYUP | NPCC Upstate NY | WAT | 4 |  | 17194 |  |  | 0 |  |  |  | 0
2018 | NY | Waterside | 2502 | NYCW | NPCC NYC/Westchester | RFO | 199.8
2018 | NY | Watertown | 2700 | NYUP | NPCC Upstate NY | WAT | 8.1 |  | 19884 |  |  | 0 |  |  |  | 0
2018 | NY | West Coxsackie | 2487 | NYUP | NPCC Upstate NY | NG | 21.6 |  | 591 | 8138 | 0.022312 | 0.075506 | 0.0054834 | NEI avg EF - PM, fuel type, firing type | 8138 | 0.022312
2018 | NY | West Delaware Tunnel Plant | 51033 | NYUP | NPCC Upstate NY | WAT | 7.5 |  | 11275 |  |  | 0 |  |  |  | 0
2018 | NY | West End Dam Hydroelectric Project | 50759 | NYUP | NPCC Upstate NY | WAT | 4.4 |  | 21435 |  |  | 0 |  |  |  | 0
2018 | NY | West Valley East | 62738 | NYUP | NPCC Upstate NY | SUN | 5
2018 | NY | West Valley West | 62737 | NYUP | NPCC Upstate NY | SUN | 5
2018 | NY | Westchester County Medical Center | 62270 | NYCW | NPCC NYC/Westchester | DFO | 8 |  | 46 | 328 | 0.050995 | 2.2172 | 0.31095 | EPA/NEI; Estimated using an emission factor | 328 | 0.050995
2018 | NY | Westtown CSG | 62764 | NEWE | NPCC New England | SUN | 2
2018 | NY | Wethersfield Wind Farm | 55368 | NYUP | NPCC Upstate NY | WND | 6.6 |  | 4524 |  |  | 0 |  |  |  | 0
2018 | NY | Wheelabrator Hudson Falls | 10503 | NYUP | NPCC Upstate NY | MSW | 14.4 | 1 | 76526 | 1647972.261 | 0.12854 | 0.0033594 | 0.000156 | Estimated using an emission factor | 1647972.261 | 0.12854
2018 | NY | Wheelabrator Westchester | 50882 | NYCW | NPCC NYC/Westchester | MSW | 59.7 |  | 394972 | 7284921.872 | 39.7757 | 0.20141 | 0.01092 | Estimated using an emission factor | 7284921.872 | 39.7757
2018 | NY | William Floyd School District | 58167 | NYLI | NPCC Long Island | NG | 3.9 | 0.072697 | 2433 | 13627.823 | 0.70602 | 0.58037 | 0.10361 | Estimated using an emission factor | 187460.001 | 9.7119
2018 | NY | Wiscoy 170 | 2646 | NYUP | NPCC Upstate NY | WAT | 1
2018 | NY | Woodhull Hospital | 61567 | NYCW | NPCC NYC/Westchester | DFO | 8 |  | 21.001 | 574.999 | 0.08928 | 8.5025 | 0.31054 | Estimated using an emission factor | 574.999 | 0.08928
2018 | NY | Woodoak Drive Community Solar Farm | 62479 | NYUP | NPCC Upstate NY | SUN | 2
2018 | NY | Yaleville | 2624 | NYUP | NPCC Upstate NY | WAT | 2 |  | 2949 |  |  | 0 |  |  |  | 0
2018 | NY | Yellow Mills Rd #1 Community Solar Farm | 62517 | NYUP | NPCC Upstate NY | SUN | 2.3
2018 | NY | Yellow Mills Rd #2 Community Solar Farm | 62518 | NYUP | NPCC Upstate NY | SUN | 2.3
2018 | NY | Yellow Mills Rd #3 Community Solar Farm | 62519 | NYUP | NPCC Upstate NY | SUN | 2.3
2018 | NY | Zotos International WPGF | 57648 | NYUP | NPCC Upstate NY | WND | 3.4 |  | 2630 |  |  | 0 |  |  |  | 0
2018 | NY | 23rd and 3rd | 7910 | NYCW | NPCC NYC/Westchester | NG | 94 |  | 117563 | 1305482 | 6.4659 | 0.11 | 0.0099058 | EPA/NEI | 1305482 | 6.4659
2018 | NY | 59th Street | 2503 | NYCW | NPCC NYC/Westchester | KER | 17.1 |  | 199 | 2185 | 0.065 | 0.65327 | 0.059497 | EPA/NEI | 2185 | 0.065
2018 | NY | 74th Street | 2504 | NYCW | NPCC NYC/Westchester | KER | 37 |  | 344 | 4528 | 0.1102 | 0.64071 | 0.048675 | EPA/NEI | 4528 | 0.1102
2018 | NY | AG - Energy | 10803 | NYUP | NPCC Upstate NY | NG | 99.3 |  |  |  | 0.55878 |  |  | EPA/NEI |  | 0.55878
2018 | NY | Allegany Station No. 133 | 10619 | NYUP | NPCC Upstate NY | NG | 67 |  | 36224 | 314519 | 0.94675 | 0.052272 | 0.0060203 | EPA/NEI | 314519 | 0.94675
2018 | NY | Arthur Kill | 2490 | NYCW | NPCC NYC/Westchester | NG | 895.5 |  | 989784 | 11542134 | 83.8399 | 0.16941 | 0.014528 | EPA/NEI | 11542134 | 83.8399
2018 | NY | Astoria Energy | 55375 | NYCW | NPCC NYC/Westchester | NG | 1245 |  | 6341472 | 47368753 | 416.6136 | 0.13139 | 0.01759 | EPA/NEI | 47368753 | 416.6136
2018 | NY | Astoria Gas Turbine Power | 55243 | NYCW | NPCC NYC/Westchester | NG | 666.1 |  | 39731.997 | 538435 | 47.4477 | 2.3884 | 0.17624 | EPA/NEI; Estimated using an emission factor | 538435 | 47.4477
2018 | NY | Astoria Generating Station | 8906 | NYCW | NPCC NYC/Westchester | NG | 1345 |  | 1093320 | 13203730 | 88.3687 | 0.16165 | 0.013385 | EPA/NEI; Estimated using an emission factor | 13203730 | 88.3687
2018 | NY | Athens Generating Company | 55405 | NYUP | NPCC Upstate NY | NG | 1221.6 |  | 3619820 | 25595195 | 51.3405 | 0.028366 | 0.0040117 | EPA/NEI | 25595195 | 51.3405
2018 | NY | Batavia Energy | 54593 | NYUP | NPCC Upstate NY | NG | 67.3 | 1 | 34949 | 326890 | 0.60946 | 0.034877 | 0.0037288 | EPA/NEI | 326890 | 0.60946
2018 | NY | Bayswater Peaking Facility | 55699 | NYLI | NPCC Long Island | NG | 60.5 |  | 140751 | 1722495 | 4.9776 | 0.07073 | 0.0057796 | EPA/NEI | 1722495 | 4.9776
2018 | NY | Beaver Falls, LLC | 10617 | NYUP | NPCC Upstate NY | NG | 107.8 | 0.64973 | 10833 | 65190.229 | 0.16912 | 0.031222 | 0.0051884 | EPA/NEI | 100334 | 0.26029
2018 | NY | Bethlehem Energy Center (Albany) | 2539 | NYUP | NPCC Upstate NY | NG | 1293.1 |  | 5142115 | 35597404 | 168.7642 | 0.06564 | 0.0094818 | EPA/NEI | 35597404 | 168.7642
2018 | NY | Bethpage Energy Center | 50292 | NYLI | NPCC Long Island | NG | 240 | 1 | 455221 | 4097086 | 0.02649 | 0.00011638 | 1.2931e-05 | EPA/NEI | 4097086 | 0.02649
2018 | NY | Binghamton Cogen Plant | 55600 | NYUP | NPCC Upstate NY | NG | 47.7 | 1 | 3544 | 35040 | 0.13561 | 0.076528 | 0.0077402 | EPA/NEI | 35040 | 0.13561
2018 | NY | Black River Generation, LLC | 10464 | NYUP | NPCC Upstate NY | WDS | 55.5 |  | 352434 | 5985775 | 52.3337 | 0.29698 | 0.017486 | EPA/NEI | 5985775 | 52.3337
2018 | NY | Bowline Generating Station | 2625 | NYUP | NPCC Upstate NY | NG | 1992 |  | 473118 | 5398717 | 18.0361 | 0.076244 | 0.0066816 | EPA/NEI | 5398717 | 18.0361
2018 | NY | Brentwood | 7912 | NYLI | NPCC Long Island | NG | 47 |  | 59444 | 603813 | 1.6526 | 0.055601 | 0.0054738 | EPA/NEI | 603813 | 1.6526
2018 | NY | Brooklyn Navy Yard Cogeneration | 54914 | NYCW | NPCC NYC/Westchester | NG | 322 | 0.61392 | 2041404 | 11863485.964 | 0.0095289 | 9.3356e-06 | 1.6064e-06 | EPA/NEI | 19324279 | 0.015521
2018 | NY | Caithness Long Island Energy Center | 56234 | NYLI | NPCC Long Island | NG | 348.9 |  | 2477229 | 17156207 | 13.1523 | 0.010619 | 0.0015332 | EPA/NEI | 17156207 | 13.1523
2018 | NY | Carr Street Generating Station | 50978 | NYUP | NPCC Upstate NY | NG | 122.6 | 1 | 149281 | 1446626 | 4.8171 | 0.064538 | 0.0066598 | EPA/NEI | 1446626 | 4.8171
2018 | NY | Carthage Energy | 10620 | NYUP | NPCC Upstate NY | NG | 62.9 |  | 19942 | 180611 | 0.045144 | 0.0045276 | 0.00049991 | EPA/NEI | 180611 | 0.045144
2018 | NY | Castleton Power, LLC | 10190 | NYUP | NPCC Upstate NY | NG | 72 |  | 130602 | 1231300 | 1.034 | 0.015834 | 0.0016795 | EPA/NEI | 1231300 | 1.034
2018 | NY | Cayuga Operating Company, LLC | 2535 | NYUP | NPCC Upstate NY | BIT | 322.5 |  | 95387 | 1039945 | 0.04683 | 0.00098189 | 9.0062e-05 | EPA/NEI; Estimated using an emission factor | 1039945 | 0.04683
2018 | NY | Cornell University Ithaca Campus | 50368 | NYUP | NPCC Upstate NY | NG | 39.5 | 0.44868 | 261867 | 1037344.057 | 2.9857 | 0.022803 | 0.0057564 | NEI avg EF - PM, fuel type, firing type | 2311987 | 6.6544
2018 | NY | Covanta Niagara | 50472 | NYUP | NPCC Upstate NY | NG | 50 | 0.10744 | 161508 | 1429123.91 | 2.6986 | 0.033417 | 0.0037765 | EPA/NEI; Estimated using an emission factor | 13301601.197 | 25.1169
2018 | NY | Danskammer Generating Station | 2480 | NYUP | NPCC Upstate NY | NG | 537.4 |  | 30503 | 440155 | 0.2947 | 0.019323 | 0.0013391 | EPA/NEI | 440155 | 0.2947
2018 | NY | E F Barrett | 2511 | NYLI | NPCC Long Island | NG | 687.2 |  | 1436336 | 16717681 | 37.6969 | 0.05249 | 0.0045098 | EPA/NEI; Estimated using an emission factor | 16717681 | 37.6969
2018 | NY | East Hampton Facility | 2512 | NYLI | NPCC Long Island | DFO | 27.3 |  | 13743 | 159986 | 0.51635 | 0.075144 | 0.0064549 | EPA/NEI | 159986 | 0.51635
2018 | NY | East River | 2493 | NYCW | NPCC NYC/Westchester | NG | 716.2 | 0.62453 | 2955258 | 22298798.004 | 99.8505 | 0.067575 | 0.0089557 | EPA/NEI | 35705062 | 159.8816
2018 | NY | Edgewood Energy | 55786 | NYLI | NPCC Long Island | NG | 100 |  | 108369 | 1144784 | 4.9916 | 0.092122 | 0.0087206 | EPA/NEI | 1144784 | 4.9916
2018 | NY | Empire Generating Co, LLC | 56259 | NYUP | NPCC Upstate NY | NG | 653.7 | 1 | 2184696 | 16240810 | 53.7332 | 0.049191 | 0.0066171 | EPA/NEI | 16240810 | 53.7332
2018 | NY | Equus Power I | 56032 | NYLI | NPCC Long Island | NG | 120 |  | 36705 | 413114 | 1.1494 | 0.062628 | 0.0055645 | EPA/NEI | 413114 | 1.1494
2018 | NY | Fortistar North Tonawanda Inc | 54131 | NYUP | NPCC Upstate NY | NG | 65.7 | 0.84369 | 24116 | 176715.347 | 0.28163 | 0.023356 | 0.0031874 | EPA/NEI | 209455 | 0.33381
2018 | NY | Freeport Power Plant No. 2 | 2679 | NYLI | NPCC Long Island | NG | 97.8 |  | 43526 | 434636 | 0.33978 | 0.015613 | 0.0015635 | EPA/NEI | 434636 | 0.33978
2018 | NY | Glenwood | 2514 | NYLI | NPCC Long Island | DFO | 338 |  | 4512 | 65448 | 0.099257 | 0.043997 | 0.0030332 | EPA/NEI | 65448 | 0.099257
2018 | NY | Glenwood Landing Energy Center | 7869 | NYLI | NPCC Long Island | NG | 122 |  | 86403.001 | 910468 | 7.1406 | 0.16529 | 0.015686 | EPA/NEI; Estimated using an emission factor | 910468 | 7.1406
2018 | NY | Gowanus Generating Station | 2494 | NYCW | NPCC NYC/Westchester | DFO | 733 |  | 18032 | 418863.002 | 16.0922 | 1.7848 | 0.076837 | EPA/NEI | 418863.002 | 16.0922
2018 | NY | Greenidge Generation LLC | 2527 | NYUP | NPCC Upstate NY | NG | 162 |  | 190219 | 2010041 | 6.5196 | 0.068549 | 0.0064871 | EPA/NEI | 2010041 | 6.5196
2018 | NY | Harlem River Yard | 7914 | NYCW | NPCC NYC/Westchester | NG | 94 |  | 33058 | 449286 | 1.2445 | 0.075292 | 0.0055399 | EPA/NEI | 449286 | 1.2445
2018 | NY | Hawkeye Energy Greenport, LLC | 55969 | NYLI | NPCC Long Island | DFO | 54 |  | 24100 | 259189 | 0.22853 | 0.018965 | 0.0017634 | EPA/NEI | 259189 | 0.22853
2018 | NY | Hell Gate | 7913 | NYCW | NPCC NYC/Westchester | NG | 94 |  | 37085 | 433301 | 2.0927 | 0.11286 | 0.0096593 | EPA/NEI | 433301 | 2.0927
2018 | NY | Hillburn | 2628 | NYUP | NPCC Upstate NY | NG | 46.5 |  | 318 | 5967 | 0.024235 | 0.15242 | 0.0081231 | EPA/NEI | 5967 | 0.024235
2018 | NY | Holtsville Facility | 8007 | NYLI | NPCC Long Island | DFO | 567 |  | 43118 | 640959 | 85.9138 | 3.9851 | 0.26808 | EPA/NEI | 640959 | 85.9138
2018 | NY | Hudson Avenue | 2496 | NYCW | NPCC NYC/Westchester | KER | 108.9 |  | 500.001 | 24221 | 1.059 | 4.236 | 0.087445 | EPA/NEI; Estimated using an emission factor | 24221 | 1.059
2018 | NY | Indeck-Corinth Energy Center | 50458 | NYUP | NPCC Upstate NY | NG | 147 | 0.94469 | 694238 | 5347936.906 | 2.2697 | 0.0065387 | 0.00084882 | EPA/NEI | 5661023 | 2.4026
2018 | NY | Indeck-Olean Energy Center | 54076 | NYUP | NPCC Upstate NY | NG | 90.6 | 0.99591 | 130992 | 1169254.806 | 1.5261 | 0.023301 | 0.0026104 | EPA/NEI | 1174055 | 1.5324
2018 | NY | Indeck-Oswego Energy Center | 50450 | NYUP | NPCC Upstate NY | NG | 57.4 | 0.99836 | 68385 | 623778.534 | 2.0491 | 0.059928 | 0.0065699 | EPA/NEI | 624800 | 2.0525
2018 | NY | Indeck-Silver Springs Energy Center | 50449 | NYUP | NPCC Upstate NY | NG | 56.6 | 0.99587 | 78342.05 | 752155.211 | 0.1937 | 0.0049449 | 0.00051504 | EPA/NEI | 755276 | 0.1945
2018 | NY | Indeck-Yerkes Energy Center | 50451 | NYUP | NPCC Upstate NY | NG | 59.9 | 0.99869 | 60483 | 618270.328 | 5.7639 | 0.1906 | 0.018645 | EPA/NEI | 619079 | 5.7715
2018 | NY | Independence | 54547 | NYUP | NPCC Upstate NY | NG | 1086.1 | 0.91254 | 5274606.79 | 34304513.408 | 94.2965 | 0.035755 | 0.0054976 | EPA/NEI | 37592471 | 103.3344
2018 | NY | KIAC Cogeneration | 54114 | NYCW | NPCC NYC/Westchester | NG | 171.2 | 1 | 603058 | 5508395 | 21.7677 | 0.072191 | 0.0079035 | EPA/NEI | 5508395 | 21.7677
2018 | NY | Lockport | 54041 | NYUP | NPCC Upstate NY | NG | 221.3 | 1 | 438704.81 | 4040179 | 12.426 | 0.056648 | 0.0061512 | EPA/NEI | 4040179 | 12.426
2018 | NY | Massena Energy Facility | 54592 | NYUP | NPCC Upstate NY | NG | 104.1 | 1 | 1690 | 16911 | 0.125 | 0.14793 | 0.014783 | EPA/NEI | 16911 | 0.125
2018 | NY | Narrows Generating Station | 2499 | NYCW | NPCC NYC/Westchester | NG | 352 |  | 71060 | 1699055.999 | 11.6121 | 0.32682 | 0.013669 | EPA/NEI | 1699055.999 | 11.6121
2018 | NY | Nassau Energy Corporation | 52056 | NYLI | NPCC Long Island | NG | 55 | 0.46742 | 335291.17 | 1587107.94 | 0.15078 | 0.00089937 | 0.00019 | EPA/NEI | 3395441 | 0.32257
2018 | NY | Nissequogue Energy Center | 54149 | NYLI | NPCC Long Island | NG | 47 | 0.47241 | 298483 | 1662709.778 | 0.15796 | 0.0010584 | 0.00019 | EPA/NEI | 3519669 | 0.33437
2018 | NY | North 1st | 7915 | NYCW | NPCC NYC/Westchester | NG | 47 |  | 51871 | 574802 | 1.3771 | 0.053097 | 0.0047916 | EPA/NEI | 574802 | 1.3771
2018 | NY | Northport | 2516 | NYLI | NPCC Long Island | RFO | 1564 |  | 2684046 | 29077967 | 123.0062 | 0.091657 | 0.0084604 | EPA/NEI | 29077967 | 123.0062
2018 | NY | NRG Dunkirk Power | 2554 | NYUP | NPCC Upstate NY | SUB | 627.2
2018 | NY | Oswego Harbor Power | 2594 | NYUP | NPCC Upstate NY | RFO | 1895.6 |  | 41725 | 614232 | 3.1326 | 0.15015 | 0.0102 | EPA/NEI | 614232 | 3.1326
2018 | NY | Pinelawn Power | 56188 | NYLI | NPCC Long Island | NG | 82 |  | 162146 | 1409293 | 6.2169 | 0.076683 | 0.0088227 | EPA/NEI | 1409293 | 6.2169
2018 | NY | Poletti 500 MW CC | 56196 | NYCW | NPCC NYC/Westchester | NG | 528 |  | 2127987 | 15966874 | 23.5757 | 0.022158 | 0.0029531 | EPA/NEI | 15966874 | 23.5757
2018 | NY | Port Jefferson Energy Center | 2517 | NYLI | NPCC Long Island | NG | 590 |  | 383865 | 4434397 | 19.2498 | 0.10029 | 0.008682 | EPA/NEI | 4434397 | 19.2498
2018 | NY | Pouch Terminal | 8053 | NYCW | NPCC NYC/Westchester | NG | 47 |  | 56003 | 646404 | 1.598 | 0.057067 | 0.0049442 | EPA/NEI | 646404 | 1.598
2018 | NY | Ravenswood Generating Station | 2500 | NYCW | NPCC NYC/Westchester | NG | 2941 | 1 | 3337960.999 | 32973463 | 131.6826 | 0.0789 | 0.0079872 | EPA/NEI; Estimated using an emission factor | 32973463 | 131.6826
2018 | NY | RED-Rochester, LLC-Eastman Business Park | 10025 | NYUP | NPCC Upstate NY | NG | 209.8 | 0.27831 | 370122 | 1179235.37 | 24.5406 | 0.13261 | 0.041621 | EPA/NEI; Estimated using an emission factor | 4237207 | 88.179
2018 | NY | Rensselaer Cogen | 54034 | NYUP | NPCC Upstate NY | NG | 88.2 |  | 4227 | 38893 | 0.14695 | 0.069528 | 0.0075565 | EPA/NEI | 38893 | 0.14695
2018 | NY | Richard M Flynn (Holtsville) | 7314 | NYLI | NPCC Long Island | NG | 164 |  | 645840 | 5374166 | 0.51055 | 0.001581 | 0.00019 | EPA/NEI | 5374166 | 0.51055
2018 | NY | Riverbay Corp. - Co-Op City | 52168 | NYCW | NPCC NYC/Westchester | NG | 49.5 | 0.26306 | 137725.43 | 561573.99 | 1.8896 | 0.02744 | 0.0067296 | NEI avg EF - PM, fuel type, firing type | 2134792 | 7.1832
2018 | NY | Roseton Generating LLC | 8006 | NYUP | NPCC Upstate NY | RFO | 1242 |  | 516508 | 5430670 | 5.5805 | 0.021608 | 0.0020552 | EPA/NEI | 5430670 | 5.5805
2018 | NY | S A Carlson | 2682 | NYUP | NPCC Upstate NY | NG | 96.3 | 1 | 134001 | 1214702 | 0.4023 | 0.0060044 | 0.00066238 | EPA/NEI | 1214702 | 0.4023
2018 | NY | Saranac Power Partners, LP | 54574 | NYUP | NPCC Upstate NY | NG | 285.6 | 1 | 70784 | 669100 | 0.063564 | 0.001796 | 0.00019 | EPA/NEI | 669100 | 0.063564
2018 | NY | Selkirk Cogen Partners | 10725 | NYUP | NPCC Upstate NY | NG | 446 | 0.7825 | 399662 | 2899526.164 | 4.151 | 0.020772 | 0.0028632 | EPA/NEI | 3705445 | 5.3047
2018 | NY | Shoemaker | 2632 | NYUP | NPCC Upstate NY | NG | 41.9 |  | 360 | 6792 | 0.025918 | 0.14399 | 0.007632 | EPA/NEI | 6792 | 0.025918
2018 | NY | Shoreham Energy | 55787 | NYLI | NPCC Long Island | DFO | 100 |  | 8151 | 78665 | 0.33655 | 0.082579 | 0.0085565 | EPA/NEI | 78665 | 0.33655
2018 | NY | Somerset Operating Company (Kintigh) | 6082 | NYUP | NPCC Upstate NY | BIT | 655.1 |  | 592959 | 5815444 | 80.6893 | 0.27216 | 0.02775 | EPA/NEI | 5815444 | 80.6893
2018 | NY | Sterling Power Plant | 50744 | NYUP | NPCC Upstate NY | NG | 65.3 | 1 | 25240 | 215079 | 0.83069 | 0.065823 | 0.0077245 | EPA/NEI | 215079 | 0.83069
2018 | NY | Syracuse, LLC | 10621 | NYUP | NPCC Upstate NY | NG | 102.7 |  | 32457 | 282012 | 0.58601 | 0.03611 | 0.0041559 | EPA/NEI | 282012 | 0.58601
2018 | NY | Ticonderoga Mill | 54099 | NYUP | NPCC Upstate NY | RFO | 42.1 | 0.28429 | 214488.84 | 1021943.291 | 9.5399 | 0.088955 | 0.01867 | EPA/NEI | 3594732 | 33.557
2018 | NY | Valley Energy Center | 56940 | NYUP | NPCC Upstate NY | NG | 770 |  | 1351505 | 9080563 | 26.1358 | 0.038677 | 0.0057564 | NEI avg EF - PM, fuel type, firing type | 9080563 | 26.1358
2018 | NY | Vernon Boulevard | 7909 | NYCW | NPCC NYC/Westchester | NG | 94 |  | 48862 | 651713 | 3.448 | 0.14113 | 0.010581 | EPA/NEI | 651713 | 3.448
2018 | NY | Wading River Facility | 7146 | NYLI | NPCC Long Island | DFO | 238.5 |  | 12885.999 | 223289 | 0.9172 | 0.14236 | 0.0082154 | EPA/NEI | 223289 | 0.9172
2018 | NY | West Babylon Facility | 2521 | NYLI | NPCC Long Island | DFO | 52.4 |  | 1879 | 30269 | 0.082034 | 0.087317 | 0.0054204 | EPA/NEI | 30269 | 0.082034
2018 | OH | AEP Bluffton NaS | 60618 | RFCW | RFC West | MWH | 2 |  | -1278 | 0 |  | 0 |  |  | 0 | 0
2018 | OH | AES ES Tait | 58826 | RFCW | RFC West | MWH | 20
2018 | OH | Akron Recycle Energy Plant | 54265 | RFCW | RFC West | NG | 4
2018 | OH | Akron WRF | 58980 | RFCW | RFC West | OBG | 1.8 | 0.58912 | 7224 | 71758.792 | 0.52742 | 0.14602 | 0.0147 | Estimated using an emission factor | 121806.999 | 0.89527
2018 | OH | AMP Napoleon Solar Facility | 58082 | RFCW | RFC West | SUN | 3.5 |  | 3736 |  |  | 0 |  |  |  | 0
2018 | OH | Anadarko | 2945 | RFCW | RFC West | DFO | 7.8 |  | 34 | 324 | 0.05022 | 2.9541 | 0.31 | Estimated using an emission factor | 324 | 0.05022
2018 | OH | Anthony Wayne Solar #1 | 59489 | RFCW | RFC West | SUN | 1.7 |  | 1760 |  |  | 0 |  |  |  | 0
2018 | OH | Arcanum | 2902 | RFCW | RFC West | DFO | 1.2 |  | 4 | 63 | 0.009765 | 4.8825 | 0.31 | Estimated using an emission factor | 63 | 0.009765
2018 | OH | Arcanum Peaking | 7781 | RFCW | RFC West | DFO | 1.8 |  | 99 | 1023 | 0.15857 | 3.2033 | 0.31 | Estimated using an emission factor | 1023 | 0.15857
2018 | OH | Ashtabula | 55990 | RFCW | RFC West | NG | 26.1 | 0.29207 | 182635 | 952498.703 | 1.7343 | 0.018992 | 0.0036416 | EPA/NEI; Estimated using an emission factor | 3261153.532 | 5.9379
2018 | OH | Auglaize Hydro | 7657 | RFCW | RFC West | WAT | 5 |  | 11728 |  |  | 0 |  | EPA/NEI; Estimated using an emission factor |  | 0
2018 | OH | Battery Utility of Ohio | 58475 | RFCW | RFC West | MWH | 4 |  | -740 | 0 |  | 0 |  |  | 0 | 0
2018 | OH | Bay View Backup Power Facility | 58269 | RFCW | RFC West | NG | 12 |  | 1132.998 | 9802.002 | 0.25499 | 0.45012 | 0.052029 | Estimated using an emission factor | 9802.002 | 0.25499
2018 | OH | Bay View Cogeneration Facility | 58263 | RFCW | RFC West | LFG | 12
2018 | OH | Bellefontaine Gas Producers LLC | 57433 | RFCW | RFC West | LFG | 4.8 |  | 37796.001 | 489885 | 3.6007 | 0.19053 | 0.0147 | Estimated using an emission factor | 489885 | 3.6007
2018 | OH | Beverly L&D Hydroelectric Project | 62403 | RFCW | RFC West | WAT | 3
2018 | OH | Black Fork Wind Energy Project | 59907 | RFCW | RFC West | WND | 200
2018 | OH | Blue Creek Wind Project | 57449 | RFCW | RFC West | WND | 302 |  | 743015 |  |  | 0 |  |  |  | 0
2018 | OH | Bowling Green | 7575 | RFCW | RFC West | DFO | 8.8 |  | 1 | 12 | 0.00186 | 3.72 | 0.31 | Estimated using an emission factor | 12 | 0.00186
2018 | OH | Bowling Green Wind | 56226 | RFCW | RFC West | WND | 7.2 |  | 11214 |  |  | 0 |  |  |  | 0
2018 | OH | Bridgewater Dairy Anaerobic Digester | 57173 | RFCW | RFC West | OBG | 1.2 |  | 2561 | 87515 | 0.64324 | 0.50234 | 0.0147 | Estimated using an emission factor | 87515 | 0.64324
2018 | OH | Broshco Fabricated Products | 59373 | RFCW | RFC West | NG | 4.7 | 0.97455 | 6564 | 62331.362 | 0.17089 | 0.05207 | 0.0054834 | NEI avg EF - PM, fuel type, firing type | 63958.999 | 0.17536
2018 | OH | Brown County LFGTE Power Station | 61145 | RFCW | RFC West | LFG | 4.8 |  | 26637.999 | 312950.001 | 2.3002 | 0.1727 | 0.0147 | Estimated using an emission factor | 312950.001 | 2.3002
2018 | OH | Bryan (OH) | 2903 | RFCW | RFC West | NG | 39.3 |  | 2437.001 | 42438 | 0.13447 | 0.11036 | 0.0063374 | EPA/NEI; Estimated using an emission factor | 42438 | 0.13447
2018 | OH | Bryan Peaking | 7779 | RFCW | RFC West | DFO | 10.8 |  | 547.002 | 5634 | 0.87327 | 3.1929 | 0.31 | Estimated using an emission factor | 5634 | 0.87327
2018 | OH | Bryan Solar Field | 58381 | RFCW | RFC West | SUN | 2.1 |  | 2548 |  |  | 0 |  |  |  | 0
2018 | OH | Buckeye Wind Farm | 58776 | RFCW | RFC West | WND | 99
2018 | OH | Cadiz Power Plant | 62153 | RFCW | RFC West | NG | 1320
2018 | OH | Carbon Limestone | 56868 | RFCW | RFC West | LFG | 25.6 |  | 130173.002 | 1950971.008 | 14.3397 | 0.22032 | 0.0147 | Estimated using an emission factor | 1950971.008 | 14.3397
2018 | OH | Celina Solar Project #1, LLC | 58665 | RFCW | RFC West | SUN | 4 |  | 5505 |  |  | 0 |  |  |  | 0
2018 | OH | Central Utility Plant Cincinnati | 57908 | RFCW | RFC West | NG | 47.2 | 0.44777 | 196116.38 | 1091244.512 | 2.7964 | 0.028517 | 0.0051251 | EPA/NEI; Estimated using an emission factor | 2437078.257 | 6.2451
2018 | OH | City of Shelby Electric Distribution | 61076 | RFCW | RFC West | DFO | 1.8 |  | 109 | 1166 | 0.18073 | 3.3161 | 0.31 | Estimated using an emission factor | 1166 | 0.18073
2018 | OH | Cleveland Peaking | 7774 | RFCW | RFC West | DFO | 10.8 |  | 706.998 | 7362 | 1.1411 | 3.228 | 0.31 | Estimated using an emission factor | 7362 | 1.1411
2018 | OH | Cleveland Thermal | 61838 | RFCW | RFC West | NG | 1 | 0.012404 | 2897.39 | 16698.287 | 0.067231 | 0.046408 | 0.0080524 | NEI avg EF - PM, fuel type | 1346203 | 5.4201
2018 | OH | Clinton Battery | 60297 | RFCW | RFC West | MWH | 10 |  | -1330 | 0 |  | 0 |  |  | 0 | 0
2018 | OH | Clyde Solar Array | 60923 | RFCW | RFC West | SUN | 2.8 |  | 5060 |  |  | 0 |  |  |  | 0
2018 | OH | Collinwood | 2906 | RFCW | RFC West | NG | 16 |  | 0
2018 | OH | Collinwood BioEnergy Facility | 58439 | RFCW | RFC West | OBG | 1 |  | 2665 | 28213 | 0.20737 | 0.15562 | 0.0147 | Estimated using an emission factor | 28213 | 0.20737
2018 | OH | Cooper Farms VW Project | 57570 | RFCW | RFC West | WND | 4.5 |  | 12004 |  |  | 0 |  |  |  | 0
2018 | OH | CU Solar Plant | 58386 | RFCW | RFC West | SUN | 1.8 |  | 2202 |  |  | 0 |  |  |  | 0
2018 | OH | Cuyahoga County Landfill | 62041 | RFCW | RFC West | SUN | 3.7 |  | 889 |  |  | 0 |  |  |  | 0
2018 | OH | Cuyahoga Falls 1 | 62658 | RFCW | RFC West | DFO | 9 |  | 300 | 2854.998 | 0.44268 | 2.9512 | 0.31011 | Estimated using an emission factor | 2854.998 | 0.44268
2018 | OH | Davis Besse | 6149 | RFCW | RFC West | NUC | 925.2 |  | 7380271 |  |  | 0 |  |  |  | 0
2018 | OH | Denison Solar Array | 61637 | RFCW | RFC West | SUN | 1.9 |  | 2763 |  |  | 0 |  |  |  | 0
2018 | OH | Devola L&D Hydroelectric Project | 62435 | RFCW | RFC West | WAT | 4
2018 | OH | DG AMP Solar Bowling Green | 60622 | RFCW | RFC West | SUN | 20 |  | 41927 |  |  | 0 |  |  |  | 0
2018 | OH | DG AMP Solar Brewster | 61818 | RFCW | RFC West | SUN | 1.9 |  | 0
2018 | OH | DG AMP Solar Jackson Center | 61438 | RFCW | RFC West | SUN | 1.6 |  | 2383 |  |  | 0 |  |  |  | 0
2018 | OH | DG AMP Solar Orrville 3 | 61436 | RFCW | RFC West | SUN | 2.3 |  | 2861 |  |  | 0 |  |  |  | 0
2018 | OH | DG AMP Solar Piqua Manier | 62792 | RFCW | RFC West | SUN | 12.6
2018 | OH | DG AMP Solar Piqua Staunton | 61805 | RFCW | RFC West | SUN | 1.8 |  | 491 |  |  | 0 |  |  |  | 0
2018 | OH | DG AMP Solar Versailles | 61437 | RFCW | RFC West | SUN | 1.8 |  | 2607 |  |  | 0 |  |  |  | 0
2018 | OH | Dodge Park Engine No 1 | 56423 | RFCW | RFC West | DFO | 2 |  | 3.92 | 36 | 0.00558 | 2.8469 | 0.31 | Estimated using an emission factor | 36 | 0.00558
2018 | OH | Dover | 2914 | RFCW | RFC West | BIT | 53.6 |  | 58434 | 985221.019 | 21.6797 | 0.74202 | 0.04401 | EPA/NEI; Estimated using an emission factor | 985221.019 | 21.6797
2018 | OH | Dover Peaking | 7777 | RFCW | RFC West | DFO | 10.8 |  | 577.002 | 5938.002 | 0.9207 | 3.1913 | 0.3101 | Estimated using an emission factor | 5938.002 | 0.9207
2018 | OH | East Campus Utility Plant | 57929 | RFCW | RFC West | DFO | 4.8 |  | 255 | 2565 | 0.39758 | 3.1182 | 0.31 | EPA/NEI; Estimated using an emission factor | 2565 | 0.39758
2018 | OH | Edgerton | 7874 | RFCW | RFC West | DFO | 3.6 |  | 201 | 2071 | 0.32116 | 3.1956 | 0.31015 | Estimated using an emission factor | 2071 | 0.32116
2018 | OH | Engle | 7576 | RFCW | RFC West | DFO | 9 |  | 0
2018 | OH | Euclid Farm, Stamco N-54 | 59024 | RFCW | RFC West | WND | 1 |  | 834 |  |  | 0 |  |  |  | 0
2018 | OH | FDS Co-Generation Facility | 60693 | RFCW | RFC West | OG | 135
2018 | OH | Findlay Wind Farm | 60015 | RFCW | RFC West | WND | 3 |  | 7473 |  |  | 0 |  |  |  | 0
2018 | OH | FirstEnergy Acme | 2877 | RFCW | RFC West | BIT | 72
2018 | OH | FirstEnergy Ashtabula | 2835 | RFCW | RFC West |  | 440
2018 | OH | FirstEnergy Edgewater | 2857 | RFCW | RFC West |  | 171.2
2018 | OH | FirstEnergy Lake Shore | 2838 | RFCW | RFC West |  | 260
2018 | OH | FirstEnergy Mad River | 2860 | RFCW | RFC West | DFO | 54
2018 | OH | FirstEnergy R E Burger | 2864 | RFCW | RFC West |  | 548.3
2018 | OH | FirstEnergy Toronto | 2867 | RFCW | RFC West | BIT | 173
2018 | OH | Galion | 7918 | RFCW | RFC West | DFO | 5.4 |  | 285 | 2931 | 0.45431 | 3.1881 | 0.31 | Estimated using an emission factor | 2931 | 0.45431
2018 | OH | Geneva | 57410 | RFCW | RFC West | LFG | 4 |  | 19972 | 243627 | 1.7906 | 0.17932 | 0.0147 | Estimated using an emission factor | 243627 | 1.7906
2018 | OH | Genoa Diesel Generating Station | 56181 | RFCW | RFC West | DFO | 6 |  | 219.999 | 4190.001 | 0.6496 | 5.9055 | 0.31007 | Estimated using an emission factor | 4190.001 | 0.6496
2018 | OH | GM Lordstown Assembly Solar Array | 59683 | RFCW | RFC West | SUN | 2.2 |  | 1974 |  |  | 0 |  |  |  | 0
2018 | OH | Greenup Hydro | 4258 | RFCW | RFC West | WAT | 70.2 |  | 210908.001 |  |  | 0 |  |  |  | 0
2018 | OH | Hamilton Hydro | 7807 | RFCW | RFC West | WAT | 2.2 |  | 4778 |  |  | 0 |  |  |  | 0
2018 | OH | Hannibal Port Power Project | 61322 | RFCW | RFC West | NG | 485
2018 | OH | Harpster Wind | 60126 | RFCW | RFC West | WND | 1.5 |  | 3260 |  |  | 0 |  |  |  | 0
2018 | OH | Harrod Electric Generating Station | 55384 | RFCW | RFC West | NG | 564
2018 | OH | Haverhill North Cogeneration Facility | 56848 | RFCW | RFC West | COG | 67 | 0.24656 | 296868 | 1600930.835 | 9.2897 | 0.062585 | 0.011605 | NEI avg EF - PM, fuel type | 6492975.65 | 37.6766
2018 | OH | Haviland Plastic Products | 58220 | RFCW | RFC West | WND | 4.5 |  | 13080 |  |  | 0 |  |  |  | 0
2018 | OH | Heat Plant 770 | 57926 | RFCW | RFC West | NG | 2
2018 | OH | Hecate Energy Highland LLC | 62670 | RFCW | RFC West | SUN | 300
2018 | OH | Hillcrest Solar | 62200 | RFCW | RFC West | SUN | 200
2018 | OH | HMV Minster Energy Storage System | 60299 | RFCW | RFC West | MWH | 7 |  | 0
2018 | OH | HMW Minster PV I | 60190 | RFCW | RFC West | SUN | 3 |  | 4986 |  |  | 0 |  |  |  | 0
2018 | OH | Hog Creek Wind Project | 61330 | RFCW | RFC West | WND | 66 |  | 194450 |  |  | 0 |  |  |  | 0
2018 | OH | Hoge Lumber | 10739 | RFCW | RFC West | WDS | 3.7 | 0.37108 | 2425 | 19112.44 | 0.218 | 0.17979 | 0.022812 | NEI avg EF - PM, fuel type | 51505 | 0.58747
2018 | OH | Icebreaker Offshore Wind Farm | 58941 | RFCW | RFC West | WND | 20.4
2018 | OH | Jackson (OH) | 7577 | RFCW | RFC West | DFO | 3.6 |  | 1 | 13 | 0.002015 | 4.03 | 0.31 | Estimated using an emission factor | 13 | 0.002015
2018 | OH | Jackson Cntr Peaking | 7780 | RFCW | RFC West | DFO | 1.8 |  | 79 | 815 | 0.12632 | 3.1981 | 0.31 | Estimated using an emission factor | 815 | 0.12632
2018 | OH | LafargeHolcim - Paulding Wind Project | 62752 | RFCW | RFC West | WND | 4.5
2018 | OH | Lake Road (OH) | 2908 | RFCW | RFC West | BIT | 160
2018 | OH | LE Wind Turbine 1 | 57613 | RFCW | RFC West | WND | 2.5 |  | 4907 |  |  | 0 |  |  |  | 0
2018 | OH | Lebanon | 2921 | RFCW | RFC West | DFO | 33.7 |  | 0
2018 | OH | Loraine County Project | 56869 | RFCW | RFC West | LFG | 27.2 |  | 154011.006 | 1722554.004 | 12.6608 | 0.16441 | 0.0147 | Estimated using an emission factor | 1722554.004 | 12.6608
2018 | OH | Lowell L&D Hydroelectric Project | 62429 | RFCW | RFC West | WAT | 5
2018 | OH | Mahoning | 57411 | RFCW | RFC West | LFG | 4.8 |  | 32431.002 | 396206 | 2.9121 | 0.17959 | 0.0147 | EPA/NEI; Estimated using an emission factor | 396206 | 2.9121
2018 | OH | Malta L&D Hydroelectric Project | 62428 | RFCW | RFC West | WAT | 4
2018 | OH | MCCo Solar Generating Facility | 59324 | RFCW | RFC West | SUN | 1 |  | 902 |  |  | 0 |  |  |  | 0
2018 | OH | Middletown Coke Company, LLC | 57822 | RFCW | RFC West | COG | 67 | 0.27544 | 350176 | 1870662.149 | 10.8548 | 0.061997 | 0.011605 | NEI avg EF - PM, fuel type | 6791575.285 | 39.4093
2018 | OH | Model Gas Power Station | 56863 | RFCW | RFC West | LFG | 2.8
2018 | OH | Montpelier | 7791 | RFCW | RFC West | DFO | 10.8 |  | 526.002 | 5419.002 | 0.83979 | 3.1931 | 0.30994 | Estimated using an emission factor | 5419.002 | 0.83979
2018 | OH | Monument | 2851 | RFCW | RFC West | DFO | 13.5 |  | 57 | 616 | 0.095325 | 3.3447 | 0.3095 | Estimated using an emission factor | 616 | 0.095325
2018 | OH | Morton Salt Rittman | 54335 | RFCW | RFC West | NG | 4 | 0.051834 | 13255.05 | 74474.545 | 0.29985 | 0.045244 | 0.0080525 | NEI avg EF - PM, fuel type | 1436800.34 | 5.7849
2018 | OH | Muskingum River | 2872 | RFCW | RFC West | BIT | 1529.4
2018 | OH | Napoleon | 7578 | RFCW | RFC West | DFO | 5.4 |  | 0.999 | 6.999 | 0.00093 | 1.8619 | 0.26575 | Estimated using an emission factor | 6.999 | 0.00093
2018 | OH | Napoleon Biogas | 58921 | RFCW | RFC West | OBG | 2.8 |  | 0
2018 | OH | Napoleon Peaking | 7776 | RFCW | RFC West | DFO | 5.4 |  | 198.999 | 2045.001 | 0.31713 | 3.1873 | 0.31015 | Estimated using an emission factor | 2045.001 | 0.31713
2018 | OH | Napoleon Solar I | 57462 | RFCW | RFC West | SUN | 8 |  | 11713 |  |  | 0 |  |  |  | 0
2018 | OH | New Knoxville | 7898 | RFCW | RFC West | DFO | 1.1
2018 | OH | Niles | 7579 | RFCW | RFC West | DFO | 5.4 |  | 1 | 13 | 0.002015 | 4.03 | 0.31 | Estimated using an emission factor | 13 | 0.002015
2018 | OH | Northwest Ohio Wind | 59296 | RFCW | RFC West | WND | 205 |  | 100040 |  |  | 0 |  | EPA/NEI; Estimated using an emission factor |  | 0
2018 | OH | Oberlin (OH) | 2933 | RFCW | RFC West | NG | 22 |  | 401 | 13033 | 0.12271 | 0.61203 | 0.018831 | EPA/NEI; Estimated using an emission factor | 13033 | 0.12271
2018 | OH | Oberlin Spear Point Solar One | 58134 | RFCW | RFC West | SUN | 2 |  | 2673 |  |  | 0 |  |  |  | 0
2018 | OH | Ohio Northern University Solar Site | 60913 | RFCW | RFC West | SUN | 3 |  | 4234 |  |  | 0 |  |  |  | 0
2018 | OH | Orrville | 2935 | RFCW | RFC West | NG | 84.5 |  | 31210 | 490592.671 | 6.2656 | 0.40151 | 0.025543 | NEI avg EF - PM, fuel type | 490592.671 | 6.2656
2018 | OH | Orrville Peaking | 7778 | RFCW | RFC West | DFO | 5.4 |  | 237.999 | 2445.999 | 0.37897 | 3.1847 | 0.30987 | Estimated using an emission factor | 2445.999 | 0.37897
2018 | OH | O'Shaughnessy Hydro | 7279 | RFCW | RFC West | WAT | 5.2 |  | 0
2018 | OH | Ottawa County Project | 56865 | RFCW | RFC West | LFG | 2.8 |  | 8026 | 107960 | 0.79351 | 0.19773 | 0.0147 | Estimated using an emission factor | 107960 | 0.79351
2018 | OH | Owens Corning Headquarters | 60038 | RFCW | RFC West | SUN | 2.1 |  | 1954 |  |  | 0 |  |  |  | 0
2018 | OH | Painesville | 2936 | RFCW | RFC West | BIT | 55.5 |  | 3369 | 58641.354 | 1.2802 | 0.75997 | 0.043661 | EPA/NEI; Estimated using an emission factor | 58641.354 | 1.2802
2018 | OH | Paulding Wind Farm II | 57620 | RFCW | RFC West | WND | 99 |  | 311716 |  |  | 0 |  |  |  | 0
2018 | OH | Paulding Wind Farm III | 60470 | RFCW | RFC West | WND | 100.8 |  | 312647 |  |  | 0 |  |  |  | 0
2018 | OH | Perry | 6020 | RFCW | RFC West | NUC | 1311.6 |  | 10934736 |  |  | 0 |  |  |  | 0
2018 | OH | Philo L&D Hydroelectric Project | 62427 | RFCW | RFC West | WAT | 3
2018 | OH | Picway | 2843 | RFCW | RFC West | BIT | 106.2
2018 | OH | Piqua Power Plant | 2937 | RFCW | RFC West | DFO | 81.1 |  | 1671 | 35105 | 0.30294 | 0.36259 | 0.017259 | EPA/NEI; Estimated using an emission factor | 35105 | 0.30294
2018 | OH | Procter & Gamble Cincinnati Plant | 50456 | RFCW | RFC West | NG | 12.5 | 0.018004 | 5101 | 30102.918 | 0.1212 | 0.04752 | 0.0080524 | NEI avg EF - PM, fuel type | 1671995 | 6.7318
2018 | OH | Prospect Municipal | 7603 | RFCW | RFC West | DFO | 1.8 |  | 0
2018 | OH | PS ST-8 Engine No 1 | 56421 | RFCW | RFC West | DFO | 2 |  | 5.88 | 54 | 0.00837 | 2.8469 | 0.31 | Estimated using an emission factor | 54 | 0.00837
2018 | OH | Racine | 6006 | RFCW | RFC West | WAT | 47.4 |  | 16605 |  |  | 0 |  |  |  | 0
2018 | OH | Refuse & Coal | 312 | RFCW | RFC West | MSW | 90
2018 | OH | Renewable Energy Services of Ohio | 57249 | RFCW | RFC West | LFG | 2.4 |  | 17454 | 189357 | 1.3918 | 0.15948 | 0.0147 | Estimated using an emission factor | 189357 | 1.3918
2018 | OH | Renick Run Pumping Station 03-04 | 56420 | RFCW | RFC West | DFO | 2.8 |  | 0.98 | 18 | 0.00279 | 5.6939 | 0.31 | Estimated using an emission factor | 18 | 0.00279
2018 | OH | Richard Gorsuch | 7286 | RFCW | RFC West | BIT | 200
2018 | OH | Rokeby L&D Hydroelectric Project | 62426 | RFCW | RFC West | WAT | 4
2018 | OH | RP Wind | 58630 | RFCW | RFC West | WND | 3.4 |  | 7422 |  |  | 0 |  |  |  | 0
2018 | OH | Sauder Power Plant | 54974 | RFCW | RFC West | WDS | 7.2 | 0.15677 | 27128 | 152574.625 | 1.7403 | 0.1283 | 0.022812 | NEI avg EF - PM, fuel type | 973215 | 11.1006
2018 | OH | Scioto Ridge Wind Farm | 58780 | RFCW | RFC West | WND | 189.2
2018 | OH | Seville | 7919 | RFCW | RFC West | DFO | 5.4 |  | 194.001 | 1998.999 | 0.30969 | 3.1927 | 0.30985 | Estimated using an emission factor | 1998.999 | 0.30969
2018 | OH | Shelby Municipal Light Plant | 2943 | RFCW | RFC West | DFO | 40 |  | 0
2018 | OH | Shelby North | 7827 | RFCW | RFC West | DFO | 1.8 |  | 84 | 869 | 0.13469 | 3.207 | 0.31 | Estimated using an emission factor | 869 | 0.13469
2018 | OH | Shelby South | 7828 | RFCW | RFC West | DFO | 1.8 |  | 88 | 1141 | 0.17685 | 4.0194 | 0.31 | Estimated using an emission factor | 1141 | 0.17685
2018 | OH | Sidney (OH) | 2852 | RFCW | RFC West | DFO | 13.5 |  | 62 | 407 | 0.062775 | 2.025 | 0.30848 | Estimated using an emission factor | 407 | 0.062775
2018 | OH | South Field Energy | 60356 | RFCW | RFC West | NG | 1105
2018 | OH | Springfield Solar LLC | 59545 | RFCW | RFC West | SUN | 1.5 |  | 1744 |  |  | 0 |  |  |  | 0
2018 | OH | St Marys | 2942 | RFCW | RFC West | DFO | 41.8 |  | 158 | 2998 | 0.018105 | 0.22918 | 0.012078 | EPA/NEI; Estimated using an emission factor | 2998 | 0.018105
2018 | OH | ST-1/1A Engine No 1 | 56422 | RFCW | RFC West | DFO | 1.3 |  | 1.96 | 24 | 0.00372 | 3.7959 | 0.31 | Estimated using an emission factor | 24 | 0.00372
2018 | OH | Stryker | 2881 | RFCW | RFC West | DFO | 19 |  | 45 | 950 | 0.0081982 | 0.36436 | 0.017259 | NEI avg EF - PM, fuel type, firing type | 950 | 0.0081982
2018 | OH | Suburban Landfill Gas Recovery | 57170 | RFCW | RFC West | LFG | 5.6 |  | 30669.002 | 347495.001 | 2.5541 | 0.16656 | 0.0147 | Estimated using an emission factor | 347495.001 | 2.5541
2018 | OH | Summit Street Power Plant | 58140 | RFCW | RFC West | NG | 13.2 | 0.34978 | 44032 | 233872.922 | 0.64121 | 0.029125 | 0.0054834 | NEI avg EF - PM, fuel type, firing type | 668634 | 1.8332
2018 | OH | Toledo Ref Power Recovery Train | 50965 | RFCW | RFC West | PC | 6 | 0.007438 | 10222 | 58056.528 |  |  |  |  | 7805322
2018 | OH | Valfilm Wind Project | 61356 | RFCW | RFC West | WND | 3 |  | 1993 |  |  | 0 |  |  |  | 0
2018 | OH | Versailles Peaking | 7775 | RFCW | RFC West | DFO | 5.4 |  | 249.999 | 2571 | 0.3985 | 3.1881 | 0.31 | Estimated using an emission factor | 2571 | 0.3985
2018 | OH | Wadsworth | 7580 | RFCW | RFC West | DFO | 5.4 |  | 3 | 27 | 0.004185 | 2.79 | 0.31 | Estimated using an emission factor | 27 | 0.004185
2018 | OH | Walter C Beckjord | 2830 | RFCW | RFC West | MWH | 1436.9 |  | -1285 | 0 |  | 0 |  |  | 0 | 0
2018 | OH | Wausau Paper Middletown | 57940 | RFCW | RFC West | BIT | 7.5 | 0.045282 | 5998 | 33676.913 | 0.74909 | 0.24978 | 0.044487 | NEI avg EF - PM, fuel type | 743713 | 16.5427
2018 | OH | Wellington | 7878 | RFCW | RFC West | DFO | 1 |  | 51 | 551 | 0.085405 | 3.3492 | 0.31 | Estimated using an emission factor | 551 | 0.085405
2018 | OH | West 41st Street | 2909 | RFCW | RFC West | NG | 32 |  | 333 | 4083 | 0.011197 | 0.06725 | 0.0054847 | NEI avg EF - PM, fuel type, firing type | 4083 | 0.011197
2018 | OH | Whirlpool Corp-Greenville Wind Farm | 61660 | RFCW | RFC West | WND | 4.5 |  | 2549.001 |  |  | 0 |  |  |  | 0
2018 | OH | Whirlpool Corporation - Marion Wind Farm | 61005 | RFCW | RFC West | WND | 4.5 |  | 9189.999 |  |  | 0 |  |  |  | 0
2018 | OH | Whirlpool Corporation - Ottawa Wind Farm | 61004 | RFCW | RFC West | WND | 1.5 |  | 3370 |  |  | 0 |  |  |  | 0
2018 | OH | Willey Battery Utility | 60660 | RFCW | RFC West | MWH | 6 |  | -1537 | 0 |  | 0 |  |  | 0 | 0
2018 | OH | Wooster Renewable Energy | 59072 | RFCW | RFC West | OBG | 1 |  | 2977 | 37890 | 0.27849 | 0.1871 | 0.0147 | Estimated using an emission factor | 37890 | 0.27849
2018 | OH | Wyandot Solar Farm | 57203 | RFCW | RFC West | SUN | 10 |  | 13045 |  |  | 0 |  |  |  | 0
2018 | OH | Yankee Street | 2854 | RFCW | RFC West | NG | 126.6 |  | 7330.999 | 105970 | 0.29054 | 0.079264 | 0.0054834 | EPA/NEI; Estimated using an emission factor | 105970 | 0.29054
2018 | OH | Zephyr Wind | 60128 | RFCW | RFC West | WND | 4.5 |  | 10857.999 |  |  | 0 |  |  |  | 0
2018 | OH | Zephyr Wind Project - 2.0 | 62653 | RFCW | RFC West | WND | 4.5
2018 | OH | AMP-Ohio Gas Turbines Bowling Green | 55262 | RFCW | RFC West | NG | 49.5 |  | 3592 | 41783 | 0.25116 | 0.13984 | 0.012022 | EPA/NEI | 41783 | 0.25116
2018 | OH | AMP-Ohio Gas Turbines Galion | 55263 | RFCW | RFC West | NG | 49.5 |  | 2483 | 22831 | 0.18432 | 0.14847 | 0.016146 | EPA/NEI | 22831 | 0.18432
2018 | OH | AMP-Ohio Gas Turbines Napoleon | 55264 | RFCW | RFC West | NG | 49.5 |  | 3389 | 40581 | 0.21534 | 0.12708 | 0.010613 | EPA/NEI | 40581 | 0.21534
2018 | OH | ArcelorMittal Cleveland LLC | 10398 | RFCW | RFC West | PRG | 68 | 0.14828 | 138943 | 941839.341 | 34.2485 | 0.49299 | 0.072727 | EPA/NEI; Estimated using an emission factor | 6351705 | 230.97
2018 | OH | ArcelorMittal Warren | 54207 | RFCW | RFC West | COG | 20.5 | 0.11377 | 56920 | 400770.233 | 2.3255 | 0.081713 | 0.011605 | EPA/NEI; Estimated using an emission factor | 3522517 | 20.44
2018 | OH | Avon Lake Power Plant | 2836 | RFCW | RFC West | BIT | 873.1 |  | 1068630 | 10233142 | 1134.018 | 2.1224 | 0.22164 | EPA/NEI; Estimated using an emission factor | 10233142 | 1134.018
2018 | OH | Bay Shore | 2878 | RFCW | RFC West | PC | 665.3 |  | 1088076 | 15782961 | 42.2983 | 0.077749 | 0.00536 | EPA/NEI | 15782961 | 42.2983
2018 | OH | Cardinal | 2828 | RFCW | RFC West | BIT | 1880.4 |  | 10038335 | 100939028 | 5260.0669 | 1.048 | 0.10422 | EPA/NEI | 100939028 | 5260.0669
2018 | OH | Carroll County Energy | 59773 | RFCW | RFC West | NG | 832.3 |  | 4713968 | 34362868 | 12.754 | 0.0054112 | 0.00074231 | EPA/NEI | 34362868 | 12.754
2018 | OH | Clean Energy Future - Lordstown, LLC | 60376 | RFCW | RFC West | NG | 962 |  | 1965570 | 12437472 | 35.7977 | 0.036425 | 0.0057564 | NEI avg EF - PM, fuel type, firing type | 12437472 | 35.7977
2018 | OH | Conesville | 2840 | RFCW | RFC West | BIT | 2174.8 |  | 4117512 | 45665178 | 3773.1885 | 1.8328 | 0.16525 | EPA/NEI; Estimated using an emission factor | 45665178 | 3773.1885
2018 | OH | Darby Electric Generating Station | 55247 | RFCW | RFC West | NG | 564 |  | 108651 | 3087951 | 12.3931 | 0.22813 | 0.0080267 | EPA/NEI | 3087951 | 12.3931
2018 | OH | Dresden Energy Facility | 55350 | RFCW | RFC West | NG | 678.3 |  | 4230993 | 27233833 | 25.823 | 0.012207 | 0.0018964 | EPA/NEI | 27233833 | 25.823
2018 | OH | Dynegy Dicks Creek, LLC | 2831 | RFCW | RFC West | NG | 159.1 |  | 3456.001 | 104425 | 0.1 | 0.05787 | 0.0019153 | EPA/NEI | 104425 | 0.1
2018 | OH | Dynegy Hanging Rock II, LLC | 55736 | RFCW | RFC West | NG | 1429.8 |  | 9286025 | 66761598 | 6.3424 | 0.001366 | 0.00019 | EPA/NEI | 66761598 | 6.3424
2018 | OH | Dynegy Washington II, LLC | 55397 | RFCW | RFC West | NG | 714.9 |  | 4649717 | 33269127 | 3.1606 | 0.0013595 | 0.00019 | EPA/NEI | 33269127 | 3.1606
2018 | OH | Eastlake | 2837 | RFCW | RFC West | DFO | 1289 |  | 154 | 4800 | 0.01 | 0.12987 | 0.0041667 | EPA/NEI | 4800 | 0.01
2018 | OH | Frank M Tait Station | 2847 | RFCW | RFC West | NG | 304.6 |  | 163803 | 2049924 | 7.1837 | 0.087712 | 0.0070088 | EPA/NEI; Estimated using an emission factor | 2049924 | 7.1837
2018 | OH | Fremont Energy Center | 55701 | RFCW | RFC West | NG | 739.5 |  | 2225286 | 27914471 | 100.62 | 0.090433 | 0.0072092 | EPA/NEI | 27914471 | 100.62
2018 | OH | Gen J M Gavin | 8102 | RFCW | RFC West | RC | 2600 |  | 16006202 | 154184827 | 2358.45 | 0.29469 | 0.030593 | EPA/NEI | 154184827 | 2358.45
2018 | OH | Greenville Electric Gen Station | 55228 | RFCW | RFC West | NG | 236 |  | 212537 | 2136298 | 1.4996 | 0.014111 | 0.0014039 | EPA/NEI | 2136298 | 1.4996
2018 | OH | Hamilton Municipal Power Plant | 2917 | RFCW | RFC West | NG | 138.1 | 1 | 720
2018 | OH | J M Stuart | 2850 | RFCW | RFC West | BIT | 2451.6 |  | 2077525 | 21784420 | 502.1309 | 0.48339 | 0.0461 |  | 21784420 | 502.1309
2018 | OH | Killen Station | 6031 | RFCW | RFC West | BIT | 689.3 |  | 1462169 | 16447897 | 192.7693 | 0.26368 | 0.02344 | EPA/NEI | 16447897 | 192.7693
2018 | OH | Kyger Creek | 2876 | RFCW | RFC West | BIT | 1086.5 |  | 5801085 | 63530152 | 7010.552 | 2.417 | 0.2207 | EPA/NEI | 63530152 | 7010.552
2018 | OH | Madison Generating Station | 55110 | RFCW | RFC West | NG | 692 |  | 541948 | 7121245 | 17.21 | 0.063512 | 0.0048334 | EPA/NEI | 7121245 | 17.21
2018 | OH | Miami Fort Power Station | 2832 | RFCW | RFC West | BIT | 1444 |  | 5409444 | 53116186 | 812.6776 | 0.30047 | 0.0306 | EPA/NEI; Estimated using an emission factor | 53116186 | 812.6776
2018 | OH | Middletown Energy Center | 59326 | RFCW | RFC West | NG | 543.9 |  | 2255806 | 13144753 | 37.8334 | 0.033543 | 0.0057564 | NEI avg EF - PM, fuel type, firing type | 13144753 | 37.8334
2018 | OH | Niles | 2861 | RFCW | RFC West | DFO | 292.6 |  | -329 | 719 | 0.013 | 0 | 0.036161 | EPA/NEI | 719 | 0.013
2018 | OH | O H Hutchings | 2848 | RFCW | RFC West | NG | 446.6 |  | -461 | 1624 | 0.0063461 | 0 | 0.0078154 | NEI avg EF - PM, fuel type, firing type | 1624 | 0.0063461
2018 | OH | Omega JV2 Bowling Green | 7783 | RFCW | RFC West | NG | 32 |  | 3592 | 23949 | 0.19438 | 0.10823 | 0.016233 | EPA/NEI | 23949 | 0.19438
2018 | OH | Omega JV2 Hamilton | 7782 | RFCW | RFC West | NG | 32 |  | 2733 | 32148 | 0.176 | 0.1288 | 0.010949 | EPA/NEI | 32148 | 0.176
2018 | OH | Oregon Clean Energy Center | 59764 | RFCW | RFC West | NG | 1061.5 |  | 4540015 | 30704919 | 41.782 | 0.018406 | 0.0027215 | EPA/NEI | 30704919 | 41.782
2018 | OH | Pixelle Specialty Solutions LLC | 10244 | RFCW | RFC West | NG | 92.8 | 0.15369 | 363680 | 2713048.169 | 6.9204 | 0.038058 | 0.0051016 | NEI avg EF - PM, fuel type | 17652214.958 | 45.0274
2018 | OH | Richland Peaking Station | 2880 | RFCW | RFC West | NG | 450 |  | 109143.999 | 1408430 | 6.91 | 0.12662 | 0.0098123 | EPA/NEI | 1408430 | 6.91
2018 | OH | Robert P Mone | 7872 | RFCW | RFC West | NG | 594 |  | 422754 | 4355180 | 4.102 | 0.019406 | 0.0018837 | EPA/NEI | 4355180 | 4.102
2018 | OH | Rolling Hills Generating LLC | 55401 | RFCW | RFC West | NG | 977.5 |  | 790934 | 8714280 | 9.2422 | 0.02337 | 0.0021212 | EPA/NEI | 8714280 | 9.2422
2018 | OH | Tait Electric Generating Station | 55248 | RFCW | RFC West | NG | 376 |  | 413954 | 5446918 | 33.0838 | 0.15984 | 0.012148 | EPA/NEI | 5446918 | 33.0838
2018 | OH | Troy Energy, LLC | 55348 | RFCW | RFC West | NG | 795.6 |  | 550924 | 5878235 | 7.1 | 0.025775 | 0.0024157 | EPA/NEI | 5878235 | 7.1
2018 | OH | W H Sammis | 2866 | RFCW | RFC West | BIT | 2468.1 |  | 4766665 | 54162168 | 5993.5389 | 2.5148 | 0.22132 | EPA/NEI; Estimated using an emission factor | 54162168 | 5993.5389
2018 | OH | W H Zimmer Generating Station | 6019 | RFCW | RFC West | BIT | 1425.6 |  | 8099135 | 75887346 | 1160.702 | 0.28662 | 0.03059 | EPA/NEI | 75887346 | 1160.702
2018 | OH | Waterford Plant | 55503 | RFCW | RFC West | NG | 921.6 |  | 6180696 | 43352058 | 30.917 | 0.010004 | 0.0014263 | EPA/NEI | 43352058 | 30.917
2018 | OH | West Lorain | 2869 | RFCW | RFC West | DFO | 555.6 |  | 43237 | 688320 | 5.4864 | 0.25378 | 0.015942 | EPA/NEI; Estimated using an emission factor | 688320 | 5.4864
2018 | OH | Woodsdale | 7158 | RFCW | RFC West | NG | 571.8 |  | 116440.998 | 1910108 | 0.18146 | 0.0031168 | 0.00019 | EPA/NEI | 1910108 | 0.18146
2018 | OK | Arbuckle | 2947 | MROW | MRO West | NG | 73
2018 | OK | Arbuckle Mountain Wind Farm LLC | 59234 | SPSO | SPP South | WND | 100 |  | 398720 |  |  | 0 |  |  |  | 0
2018 | OK | Armadillo Flats Wind Project, LLC | 61926 | SPSO | SPP South | WND | 247.3 |  | 30957 |  |  | 0 |  |  |  | 0
2018 | OK | Balko Wind LLC | 58900 | SPSO | SPP South | WND | 299.7 |  | 1168299 |  |  | 0 |  |  |  | 0
2018 | OK | Blue Canyon Windpower | 56081 | SPSO | SPP South | WND | 74.3 |  | 231372 |  |  | 0 |  |  |  | 0
2018 | OK | Blue Canyon Windpower II | 56335 | SPSO | SPP South | WND | 151 |  | 495517 |  |  | 0 |  |  |  | 0
2018 | OK | Blue Canyon Windpower V LLC | 57108 | SPSO | SPP South | WND | 99 |  | 362235 |  |  | 0 |  |  |  | 0
2018 | OK | Blue Canyon Windpower VI LLC | 57616 | SPSO | SPP South | WND | 100 |  | 378775 |  |  | 0 |  |  |  | 0
2018 | OK | Bluestem | 60256 | SPSO | SPP South | WND | 198 |  | 837775 |  |  | 0 |  |  |  | 0
2018 | OK | Boiling Springs Wind Farm | 62871 | SPSO | SPP South | WND | 148.4
2018 | OK | Boomer Lake Station | 3000 | SPSO | SPP South | NG | 28.7 |  | 0 |  |  |  |  | EPA/NEI; Estimated using an emission factor
2018 | OK | Breckinridge Wind Project LLC | 58994 | SPSO | SPP South | WND | 98.8 |  | 425361 |  |  | 0 |  |  |  | 0
2018 | OK | Broken Bow Dam | 6415 | SPSO | SPP South | WAT | 100 |  | 128754 |  |  | 0 |  |  |  | 0
2018 | OK | Buffalo Bear LLC | 56946 | SPSO | SPP South | WND | 18.9 |  | 57582 |  |  | 0 |  |  |  | 0
2018 | OK | Cana Gas Processing Plant | 57597 | SPSO | SPP South | DFO | 7.5 |  | 1026 | 9866.001 | 1.5294 | 2.9813 | 0.31003 | Estimated using an emission factor | 9866.001 | 1.5294
2018 | OK | Canadian Hills Wind | 57987 | SPSO | SPP South | WND | 298.5 |  | 1015943 |  |  | 0 |  |  |  | 0
2018 | OK | Centennial Wind Farm | 56380 | SPSO | SPP South | WND | 120 |  | 281431 |  |  | 0 |  |  |  | 0
2018 | OK | Chilocco Wind Farm | 58406 | SPSO | SPP South | WND | 200
2018 | OK | Chisholm View Wind Project | 58041 | SPSO | SPP South | WND | 300 |  | 1028165 |  |  | 0 |  |  |  | 0
2018 | OK | Conoco | 7185 | MROW | MRO West | NG | 66
2018 | OK | Covanta Tulsa Renewable Energy LLC | 50660 | SPSO | SPP South | MSW | 16.8 | 0.013359 | 7256 | 42633.849 | 3.3255 | 0.91661 | 0.156 | Estimated using an emission factor | 3191429.46 | 248.9315
2018 | OK | Covington Solar Farm | 61759 | SPSO | SPP South | SUN | 10 |  | 21496 |  |  | 0 |  |  |  | 0
2018 | OK | Crossroads Wind Farm | 57332 | SPSO | SPP South | WND | 227 |  | 751255 |  |  | 0 |  |  |  | 0
2018 | OK | Cushing | 2975 | SPSO | SPP South | DFO | 24.6 |  | 0
2018 | OK | Cyril | 61614 | SPSO | SPP South | SUN | 5 |  | 10098 |  |  | 0 |  |  |  | 0
2018 | OK | Dempsey Ridge Wind Farm | 56665 | SPSO | SPP South | WND | 224 |  | 358807 |  |  | 0 |  | EPA/NEI; Estimated using an emission factor |  | 0
2018 | OK | Drift Sand Wind Project LLC | 59065 | SPSO | SPP South | WND | 108 |  | 445601 |  |  | 0 |  |  |  | 0
2018 | OK | Elk City LLC | 57346 | SPSO | SPP South | WND | 198.1 |  | 715869 |  |  | 0 |  |  |  | 0
2018 | OK | Enid | 2950 | SPSO | SPP South | NG | 60
2018 | OK | Eufaula Dam | 6419 | SPSO | SPP South | WAT | 90 |  | 269474.001 |  |  | 0 |  |  |  | 0
2018 | OK | Fort Gibson | 3003 | SPSO | SPP South | WAT | 44.8 |  | 171930 |  |  | 0 |  |  |  | 0
2018 | OK | Frontier Windpower | 60218 | SPSO | SPP South | WND | 200 |  | 652718 |  |  | 0 |  |  |  | 0
2018 | OK | Frontier Windpower II | 62837 | SPSO | SPP South | WND | 351.8
2018 | OK | Goodwell Wind Project LLC | 58998 | SPSO | SPP South | WND | 200 |  | 888206 |  |  | 0 |  |  |  | 0
2018 | OK | Grant Plains Wind, LLC | 60545 | SPSO | SPP South | WND | 147.2 |  | 537396 |  |  | 0 |  |  |  | 0
2018 | OK | Grant Wind, LLC | 60013 | SPSO | SPP South | WND | 151.8 |  | 565336 |  |  | 0 |  |  |  | 0
2018 | OK | Great Western Wind Energy, LLC | 60574 | SRMW | SERC Midwest | WND | 225 |  | 984175 |  |  | 0 |  |  |  | 0
2018 | OK | Hinton | 61615 | SPSO | SPP South | SUN | 3 |  | 6173 |  |  | 0 |  |  |  | 0
2018 | OK | International Paper Valliant OK | 50192 | SPSO | SPP South | BLQ | 68 | 0.12416 | 443624.8 | 2596304.771 | 4.6564 | 0.020993 | 0.003587 | EPA/NEI; Estimated using an emission factor | 20911058 | 37.5038
2018 | OK | Kaw Hydro | 7545 | SPSO | SPP South | WAT | 37 |  | 81998 |  |  | 0 |  |  |  | 0
2018 | OK | Kay Wind, LLC | 59460 | SPSO | SPP South | WND | 299 |  | 1012985 |  |  | 0 |  |  |  | 0
2018 | OK | Keenan II Renewable Energy Co LLC | 57358 | SPSO | SPP South | WND | 151.8 |  | 577229 |  |  | 0 |  |  |  | 0
2018 | OK | Keystone Dam | 2984 | SPSO | SPP South | WAT | 70 |  | 193610 |  |  | 0 |  |  |  | 0
2018 | OK | Kingfisher | 2986 | SPSO | SPP South | NG | 9.1 |  | 42 | 568 | 0.00011985 | 0.005707 | 0.000422 | Estimated using an emission factor | 568 | 0.00011985
2018 | OK | Kingfisher Wind LLC | 58902 | SPSO | SPP South | WND | 298 |  | 1092665 |  |  | 0 |  |  |  | 0
2018 | OK | KODE Novus I | 57516 | SPSO | SPP South | WND | 80 |  | 8605 |  |  | 0 |  |  |  | 0
2018 | OK | KODE Novus II | 57889 | SPSO | SPP South | WND | 40 |  | 8605 |  |  | 0 |  |  |  | 0
2018 | OK | Laverne Diesel Generating Plant | 56348 | SPSO | SPP South | DFO | 4 |  | 29 | 317 | 0.04929 | 3.3993 | 0.31098 | Estimated using an emission factor | 317 | 0.04929
2018 | OK | Little Elk Wind Project LLC | 58999 | SPSO | SPP South | WND | 74 |  | 333098 |  |  | 0 |  |  |  | 0
2018 | OK | Mammoth Plains | 59284 | SPSO | SPP South | WND | 199 |  | 826771 |  |  | 0 |  |  |  | 0
2018 | OK | Mangum | 2991 | SPSO | SPP South | NG | 7.7 |  | 23 | 431.999 | 9.1152e-05 | 0.0079263 | 0.000422 | EPA/NEI; Estimated using an emission factor | 431.999 | 9.1152e-05
2018 | OK | Marietta | 61616 | SPSO | SPP South | SUN | 3 |  | 5559 |  |  | 0 |  |  |  | 0
2018 | OK | Markham | 2980 | SPSO | SPP South | WAT | 128.4 |  | 176311 |  |  | 0 |  |  |  | 0
2018 | OK | Minco Wind I, LLC | 57590 | SPSO | SPP South | WND | 99.2 |  | 305867 |  |  | 0 |  |  |  | 0
2018 | OK | Minco Wind II, LLC | 57956 | SPSO | SPP South | WND | 100.8 |  | 350822 |  |  | 0 |  |  |  | 0
2018 | OK | Minco Wind III, LLC | 58203 | SPSO | SPP South | WND | 100.8 |  | 430254 |  |  | 0 |  |  |  | 0
2018 | OK | Minco Wind IV, LLC | 61836 | SPSO | SPP South | WND | 130 |  | 44468 |  |  | 0 |  |  |  | 0
2018 | OK | Minco Wind V, LLC | 61837 | SPSO | SPP South | WND | 220
2018 | OK | Muskogee Mill | 10362 | SPSO | SPP South | SUB | 114 | 0.32048 | 415535 | 2885666.444 | 18.7673 | 0.090329 | 0.013007 | EPA/NEI; Estimated using an emission factor | 9004237.196 | 58.5603
2018 | OK | NextEra-Blackwell Wind, LLC | 58209 | SPSO | SPP South | WND | 59.8 |  | 220984 |  |  | 0 |  |  |  | 0
2018 | OK | Nine Mile Gas Processing Plant | 57132 | SPSO | SPP South | NG | 8.4
2018 | OK | Oklahoma Wind Energy Center | 56094 | SPSO | SPP South | WND | 102 |  | 187863 |  |  | 0 |  |  |  | 0
2018 | OK | Origin Wind | 58938 | SPSO | SPP South | WND | 150 |  | 568788 |  |  | 0 |  |  |  | 0
2018 | OK | Osage Wind, LLC | 58683 | SRMW | SERC Midwest | WND | 150.4 |  | 559804 |  |  | 0 |  |  |  | 0
2018 | OK | OU Spirit Wind Farm | 57286 | SPSO | SPP South | WND | 101.2 |  | 306396 |  |  | 0 |  |  |  | 0
2018 | OK | Pawhuska | 2995 | SPSO | SPP South | DFO | 9 |  | 39 | 306 | 0.04743 | 2.4323 | 0.31 | Estimated using an emission factor | 306 | 0.04743
2018 | OK | Pensacola | 2981 | SPSO | SPP South | WAT | 130.1 |  | 341109.997 |  |  | 0 |  |  |  | 0
2018 | OK | Persimmon Creek Wind Farm 1, LLC | 61876 | SPSO | SPP South | WND | 198.6 |  | 279097 |  |  | 0 |  |  |  | 0
2018 | OK | Pine Ridge | 61617 | SPSO | SPP South | SUN | 3 |  | 5467 |  |  | 0 |  |  |  | 0
2018 | OK | Red Dirt Wind Project | 61270 | SPSO | SPP South | WND | 299.3 |  | 1057813 |  |  | 0 |  |  |  | 0
2018 | OK | Red Hills Wind Project LLC | 56804 | SPSO | SPP South | WND | 123 |  | 407047 |  |  | 0 |  |  |  | 0
2018 | OK | Redbed Plains Wind Farm | 61221 | SPSO | SPP South | WND | 99.1 |  | 426951 |  |  | 0 |  |  |  | 0
2018 | OK | Robert S Kerr | 2985 | SPSO | SPP South | WAT | 110 |  | 429195 |  |  | 0 |  |  |  | 0
2018 | OK | Rock Falls Wind Farm LLC | 61261 | SPSO | SPP South | WND | 154.5 |  | 572768 |  |  | 0 |  |  |  | 0
2018 | OK | Rocky Ridge Wind Project | 58078 | SPSO | SPP South | WND | 148.8 |  | 583198 |  |  | 0 |  |  |  | 0
2018 | OK | Rush Springs Wind | 60592 | SPSO | SPP South | WND | 249.9 |  | 972872 |  |  | 0 |  |  |  | 0
2018 | OK | Salina | 2982 | SPSO | SPP South | WAT | 259.2 |  | -135051 |  |  | 0 |  |  |  | 0
2018 | OK | Seiling Wind I | 59311 | SPSO | SPP South | WND | 199 |  | 812963 |  |  | 0 |  |  |  | 0
2018 | OK | Seiling Wind II | 59312 | SPSO | SPP South | WND | 98.6 |  | 395594 |  |  | 0 |  |  |  | 0
2018 | OK | Skeleton Creek Energy Center | 62494 | SPSO | SPP South |  | 700
2018 | OK | Sleeping Bear LLC | 56621 | SPSO | SPP South | WND | 94.5 |  | 269646 |  |  | 0 |  |  |  | 0
2018 | OK | Stillwater Energy Center | 59647 | SPSO | SPP South | NG | 56.4 |  | 34473 | 325214.001 | 0.06862 | 0.0039811 | 0.000422 | Estimated using an emission factor | 325214.001 | 0.06862
2018 | OK | Stillwater Water Treatment Plant | 55987 | SPSO | SPP South | DFO | 2 |  | 0
2018 | OK | Taloga Wind LLC | 57261 | SPSO | SPP South | WND | 130 |  | 403569 |  |  | 0 |  |  |  | 0
2018 | OK | Tenkiller Ferry | 3004 | SPSO | SPP South | WAT | 39 |  | 83851 |  |  | 0 |  |  |  | 0
2018 | OK | Thunder Ranch Wind Project | 61269 | SPSO | SPP South | WND | 297.8 |  | 1153750 |  |  | 0 |  |  |  | 0
2018 | OK | Tulsa LFG LLC | 57828 | SPSO | SPP South | LFG | 4.8 |  | 20748 | 239747 | 1.7621 | 0.16986 | 0.0147 | EPA/NEI; Estimated using an emission factor | 239747 | 1.7621
2018 | OK | Tuttle | 61618 | SPSO | SPP South | SUN | 4 |  | 8410 |  |  | 0 |  |  |  | 0
2018 | OK | University of Oklahoma | 50307 | SPSO | SPP South | NG | 18.6 | 0.000726 | 15 | 85.32 | 0.00034363 | 0.045817 | 0.0080551 | EPA/NEI; Estimated using an emission factor | 117559 | 0.47332
2018 | OK | Vici Wind Farm | 59062 | SPSO | SPP South | WND | 180
2018 | OK | Waynoka Gas Processing Plant | 59782 | SPSO | SPP South | NG | 3.9 |  | 19352.001 | 186783 | 0.039411 | 0.0040731 | 0.000422 | Estimated using an emission factor | 186783 | 0.039411
2018 | OK | Weatherford Wind Energy Center | 56273 | SPSO | SPP South | WND | 147 |  | 556261 |  |  | 0 |  |  |  | 0
2018 | OK | Webbers Falls | 2987 | SPSO | SPP South | WAT | 70 |  | 158663.999 |  |  | 0 |  |  |  | 0
2018 | OK | WFEC GenCo LLC | 55655 | SPSO | SPP South | NG | 90 |  | 209742 | 2294117 | 6.2898 | 0.059976 | 0.0054834 | NEI avg EF - PM, fuel type, firing type | 2294117 | 6.2898
2018 | OK | Wildhorse Mountain Wind Facility | 61866 | SPSO | SPP South | WND | 100
2018 | OK | Woodward | 2958 | SPSO | SPP South | NG | 11
2018 | OK | AES Shady Point, LLC | 10671 | SPSO | SPP South | RC | 350 | 1 | 1889385 | 24403114 | 168.793 | 0.17868 | 0.013834 | EPA/NEI | 24403114 | 168.793
2018 | OK | Anadarko | 3006 | SPSO | SPP South | NG | 534.9 |  | 1538375.999 | 14296238 | 23.683 | 0.03079 | 0.0033132 | EPA/NEI; Estimated using an emission factor | 14296238 | 23.683
2018 | OK | Charles D Lamb Energy Center | 58325 | SPSO | SPP South | NG | 122 |  | 146651 | 1842980 | 7.2019 | 0.098218 | 0.0078154 | NEI avg EF - PM, fuel type, firing type | 1842980 | 7.2019
2018 | OK | Chouteau Power Plant | 7757 | SRMW | SERC Midwest | NG | 1069.6 |  | 5684867 | 41354751 | 23.671 | 0.0083277 | 0.0011448 | EPA/NEI | 41354751 | 23.671
2018 | OK | Comanche (8059) | 8059 | SPSO | SPP South | NG | 294 |  | 196644 | 1820668 | 0.17296 | 0.0017592 | 0.00019 | EPA/NEI | 1820668 | 0.17296
2018 | OK | Grand River Dam Authority | 165 | SPSO | SPP South | NG | 1734.3 |  | 2682303 | 23170299 | 135.1144 | 0.10075 | 0.011663 | EPA/NEI; Estimated using an emission factor | 23170299 | 135.1144
2018 | OK | Green Country Energy, LLC | 55146 | SPSO | SPP South | NG | 903.9 |  | 4985809 | 36585771 | 37.31 | 0.014966 | 0.0020396 | EPA/NEI | 36585771 | 37.31
2018 | OK | Horseshoe Lake | 2951 | SPSO | SPP South | NG | 974 |  | 777651 | 9374613 | 33.495 | 0.086144 | 0.0071459 | EPA/NEI | 9374613 | 33.495
2018 | OK | Hugo | 6772 | SPSO | SPP South | SUB | 1196 |  | 1641087 | 20726521 | 58.6 | 0.071416 | 0.0056546 | EPA/NEI | 20726521 | 58.6
2018 | OK | McClain Energy Facility | 55457 | SPSO | SPP South | NG | 551.3 |  | 3529681 | 23833391 | 2.2642 | 0.0012829 | 0.00019 | EPA/NEI | 23833391 | 2.2642
2018 | OK | Mooreland | 3008 | SPSO | SPP South | NG | 305 |  | 97138 | 1226099 | 4.6 | 0.094711 | 0.0075035 | EPA/NEI; Estimated using an emission factor | 1226099 | 4.6
2018 | OK | Muskogee | 2952 | SPSO | SPP South | SUB | 1889 |  | 3857294 | 44261854 | 697.857 | 0.36184 | 0.031533 | EPA/NEI | 44261854 | 697.857
2018 | OK | Mustang | 2953 | SPSO | SPP South | NG | 1077.5 |  | 9522.003 | 7743459 | 30.2593 | 6.3557 | 0.0078154 | EPA/NEI; Estimated using an emission factor | 7743459 | 30.2593
2018 | OK | Northeastern | 2963 | SPSO | SPP South | SUB | 1950.5 |  | 4997757 | 48694103 | 301.643 | 0.12071 | 0.012389 | EPA/NEI | 48694103 | 301.643
2018 | OK | Oklahoma Cogeneration LLC | 50558 | SPSO | SPP South | NG | 122.4 | 0.99877 | 111939 | 970416.689 | 5.1936 | 0.092794 | 0.010704 | EPA/NEI | 971610 | 5.2
2018 | OK | Oneta Energy Center | 55225 | SPSO | SPP South | NG | 1214 |  | 4976693 | 38184246 | 3.6275 | 0.0014578 | 0.00019 | EPA/NEI | 38184246 | 3.6275
2018 | OK | Ponca | 762 | SPSO | SPP South | NG | 182.3 |  | 47434 | 471059 | 1.88 | 0.079268 | 0.007982 | EPA/NEI; Estimated using an emission factor | 471059 | 1.88
2018 | OK | Redbud Power Plant | 55463 | SPSO | SPP South | NG | 1433.6 |  | 5434734 | 41249079 | 64.48 | 0.023729 | 0.0031264 | EPA/NEI | 41249079 | 64.48
2018 | OK | Riverside (4940) | 4940 | SPSO | SPP South | NG | 1121.7 |  | 604262 | 7551363 | 25.4485 | 0.08423 | 0.0067401 | EPA/NEI | 7551363 | 25.4485
2018 | OK | Seminole (2956) | 2956 | SPSO | SPP South | NG | 1724 |  | 1355870 | 16070514 | 35.084 | 0.051751 | 0.0043663 | EPA/NEI | 16070514 | 35.084
2018 | OK | Sooner | 6095 | SPSO | SPP South | SUB | 2088 |  | 4446699 | 47321174 | 620.681 | 0.27916 | 0.026233 | EPA/NEI | 47321174 | 620.681
2018 | OK | Southwestern | 2964 | SPSO | SPP South | NG | 658 |  | 610310 | 7789926 | 28.48 | 0.09333 | 0.007312 | EPA/NEI | 7789926 | 28.48
2018 | OK | Spring Creek Power Plant | 55651 | SPNO | SPP North | NG | 338 |  | 201285 | 2419810 | 0.218 | 0.0021661 | 0.00018018 | EPA/NEI | 2419810 | 0.218
2018 | OK | Tenaska Kiamichi Generating Station | 55501 | ERCT | ERCOT All | NG | 1370 |  | 5485625 | 40442044 | 47.55 | 0.017336 | 0.0023515 | EPA/NEI | 40442044 | 47.55
2018 | OK | Tulsa | 2965 | SPSO | SPP South | NG | 443.2 |  | 431029 | 5683393 | 20.614 | 0.09565 | 0.0072541 | EPA/NEI | 5683393 | 20.614
2018 | OK | Weleetka | 2966 | SPSO | SPP South | NG | 163 |  | 36494.001 | 495076 | 1.635 | 0.089604 | 0.006605 | EPA/NEI | 495076 | 1.635
2018 | OR | 45 Mile Hydroelectric Project | 58455 | NWPP | WECC Northwest | WAT | 3 |  | 7920.999 |  |  | 0 |  |  |  | 0
2018 | OR | Adams Solar Center | 61496 | NWPP | WECC Northwest | SUN | 10 |  | 12026 |  |  | 0 |  |  |  | 0
2018 | OR | Airport Solar | 62560 | NWPP | WECC Northwest | SUN | 47.3
2018 | OR | Alden Bailey Power Plant | 56223 | NWPP | WECC Northwest | NG | 10.9 |  | 0
2018 | OR | Arlington Wind Power Project | 56855 | NWPP | WECC Northwest | WND | 103 |  | 221498 |  |  | 0 |  |  |  | 0
2018 | OR | Baker City Solar | 61854 | NWPP | WECC Northwest | SUN | 15
2018 | OR | Baldock Solar Highway | 57882 | NWPP | WECC Northwest | SUN | 1.7 |  | 2008 |  |  | 0 |  |  |  | 0
2018 | OR | Ballston Solar LLC | 62170 | NWPP | WECC Northwest | SUN | 2.2 |  | 85 |  |  | 0 |  |  |  | 0
2018 | OR | BC Solar | 60616 | NWPP | WECC Northwest | SUN | 8 |  | 18530 |  |  | 0 |  |  |  | 0
2018 | OR | Bear Creek Solar Center | 61281 | NWPP | WECC Northwest | SUN | 10 |  | 5711 |  |  | 0 |  |  |  | 0
2018 | OR | Beaver | 8073 | NWPP | WECC Northwest | NG | 610.7 |  | 495578 | 10177093.088 | 29.2849 | 0.11818 | 0.0057551 | EPA/NEI; Estimated using an emission factor | 10177093.088 | 29.2849
2018 | OR | Bellevue Solar Project | 57372 | NWPP | WECC Northwest | SUN | 1.6 |  | 1739 |  |  | 0 |  |  |  | 0
2018 | OR | Bend | 6484 | NWPP | WECC Northwest | WAT | 1.1 |  | 1448 |  |  | 0 |  |  |  | 0
2018 | OR | Benson Creek Windfarm (Burnt River) | 59491 | NWPP | WECC Northwest | WND | 10 |  | 30914 |  |  | 0 |  |  |  | 0
2018 | OR | Big Cliff | 3074 | NWPP | WECC Northwest | WAT | 18 |  | 87091 |  |  | 0 |  |  |  | 0
2018 | OR | Big Top LLC | 56968 | NWPP | WECC Northwest | WND | 1.7 |  | 4127 |  |  | 0 |  |  |  | 0
2018 | OR | Biglow Canyon Wind Farm | 56485 | NWPP | WECC Northwest | WND | 449.7 |  | 1041840 |  |  | 0 |  |  |  | 0
2018 | OR | Biomass One LP | 10869 | NWPP | WECC Northwest | WDS | 40 | 1 | 166000 | 2981701.132 | 34.0096 | 0.40975 | 0.022812 | NEI avg EF - PM, fuel type | 2981701.132 | 34.0096
2018 | OR | Black Cap Solar Plant | 58150 | NWPP | WECC Northwest | SUN | 2 |  | 4113 |  |  | 0 |  |  |  | 0
2018 | OR | Blue Marmot IX | 62867 | NWPP | WECC Northwest | SUN | 10
2018 | OR | Blue Marmot V | 62866 | NWPP | WECC Northwest | SUN | 10
2018 | OR | Blue Marmot VI | 62865 | NWPP | WECC Northwest | SUN | 10
2018 | OR | Blue Marmot VII | 62864 | NWPP | WECC Northwest | SUN | 10
2018 | OR | Blue Marmot VIII | 62863 | NWPP | WECC Northwest | SUN | 10
2018 | OR | Bly Solar Center | 62272 | NWPP | WECC Northwest | SUN | 8 |  | 581 |  |  | 0 |  |  |  | 0
2018 | OR | Bonneville | 3075 | NWPP | WECC Northwest | WAT | 1162 |  | 4859814.004 |  |  | 0 |  |  |  | 0
2018 | OR | Boring Solar LLC | 62169 | NWPP | WECC Northwest | SUN | 2.2
2018 | OR | Brush Solar Center | 61844 | NWPP | WECC Northwest | SUN | 2.8
2018 | OR | Bull Run Hydro | 3044 | NWPP | WECC Northwest | WAT | 20.8
2018 | OR | Butter Creek Power LLC | 56967 | NWPP | WECC Northwest | WND | 5 |  | 13533 |  |  | 0 |  |  |  | 0
2018 | OR | Carmen Smith | 3067 | NWPP | WECC Northwest | WAT | 114.3 |  | 165889.001 |  |  | 0 |  |  |  | 0
2018 | OR | C-Drop Hydro | 58470 | NWPP | WECC Northwest | WAT | 1.1 |  | 1776 |  |  | 0 |  |  |  | 0
2018 | OR | Chiloquin Solar, LLC | 61631 | NWPP | WECC Northwest | SUN | 9.9 |  | 20037 |  |  | 0 |  |  |  | 0
2018 | OR | Chopin Wind LLC | 59076 | NWPP | WECC Northwest | WND | 10 |  | 31245 |  |  | 0 |  |  |  | 0
2018 | OR | Clearwater 1 | 3020 | NWPP | WECC Northwest | WAT | 15 |  | 40494 |  |  | 0 |  |  |  | 0
2018 | OR | Clearwater 2 | 3021 | NWPP | WECC Northwest | WAT | 26 |  | 36927 |  |  | 0 |  |  |  | 0
2018 | OR | Cline Falls | 6482 | NWPP | WECC Northwest | WAT | 1
2018 | OR | Coffin Butte | 7725 | NWPP | WECC Northwest | LFG | 5.6 | 1 | 41883 | 461748 | 3.3938 | 0.16206 | 0.0147 | Estimated using an emission factor | 461748 | 3.3938
2018 | OR | Co-Gen II LLC | 50993 | NWPP | WECC Northwest | WDS | 7.5 | 1 | 0
2018 | OR | Co-Gen LLC | 50921 | NWPP | WECC Northwest | WDS | 7.5 | 1 | 0
2018 | OR | Colton Solar | 61831 | NWPP | WECC Northwest | SUN | 2.2 |  | 2026 |  |  | 0 |  |  |  | 0
2018 | OR | Combine Hills I | 56195 | NWPP | WECC Northwest | WND | 41 |  | 113681 |  |  | 0 |  |  |  | 0
2018 | OR | Condon Windpower LLC | 55739 | NWPP | WECC Northwest | WND | 49.8 |  | 98535 |  |  | 0 |  |  |  | 0
2018 | OR | Copper Dam Plant | 10323 | NWPP | WECC Northwest | WAT | 5.6 |  | 16197 |  |  | 0 |  | EPA/NEI; Estimated using an emission factor |  | 0
2018 | OR | Cougar | 3076 | NWPP | WECC Northwest | WAT | 26 |  | 80523 |  |  | 0 |  |  |  | 0
2018 | OR | Covanta Marion Inc | 50630 | NWPP | WECC Northwest | MSW | 13.1 | 1 | 70695 | 1587806.022 | 1.2385 | 0.035038 | 0.00156 | Estimated using an emission factor | 1587806.022 | 1.2385
2018 | OR | Coyote Springs II | 7931 | NWPP | WECC Northwest | NG | 287 |  | 1495191 | 10453021.494 | 29.1103 | 0.038939 | 0.0055697 | EPA/NEI; Estimated using an emission factor | 10453021.494 | 29.1103
2018 | OR | Dalles Dam North Fishway Project | 7431 | NWPP | WECC Northwest | WAT | 6.5 |  | 40360 |  |  | 0 |  |  |  | 0
2018 | OR | Dayton Cutoff Solar | 61827 | NWPP | WECC Northwest | SUN | 2.2 |  | 2892 |  |  | 0 |  |  |  | 0
2018 | OR | Detroit | 3077 | NWPP | WECC Northwest | WAT | 100 |  | 379298 |  |  | 0 |  |  |  | 0
2018 | OR | Dexter | 3078 | NWPP | WECC Northwest | WAT | 15 |  | 63279 |  |  | 0 |  |  |  | 0
2018 | OR | Dillard Complex | 50396 | NWPP | WECC Northwest | WDS | 51.5 | 0.21139 | 144045 | 1001341.181 | 11.4214 | 0.15858 | 0.022812 | NEI avg EF - PM, fuel type | 4736948.24 | 54.0301
2018 | OR | Dorena Hydro-Electric Facility | 59357 | NWPP | WECC Northwest | WAT | 7.5 |  | 9321 |  |  | 0 |  |  |  | 0
2018 | OR | Douglas County Forest Products | 61761 | NWPP | WECC Northwest | WDS | 6.3 | 0.16137 | 27929 | 184491.561 | 2.1043 | 0.15069 | 0.022812 | NEI avg EF - PM, fuel type | 1143261 | 13.0401
2018 | OR | Dry Creek LFG to Energy Project | 56461 | NWPP | WECC Northwest | LFG | 3.2 | 1 | 16864 | 200409 | 1.473 | 0.17469 | 0.0147 | Estimated using an emission factor | 200409 | 1.473
2018 | OR | Durbin Creek Windfarm (Burnt River) | 59492 | NWPP | WECC Northwest | WND | 10 |  | 27901 |  |  | 0 |  |  |  | 0
2018 | OR | Durham AWTF | 60263 | NWPP | WECC Northwest | OBG | 1.6 | 1 | 12301 | 130751 | 0.96103 | 0.15625 | 0.0147 | Estimated using an emission factor | 130751 | 0.96103
2018 | OR | Eagle Point | 3024 | NWPP | WECC Northwest | WAT | 2.8 |  | 16411 |  |  | 0 |  |  |  | 0
2018 | OR | Eagle Point Solar | 61560 | NWPP | WECC Northwest | SUN | 9.9 |  | 18684 |  |  | 0 |  |  |  | 0
2018 | OR | East Side | 3025 | NWPP | WECC Northwest | WAT | 3.2 |  | 0
2018 | OR | Elbe Solar Center | 61497 | NWPP | WECC Northwest | SUN | 10 |  | 10632 |  |  | 0 |  |  |  | 0
2018 | OR | Elkhorn Valley Wind Farm | 56623 | NWPP | WECC Northwest | WND | 100.7 |  | 314423 |  |  | 0 |  |  |  | 0
2018 | OR | Eurus Combine Hills Turbine Ranch 2 | 57137 | NWPP | WECC Northwest | WND | 63 |  | 169208 |  |  | 0 |  |  |  | 0
2018 | OR | Evergreen BioPower LLC | 56781 | NWPP | WECC Northwest | WDS | 21 | 0.23031 | 51006 | 278986.273 | 3.1822 | 0.12478 | 0.022812 | NEI avg EF - PM, fuel type | 1211369 | 13.817
2018 | OR | Falls Creek | 52187 | NWPP | WECC Northwest | WAT | 4.1 |  | 12544 |  |  | 0 |  |  |  | 0
2018 | OR | Faraday | 3045 | NWPP | WECC Northwest | WAT | 54.6 |  | 130280 |  |  | 0 |  | EPA/NEI; Estimated using an emission factor |  | 0
2018 | OR | Finley Buttes Landfill Gas | 58687 | NWPP | WECC Northwest | LFG | 4.8 |  | 32391 | 337179.999 | 2.4783 | 0.15302 | 0.0147 | Estimated using an emission factor | 337179.999 | 2.4783
2018 | OR | Fish Creek | 3026 | NWPP | WECC Northwest | WAT | 11 |  | 14758 |  |  | 0 |  |  |  | 0
2018 | OR | Foster | 6552 | NWPP | WECC Northwest | WAT | 20 |  | 82985 |  |  | 0 |  |  |  | 0
2018 | OR | Four Corners Windfarm LLC | 56969 | NWPP | WECC Northwest | WND | 10 |  | 28785 |  |  | 0 |  |  |  | 0
2018 | OR | Four Mile Canyon Windfarm LLC | 56970 | NWPP | WECC Northwest | WND | 10 |  | 27321 |  |  | 0 |  |  |  | 0
2018 | OR | FPL Energy Vansycle LLC (OR) | 55989 | NWPP | WECC Northwest | WND | 122.8 |  | 286622 |  |  | 0 |  |  |  | 0
2018 | OR | Galesville Project | 50938 | NWPP | WECC Northwest | WAT | 1.6 |  | 2417 |  |  | 0 |  |  |  | 0
2018 | OR | Georgia-Pacific Toledo Mill | 58109 | NWPP | WECC Northwest | BLQ | 37.3 | 0.043425 | 57249.245 | 336748.658 | 0.80468 | 0.028111 | 0.0047791 | EPA/NEI; Estimated using an emission factor | 7754749.814 | 18.5303
2018 | OR | Georgia-Pacific Wauna Mill | 56192 | NWPP | WECC Northwest | BLQ | 36 | 0.10641 | 136851 | 761405.62 | 2.222 | 0.032473 | 0.0058365 | EPA/NEI; Estimated using an emission factor | 7155205.294 | 20.8807
2018 | OR | Grand Ronde Solar | 61835 | NWPP | WECC Northwest | SUN | 2.2 |  | 4262 |  |  | 0 |  |  |  | 0
2018 | OR | Green Peter | 3080 | NWPP | WECC Northwest | WAT | 80 |  | 250419 |  |  | 0 |  |  |  | 0
2018 | OR | Green Springs | 6403 | NWPP | WECC Northwest | WAT | 17.2 |  | 67662 |  |  | 0 |  |  |  | 0
2018 | OR | Ground Water Pumping Station | 50105 | NWPP | WECC Northwest | WAT | 5.4
2018 | OR | Grove Solar Center, LLC | 60330 | NWPP | WECC Northwest | SUN | 6 |  | 13393 |  |  | 0 |  |  |  | 0
2018 | OR | Hay Canyon Wind Power LLC | 56790 | NWPP | WECC Northwest | WND | 100.8 |  | 206141 |  |  | 0 |  |  |  | 0
2018 | OR | Hells Canyon | 3013 | NWPP | WECC Northwest | WAT | 391.5 |  | 2194877.001 |  |  | 0 |  |  |  | 0
2018 | OR | Hills Creek | 3081 | NWPP | WECC Northwest | WAT | 30 |  | 122105 |  |  | 0 |  |  |  | 0
2018 | OR | Horseshoe Bend Wind LLC | 57550 | NWPP | WECC Northwest | WND | 290 |  | 655451 |  |  | 0 |  |  |  | 0
2018 | OR | Hyline Solar Center, LLC | 60331 | NWPP | WECC Northwest | SUN | 9 |  | 20363 |  |  | 0 |  |  |  | 0
2018 | OR | Interstate Solar | 61832 | NWPP | WECC Northwest | SUN | 2.2 |  | 3795 |  |  | 0 |  |  |  | 0
2018 | OR | IP Springfield Oregon | 50191 | NWPP | WECC Northwest | BLQ | 65 | 0.07585 | 73615 | 413445.435 | 5.3133 | 0.14435 | 0.025703 | EPA/NEI; Estimated using an emission factor | 5450829.78 | 70.0502
2018 | OR | Jett Creek Windfarm (Burnt River) | 59490 | NWPP | WECC Northwest | WND | 10 |  | 29468 |  |  | 0 |  |  |  | 0
2018 | OR | John C Boyle | 3028 | NWPP | WECC Northwest | WAT | 98.7 |  | 194050 |  |  | 0 |  |  |  | 0
2018 | OR | John Day | 3082 | NWPP | WECC Northwest | WAT | 2160 |  | 9192948.992 |  |  | 0 |  |  |  | 0
2018 | OR | Juniper Ridge Hydroelectric Project | 57437 | NWPP | WECC Northwest | WAT | 5 |  | 13030 |  |  | 0 |  |  |  | 0
2018 | OR | Klamath Falls Solar 2 CSG | 61553 | NWPP | WECC Northwest | SUN | 2.9 |  | 5480 |  |  | 0 |  |  |  | 0
2018 | OR | Klamath Solar | 57924 | NWPP | WECC Northwest | SUN | 5
2018 | OR | Klondike Wind Power | 55871 | NWPP | WECC Northwest | WND | 24.5 |  | 45542 |  |  | 0 |  |  |  | 0
2018 | OR | Klondike Windpower II | 56359 | NWPP | WECC Northwest | WND | 75 |  | 191762 |  |  | 0 |  |  |  | 0
2018 | OR | Klondike Windpower III | 56468 | NWPP | WECC Northwest | WND | 297.5 |  | 724004 |  |  | 0 |  |  |  | 0
2018 | OR | Labish Solar LLC | 62171 | NWPP | WECC Northwest | SUN | 2.2 |  | 115 |  |  | 0 |  |  |  | 0
2018 | OR | Lacomb Irrigation District | 52155 | NWPP | WECC Northwest | WAT | 1 |  | 4422 |  |  | 0 |  |  |  | 0
2018 | OR | Lakeview Cogeneration LLC | 57398 | NWPP | WECC Northwest | OBS | 26.8
2018 | OR | Leaburg | 3068 | NWPP | WECC Northwest | WAT | 15.9 |  | 66590 |  |  | 0 |  |  |  | 0
2018 | OR | Leaning Juniper | 56360 | NWPP | WECC Northwest | WND | 100.5 |  | 201665 |  |  | 0 |  |  |  | 0
2018 | OR | Leaning Juniper Wind Power II | 57333 | NWPP | WECC Northwest | WND | 201 |  | 396885 |  |  | 0 |  |  |  | 0
2018 | OR | Lemolo 1 | 3029 | NWPP | WECC Northwest | WAT | 32 |  | 124864 |  |  | 0 |  |  |  | 0
2018 | OR | Lemolo 2 | 6421 | NWPP | WECC Northwest | WAT | 38.5 |  | 133034 |  |  | 0 |  |  |  | 0
2018 | OR | Lime Wind | 57803 | NWPP | WECC Northwest | WND | 3 |  | 6076 |  |  | 0 |  |  |  | 0
2018 | OR | Lookout Point | 3083 | NWPP | WECC Northwest | WAT | 120 |  | 240129.999 |  |  | 0 |  |  |  | 0
2018 | OR | Lost Creek | 6174 | NWPP | WECC Northwest | WAT | 49 |  | 220524 |  |  | 0 |  |  |  | 0
2018 | OR | McNary | 3084 | NWPP | WECC Northwest | WAT | 990.5 |  | 5682145.004 |  |  | 0 |  |  |  | 0
2018 | OR | Medford Operation | 56193 | NWPP | WECC Northwest | WDS | 8.5
2018 | OR | Michell Butte Power Project | 50360 | NWPP | WECC Northwest | WAT | 1.8 |  | 4922 |  |  | 0 |  |  |  | 0
2018 | OR | Middle Fork Irrigation District | 50917 | NWPP | WECC Northwest | WAT | 3.3 |  | 22507 |  |  | 0 |  |  |  | 0
2018 | OR | Mill Creek Solar (OR) | 61338 | NWPP | WECC Northwest | SUN | 2.2 |  | 3780 |  |  | 0 |  |  |  | 0
2018 | OR | Montague Wind Power Facility LLC | 58099 | NWPP | WECC Northwest | WND | 200
2018 | OR | Morgan Solar Center | 61855 | NWPP | WECC Northwest | SUN | 3
2018 | OR | Neal Hot Springs Geothermal Project | 58022 | NWPP | WECC Northwest | GEO | 33 |  | 176235 |  |  | 0 |  |  |  | 0
2018 | OR | Nolin Hills Wind, LLC | 60070 | NWPP | WECC Northwest | WND | 350
2018 | OR | North Fork | 3047 | NWPP | WECC Northwest | WAT | 40.8 |  | 159938 |  |  | 0 |  |  |  | 0
2018 | OR | North Hurlburt Wind LLC | 57526 | NWPP | WECC Northwest | WND | 265 |  | 568572 |  |  | 0 |  |  |  | 0
2018 | OR | NorWest Energy 2, LLC | 60548 | NWPP | WECC Northwest | SUN | 9.9 |  | 21659 |  |  | 0 |  |  |  | 0
2018 | OR | NorWest Energy 4, LLC | 62268 | NWPP | WECC Northwest | SUN | 5.6 |  | 22
2018 | OR | NorWest Energy 9 LLC | 62241 | NWPP | WECC Northwest | SUN | 8 |  | 1913 |  |  | 0 |  |  |  | 0
2018 | OR | Oak Grove | 6505 | NWPP | WECC Northwest | WAT | 51 |  | 184776 |  |  | 0 |  |  |  | 0
2018 | OR | Old Mill Solar | 59374 | NWPP | WECC Northwest | SUN | 5 |  | 12523 |  |  | 0 |  |  |  | 0
2018 | OR | Ontario Solar Center | 61860 | NWPP | WECC Northwest | SUN | 3
2018 | OR | Opal Springs Hydro | 54251 | NWPP | WECC Northwest | WAT | 4.3 |  | 24581 |  |  | 0 |  |  |  | 0
2018 | OR | Open Range Solar Center, LLC | 60332 | NWPP | WECC Northwest | SUN | 10 |  | 22624 |  |  | 0 |  |  |  | 0
2018 | OR | OR Solar 2, LLC | 61200 | NWPP | WECC Northwest | SUN | 10
2018 | OR | OR Solar 3, LLC | 61201 | NWPP | WECC Northwest | SUN | 10 |  | 22140 |  |  | 0 |  |  |  | 0
2018 | OR | OR Solar 5, LLC | 61423 | NWPP | WECC Northwest | SUN | 8 |  | 18491 |  |  | 0 |  |  |  | 0
2018 | OR | OR Solar 6, LLC | 61430 | NWPP | WECC Northwest | SUN | 10 |  | 23954 |  |  | 0 |  |  |  | 0
2018 | OR | OR Solar 8, LLC | 61424 | NWPP | WECC Northwest | SUN | 10 |  | 22133 |  |  | 0 |  |  |  | 0
2018 | OR | Orchard Windfarm, LLC | 62935 | NWPP | WECC Northwest | WND | 40
2018 | OR | Oregon Convention Center | 60112 | NWPP | WECC Northwest | SUN | 1.4 |  | 1946 |  |  | 0 |  |  |  | 0
2018 | OR | Oregon State University Energy Center | 57653 | NWPP | WECC Northwest | NG | 6.5 | 0.35974 | 44050 | 226398.916 | 0.5177 | 0.023505 | 0.0045733 | EPA/NEI; Estimated using an emission factor | 629335.2 | 1.4391
2018 | OR | Oregon Trail Windfarm LLC | 56971 | NWPP | WECC Northwest | WND | 9.9 |  | 26503 |  |  | 0 |  |  |  | 0
2018 | OR | Oregon University System OIT Klamath Fal | 58961 | NWPP | WECC Northwest | SUN | 2 |  | 3136 |  |  | 0 |  |  |  | 0
2018 | OR | Oregon University System Rabbit Field | 59790 | NWPP | WECC Northwest | SUN | 1.2 |  | 1246 |  |  | 0 |  |  |  | 0
2018 | OR | OSLH, LLC | 60976 | NWPP | WECC Northwest | SUN | 9.9 |  | 20838 |  |  | 0 |  |  |  | 0
2018 | OR | Outback Solar At Christmas Valley | 58131 | NWPP | WECC Northwest | SUN | 4.4 |  | 10014 |  |  | 0 |  |  |  | 0
2018 | OR | Owyhee Dam Power Project | 50361 | NWPP | WECC Northwest | WAT | 4.3 |  | 13178 |  |  | 0 |  |  |  | 0
2018 | OR | Oxbow (OR) | 3014 | NWPP | WECC Northwest | WAT | 190 |  | 1090414 |  |  | 0 |  |  |  | 0
2018 | OR | Pacific Canyon Windfarm LLC | 56972 | NWPP | WECC Northwest | WND | 8.3 |  | 20724 |  |  | 0 |  |  |  | 0
2018 | OR | Paisley Geothermal Generating Plant | 59382 | NWPP | WECC Northwest | GEO | 3.7 |  | 0
2018 | OR | PaTu Wind Farm LLC | 57578 | NWPP | WECC Northwest | WND | 9 |  | 27922 |  |  | 0 |  |  |  | 0
2018 | OR | Pebble Springs Wind LLC | 56789 | NWPP | WECC Northwest | WND | 98.7 |  | 214678 |  |  | 0 |  |  |  | 0
2018 | OR | Pelton | 3048 | NWPP | WECC Northwest | WAT | 109.8 |  | 361732 |  |  | 0 |  |  |  | 0
2018 | OR | Perennial Wind Chaser Station | 59721 | NWPP | WECC Northwest | NG | 424
2018 | OR | Peters Drive Plant | 10324 | NWPP | WECC Northwest | WAT | 1.8 |  | 7702 |  |  | 0 |  |  |  | 0
2018 | OR | PHP 1 | 4213 | NWPP | WECC Northwest | WAT | 23.7 |  | 44204 |  |  | 0 |  |  |  | 0
2018 | OR | PHP 2 | 4214 | NWPP | WECC Northwest | WAT | 11.8 |  | 30069 |  |  | 0 |  |  |  | 0
2018 | OR | Poplars Ranch Solar LLC | 59890 | NWPP | WECC Northwest | SUN | 16
2018 | OR | Port Westward Unit 2 | 58266 | NWPP | WECC Northwest | NG | 225.6 |  | 110418 | 1151597.004 | 0.24299 | 0.0044012 | 0.000422 | Estimated using an emission factor | 1151597.004 | 0.24299
2018 | OR | POTB Digester | 58591 | NWPP | WECC Northwest | OBG | 1 |  | 0
2018 | OR | Powerdale | 3031 | NWPP | WECC Northwest | WAT | 6
2018 | OR | Prospect 1 | 3032 | NWPP | WECC Northwest | WAT | 3.8 |  | 12114 |  |  | 0 |  |  |  | 0
2018 | OR | Prospect 2 | 3033 | NWPP | WECC Northwest | WAT | 32 |  | 199202 |  |  | 0 |  |  |  | 0
2018 | OR | Prospect 3 | 3034 | NWPP | WECC Northwest | WAT | 7.2 |  | 22263 |  |  | 0 |  |  |  | 0
2018 | OR | Prospect 4 | 3035 | NWPP | WECC Northwest | WAT | 1 |  | 2541 |  |  | 0 |  |  |  | 0
2018 | OR | Prospector Windfarm (Burnt River) | 59493 | NWPP | WECC Northwest | WND | 10 |  | 28524 |  |  | 0 |  |  |  | 0
2018 | OR | Railroad Solar Center, LLC | 60333 | NWPP | WECC Northwest | SUN | 4.5 |  | 10131 |  |  | 0 |  |  |  | 0
2018 | OR | River Mill | 3049 | NWPP | WECC Northwest | WAT | 18.8 |  | 88006.999 |  |  | 0 |  |  |  | 0
2018 | OR | Riverbend Landfill | 57019 | NWPP | WECC Northwest | LFG | 4.8 |  | 32721 | 398482.002 | 2.9289 | 0.17902 | 0.0147 | Estimated using an emission factor | 398482.002 | 2.9289
2018 | OR | Roseburg LFG | 57911 | NWPP | WECC Northwest | LFG | 1.6 |  | 6040 | 63739 | 0.46848 | 0.15513 | 0.0147 | Estimated using an emission factor | 63739 | 0.46848
2018 | OR | Round Butte | 3050 | NWPP | WECC Northwest | WAT | 372.5 |  | 835097.999 |  |  | 0 |  |  |  | 0
2018 | OR | Salem Smart Power Center | 60441 | NWPP | WECC Northwest | MWH | 5 |  | -545 | 0 |  | 0 |  |  | 0 | 0
2018 | OR | Sand Ranch Windfarm LLC | 56973 | NWPP | WECC Northwest | WND | 9.9 |  | 25553 |  |  | 0 |  |  |  | 0
2018 | OR | Seneca Sustainable Energy LLC | 57457 | NWPP | WECC Northwest | WDS | 19.8 |  | 118640 | 1220094 | 13.9165 | 0.2346 | 0.022812 | NEI avg EF - PM, fuel type | 1220094 | 13.9165
2018 | OR | Sheep Solar | 61830 | NWPP | WECC Northwest | SUN | 2.2 |  | 3929 |  |  | 0 |  |  |  | 0
2018 | OR | Shell New Energies, Junction City | 59704 | NWPP | WECC Northwest | OBG | 1.6 | 0.72557 | 5435 | 43058.523 | 0.46503 | 0.17112 | 0.0216 | Estimated using an emission factor | 59344 | 0.64092
2018 | OR | Short Mountain | 7413 | NWPP | WECC Northwest | LFG | 3.2 |  | 16762 | 238500 | 1.753 | 0.20916 | 0.0147 | Estimated using an emission factor | 238500 | 1.753
2018 | OR | Silverton Solar | 61829 | NWPP | WECC Northwest | SUN | 2.2 |  | 3812 |  |  | 0 |  |  |  | 0
2018 | OR | Siphon Power Project | 50980 | NWPP | WECC Northwest | WAT | 5.4 |  | 22142 |  |  | 0 |  |  |  | 0
2018 | OR | Slide Creek | 3036 | NWPP | WECC Northwest | WAT | 18 |  | 56868 |  |  | 0 |  |  |  | 0
2018 | OR | Soda Springs | 3037 | NWPP | WECC Northwest | WAT | 11 |  | 44108 |  |  | 0 |  |  |  | 0
2018 | OR | Solar Star Oregon II | 61048 | NWPP | WECC Northwest | SUN | 56.3 |  | 126606 |  |  | 0 |  |  |  | 0
2018 | OR | South Hurlburt Wind LLC | 57549 | NWPP | WECC Northwest | WND | 290 |  | 623377 |  |  | 0 |  |  |  | 0
2018 | OR | Sprague Hydro | 10737 | NWPP | WECC Northwest | WAT | 1.2 |  | 2701 |  |  | 0 |  |  |  | 0
2018 | OR | Star Point Wind Project LLC | 57096 | NWPP | WECC Northwest | WND | 98.7 |  | 230780 |  |  | 0 |  |  |  | 0
2018 | OR | Steel Bridge Solar, LLC | 60057 | NWPP | WECC Northwest | SUN | 2.3 |  | 3173 |  |  | 0 |  |  |  | 0
2018 | OR | Stone Creek | 7508 | NWPP | WECC Northwest | WAT | 12 |  | 50390 |  |  | 0 |  |  |  | 0
2018 | OR | Sullivan | 3053 | NWPP | WECC Northwest | WAT | 15.4 |  | 116349.002 |  |  | 0 |  |  |  | 0
2018 | OR | Summit Ridge I Wind Farm | 58894 | NWPP | WECC Northwest | WND | 192
2018 | OR | The Dalles | 3895 | NWPP | WECC Northwest | WAT | 1819.7 |  | 7161167.99 |  |  | 0 |  |  |  | 0
2018 | OR | Threemile Canyon | 56933 | NWPP | WECC Northwest | WND | 9.9 |  | 22544 |  |  | 0 |  |  |  | 0
2018 | OR | Threemile Digester | 58382 | NWPP | WECC Northwest | OBG | 4.8 | 0.46786 | 31577.001 | 169737.59 | 1.2476 | 0.079018 | 0.0147 | Estimated using an emission factor | 362793 | 2.6665
2018 | OR | Thunderegg Solar Center, LLC | 60334 | NWPP | WECC Northwest | SUN | 10 |  | 22331 |  |  | 0 |  |  |  | 0
2018 | OR | Timothy Lake Powerhouse | 60868 | NWPP | WECC Northwest | WAT | 1.2 |  | 0
2018 | OR | Toketee Falls | 3040 | NWPP | WECC Northwest | WAT | 42.6 |  | 195057 |  |  | 0 |  |  |  | 0
2018 | OR | Tumbleweed Solar, LLC | 61580 | NWPP | WECC Northwest | SUN | 9.9 |  | 20563 |  |  | 0 |  |  |  | 0
2018 | OR | Tunnel 1 Power Project | 50362 | NWPP | WECC Northwest | WAT | 7 |  | 16369 |  |  | 0 |  |  |  | 0
2018 | OR | Univ of Oregon Central Power Station | 54950 | NWPP | WECC Northwest | NG | 11 | 0.77622 | 711 | 6609.969 | 0.018943 | 0.053285 | 0.0057316 | NEI avg EF - PM, fuel type | 8515.62 | 0.024404
2018 | OR | Vale Air Solar Center, LLC | 60335 | NWPP | WECC Northwest | SUN | 10 |  | 21863 |  |  | 0 |  |  |  | 0
2018 | OR | Vale Solar Center | 61856 | NWPP | WECC Northwest | SUN | 3
2018 | OR | Valley Creek Solar | 61828 | NWPP | WECC Northwest | SUN | 2.2 |  | 3743 |  |  | 0 |  |  |  | 0
2018 | OR | Vansycle | 55125 | NWPP | WECC Northwest | WND | 25 |  | 67548 |  |  | 0 |  |  |  | 0
2018 | OR | Vansycle II Wind Energy Center | 58324 | NWPP | WECC Northwest | WND | 98.9 |  | 280087 |  |  | 0 |  |  |  | 0
2018 | OR | Wagon Trail LLC | 56974 | NWPP | WECC Northwest | WND | 3.3 |  | 7915 |  |  | 0 |  |  |  | 0
2018 | OR | Wallowa Falls | 3041 | NWPP | WECC Northwest | WAT | 1.1 |  | 4664 |  |  | 0 |  |  |  | 0
2018 | OR | Walterville | 3071 | NWPP | WECC Northwest | WAT | 8 |  | 51472 |  |  | 0 |  |  |  | 0
2018 | OR | Ward Butte Windfarm LLC | 56975 | NWPP | WECC Northwest | WND | 6.6 |  | 18228 |  |  | 0 |  |  |  | 0
2018 | OR | Warm Springs Power Enterprises | 54721 | NWPP | WECC Northwest | WAT | 19.6 |  | 61703 |  |  | 0 |  |  |  | 0
2018 | OR | Waste Management Columbia Ridge LFGTE | 57015 | NWPP | WECC Northwest | LFG | 12.8 |  | 103026 | 1211338 | 8.9033 | 0.17284 | 0.0147 | Estimated using an emission factor | 1211338 | 8.9033
2018 | OR | Wheat Field Wind Power Project | 56854 | NWPP | WECC Northwest | WND | 97 |  | 215010 |  |  | 0 |  |  |  | 0
2018 | OR | Wheatridge | 62745 | NWPP | WECC Northwest |  | 380
2018 | OR | Willow Creek Energy Center | 56952 | NWPP | WECC Northwest | WND | 72 |  | 170919 |  |  | 0 |  |  |  | 0
2018 | OR | Willow Spring Windfarm (Burnt River) | 59494 | NWPP | WECC Northwest | WND | 10 |  | 31931 |  |  | 0 |  |  |  | 0
2018 | OR | Woodline Solar | 61559 | NWPP | WECC Northwest | SUN | 8 |  | 14513 |  |  | 0 |  |  |  | 0
2018 | OR | WyEast Solar | 61345 | NWPP | WECC Northwest | SUN | 10 |  | 6949 |  |  | 0 |  |  |  | 0
2018 | OR | Yamhill Solar LLC | 57652 | NWPP | WECC Northwest | SUN | 1 |  | 1192 |  |  | 0 |  |  |  | 0
2018 | OR | Boardman | 6106 | NWPP | WECC Northwest | SUB | 642.2 |  | 1285500 | 15770602 | 235.0784 | 0.36574 | 0.029812 | EPA/NEI | 15770602 | 235.0784
2018 | OR | Carty Generating Station | 58503 | NWPP | WECC Northwest | NG | 500 |  | 3020826 | 21278578 | 53.5 | 0.035421 | 0.0050285 | EPA/NEI | 21278578 | 53.5
2018 | OR | Coyote Springs | 7350 | NWPP | WECC Northwest | NG | 266.3 | 0.89831 | 1409054 | 18023778.026 | 17.4093 | 0.024711 | 0.0019318 | EPA/NEI | 20063975 | 19.38
2018 | OR | Hermiston | 54761 | NWPP | WECC Northwest | NG | 621.2 | 0.98991 | 2493629 | 18514046.031 | 1.7588 | 0.0014107 | 0.00019 | EPA/NEI | 18702665 | 1.7768
2018 | OR | Hermiston Power Plant | 55328 | NWPP | WECC Northwest | NG | 689.4 |  | 3644236 | 26665839 | 72 | 0.039514 | 0.0054002 | EPA/NEI | 26665839 | 72
2018 | OR | Klamath Cogeneration Project | 55103 | NWPP | WECC Northwest | NG | 501.5 | 0.99904 | 2592948.71 | 19529866.95 | 30.5707 | 0.02358 | 0.0031307 | EPA/NEI | 19548595 | 30.6
2018 | OR | Klamath Generation Peakers | 55544 | NWPP | WECC Northwest | NG | 117.6 |  | 42139 | 492008 | 10.48 | 0.4974 | 0.042601 | EPA/NEI | 492008 | 10.48
2018 | OR | Port Westward | 56227 | NWPP | WECC Northwest | NG | 483 |  | 2500920 | 17608174 | 55.8 | 0.044624 | 0.006338 | EPA/NEI | 17608174 | 55.8
2018 | PA | 500 Virginia Solar | 57640 | RFCE | RFC East | SUN | 1 |  | 1108 |  |  | 0 |  |  |  | 0
2018 | PA | AES ADA Energy Storage Array | 60811 | RFCE | RFC East | MWH | 2 |  | 0
2018 | PA | Allegheny Hydro No 8 | 50897 | NYUP | NPCC Upstate NY | WAT | 13.6 |  | 98669 |  |  | 0 |  |  |  | 0
2018 | PA | Allegheny Hydro No 9 | 50898 | NYUP | NPCC Upstate NY | WAT | 17.8 |  | 121433 |  |  | 0 |  |  |  | 0
2018 | PA | Allegheny L&D2 Hydroelectric Project | 62401 | RFCW | RFC West | WAT | 9
2018 | PA | Allegheny No 6 Hydro Station | 50894 | RFCW | RFC West | WAT | 9.2 |  | 38864 |  |  | 0 |  |  |  | 0
2018 | PA | Allegheny No. 5 Hydro Station | 50893 | RFCW | RFC West | WAT | 9.2 |  | 35399 |  |  | 0 |  |  |  | 0
2018 | PA | Allegheny Ridge Wind Farm | 56451 | RFCE | RFC East | WND | 80 |  | 215962 |  |  | 0 |  |  |  | 0
2018 | PA | Allenwood | 57581 | RFCE | RFC East | LFG | 3.2 |  | 25421 | 271515 | 1.9956 | 0.15701 | 0.0147 | Estimated using an emission factor | 271515 | 1.9956
2018 | PA | Alpaca | 58813 | RFCE | RFC East | NG | 43 |  | 62982.002 | 553401 | 0.11677 | 0.003708 | 0.000422 | EPA/NEI; Estimated using an emission factor | 553401 | 0.11677
2018 | PA | Amity Energy LLC | 59418 | RFCW | RFC West | NG | 43
2018 | PA | Anchor Energy | 61304 | RFCW | RFC West | NG | 22
2018 | PA | Aqua Ingrams Mill | 57280 | RFCE | RFC East | SUN | 1 |  | 1153 |  |  | 0 |  |  |  | 0
2018 | PA | Armenia Mountain Wind Farm | 57044 | RFCE | RFC East | WND | 100.5 |  | 263613 |  |  | 0 |  |  |  | 0
2018 | PA | Bayles | 58816 | RFCW | RFC West | NG | 43
2018 | PA | Beaver Dam | 58811 | RFCE | RFC East | NG | 22 |  | 64620 | 501538 | 0.10582 | 0.0032753 | 0.000422 | Estimated using an emission factor | 501538 | 0.10582
2018 | PA | Beaver Solar LLC | 59546 | RFCW | RFC West | SUN | 1.3 |  | 1384 |  |  | 0 |  |  |  | 0
2018 | PA | Beaver Valley | 6040 | RFCW | RFC West | NUC | 1846.8 |  | 14653456 |  |  | 0 |  |  |  | 0
2018 | PA | Beaver Valley Patterson Dam | 10546 | RFCW | RFC West | WAT | 1.2 |  | 4794 |  |  | 0 |  |  |  | 0
2018 | PA | Bethlehem Renewable Energy LLC | 56572 | RFCE | RFC East | LFG | 5.5 |  | 15029 | 328869 | 3.5518 | 0.47266 | 0.0216 | Estimated using an emission factor | 328869 | 3.5518
2018 | PA | Big Level Wind | 60551 | RFCE | RFC East | WND | 90
2018 | PA | Birdsboro Power | 61035 | RFCE | RFC East | NG | 525
2018 | PA | Blossburg | 3120 | RFCE | RFC East | NG | 24 |  | 3778 | 37551 | 0.10295 | 0.054502 | 0.0054834 | NEI avg EF - PM, fuel type, firing type | 37551 | 0.10295
2018 | PA | Blue Ridge Landfill | 57466 | RFCW | RFC West | LFG | 6.4 |  | 48620 | 527726 | 3.8788 | 0.15956 | 0.0147 | Estimated using an emission factor | 527726 | 3.8788
2018 | PA | Braddock Lock and Dam | 59091 | RFCW | RFC West | WAT | 5.3
2018 | PA | Broad Mountain | 56911 | RFCE | RFC East | LFG | 11 |  | 59423 | 970764 | 10.4843 | 0.35287 | 0.0216 | Estimated using an emission factor | 970764 | 10.4843
2018 | PA | Bucknell University | 54333 | RFCE | RFC East | NG | 5.9 | 0.28786 | 36194 | 196314.009 | 0.5268 | 0.02911 | 0.005367 | EPA/NEI; Estimated using an emission factor | 681984.504 | 1.8301
2018 | PA | CASD Solar | 57668 | RFCE | RFC East | SUN | 1.3 |  | 1 |  |  | 0 |  |  |  | 0
2018 | PA | Casselman Wind Power Project | 56369 | RFCW | RFC West | WND | 34.5 |  | 97027 |  |  | 0 |  |  |  | 0
2018 | PA | Chester Generating Station | 3157 | RFCE | RFC East | DFO | 55.8 |  | 1584.999 | 20715 | 0.17876 | 0.22557 | 0.017259 | NEI avg EF - PM, fuel type, firing type | 20715 | 0.17876
2018 | PA | Chestnut Flats Wind Farm | 57268 | RFCE | RFC East | WND | 38 |  | 87357 |  |  | 0 |  |  |  | 0
2018 | PA | Conemaugh Hydro Plant | 52173 | RFCE | RFC East | WAT | 15 |  | 71741 |  |  | 0 |  |  |  | 0
2018 | PA | Covanta Delaware Valley | 10746 | RFCE | RFC East | MSW | 90 |  | 629079 | 11863393.914 | 9.2534 | 0.029419 | 0.00156 | Estimated using an emission factor | 11863393.914 | 9.2534
2018 | PA | Covanta Plymouth Renewable Energy | 54625 | RFCE | RFC East | MSW | 32.1 |  | 194037 | 3572225.374 | 278.6336 | 2.872 | 0.156 | Estimated using an emission factor | 3572225.374 | 278.6336
2018 | PA | CPV Fairview Energy Center | 60589 | RFCE | RFC East | NG | 1197
2018 | PA | Crayola Solar Project | 57216 | RFCE | RFC East | SUN | 2.8 |  | 2560.001 |  |  | 0 |  |  |  | 0
2018 | PA | Cromby Generating Station | 3159 | RFCE | RFC East |  | 420.2
2018 | PA | Cumberland County PA LFG Recovery | 56887 | RFCE | RFC East | LFG | 6.4 |  | 49755 | 548316 | 4.0301 | 0.162 | 0.0147 | Estimated using an emission factor | 548316 | 4.0301
2018 | PA | Dart Container Corp | 58476 | RFCE | RFC East | LFG | 11.2 | 0.65548 | 48363 | 463591.952 | 5.0068 | 0.20705 | 0.0216 | Estimated using an emission factor | 707254 | 7.6383
2018 | PA | Delaware Generating Station | 3160 | RFCE | RFC East | DFO | 392.1 |  | 979.001 | 15616.001 | 0.13475 | 0.27528 | 0.017258 | EPA/NEI; Estimated using an emission factor | 15616.001 | 0.13475
2018 | PA | East Campus Steam Plant | 58195 | RFCW | RFC West | NG | 7 | 0.43789 | 51737 | 262806.508 | 0.72054 | 0.027854 | 0.0054834 | NEI avg EF - PM, fuel type, firing type | 600161 | 1.6455
2018 | PA | Elizabethtown Solar | 60985 | RFCE | RFC East | SUN | 2 |  | 2807 |  |  | 0 |  |  |  | 0
2018 | PA | Elrama Power Plant | 3098 | RFCW | RFC West | BIT | 510
2018 | PA | Emsworth BC Hydroelectric Project | 62434 | RFCW | RFC West | WAT | 11
2018 | PA | Emsworth L&D Hydroelectric Project | 62433 | RFCW | RFC West | WAT | 17
2018 | PA | Erie Coke | 50920 | RFCE | RFC East | COG | 2.5 | 0.02321 | 1980 | 11271.768 | 0.065408 | 0.066068 | 0.011606 | NEI avg EF - PM, fuel type | 485652 | 2.8181
2018 | PA | ESC Tioga County Power | 60205 | NYUP | NPCC Upstate NY | NG | 892.5
2018 | PA | Evergreen Community Power | 58023 | RFCE | RFC East | WDS | 33 |  | 38206 | 940916.386 | 10.7322 | 0.56181 | 0.022812 | NEI avg EF - PM, fuel type | 940916.386 | 10.7322
2018 | PA | F R Phillips | 3099 | RFCW | RFC West | BIT | 410
2018 | PA | Falling Spring | 7397 | RFCW | RFC West | NG | 7.2 |  | 1737 | 17698 | 0.0037343 | 0.0042997 | 0.000422 | Estimated using an emission factor | 17698 | 0.0037343
2018 | PA | Falls | 3162 | RFCE | RFC East | DFO | 63.6 |  | 2001 | 28025.001 | 0.3614 | 0.36122 | 0.025791 | EPA/NEI | 28025.001 | 0.3614
2018 | PA | FirstEnergy Armstrong Power Station | 3178 | RFCW | RFC West | BIT | 326.4
2018 | PA | FirstEnergy Mitchell Power Station | 3181 | RFCW | RFC West |  | 448.6
2018 | PA | FirstEnergy Springdale Power Station | 3182 | RFCW | RFC West |  | 215.3
2018 | PA | Florey Knobb | 58821 | RFCE | RFC East | NG | 43
2018 | PA | Fort Indiantown Gap | 62408 | RFCE | RFC East | SUN | 3
2018 | PA | Forward Windpower LLC | 56699 | RFCE | RFC East | WND | 29.4 |  | 62385 |  |  | 0 |  |  |  | 0
2018 | PA | Frey Farm Landfill | 56510 | RFCE | RFC East | LFG | 3.2 | 1 | 12654 | 137746 | 1.0124 | 0.16002 | 0.0147 | EPA/NEI; Estimated using an emission factor | 137746 | 1.0124
2018 | PA | General Electric Diesel Engine Plant | 10058 | RFCW | RFC West | DFO | 4.4 | 1 | 3824 | 107427 | 16.6512 | 8.7088 | 0.31 | Estimated using an emission factor | 107427 | 16.6512
2018 | PA | Gettysburg Energy & Nutrient Rec Facility | 58565 | RFCE | RFC East | OBS | 3.3 | 1 | 0
2018 | PA | Glades Pike Generation Plant | 59759 | RFCE | RFC East | LFG | 6.5 |  | 13737 | 139056 | 1.3493 | 0.19644 | 0.019406 | Estimated using an emission factor | 139056 | 1.3493
2018 | PA | GLRA Landfill | 56512 | RFCE | RFC East | LFG | 3.2 |  | 15234 | 172009 | 1.2643 | 0.16598 | 0.0147 | Estimated using an emission factor | 172009 | 1.2643
2018 | PA | Good Spring NGCC Facility | 58409 | RFCE | RFC East | NG | 358
2018 | PA | Grays Landing L&D Hydroelectric Project | 62388 | RFCW | RFC West | WAT | 12
2018 | PA | Green Knight Energy Center | 55765 | RFCE | RFC East | LFG | 9.9 |  | 29598 | 672548.001 | 7.2635 | 0.49081 | 0.0216 | Estimated using an emission factor | 672548.001 | 7.2635
2018 | PA | Green Mountain Storage, LLC | 55370 | RFCE | RFC East | MWH | 20.8 |  | -2767 | 0 |  | 0 |  |  | 0 | 0
2018 | PA | GSK York RDC Solar Facility | 57390 | RFCE | RFC East | SUN | 2.6 |  | 2689 |  |  | 0 |  |  |  | 0
2018 | PA | Hamilton (PA) | 3109 | RFCE | RFC East | DFO | 19.6 |  | 177 | 7773 | 0.067078 | 0.75795 | 0.017259 | NEI avg EF - PM, fuel type, firing type | 7773 | 0.067078
2018 | PA | Harrisburg Facility | 10118 | RFCE | RFC East | MSW | 32.3 | 0.24155 | 101559 | 589800.834 | 0.13801 | 0.0027179 | 0.000468 | EPA/NEI; Estimated using an emission factor | 2441701.396 | 0.57136
2018 | PA | Hatfields Ferry Power Station | 3179 | RFCW | RFC West | BIT | 1728
2018 | PA | Hazle Spindle | 57716 | RFCE | RFC East | MWH | 20 |  | -14689 | 0 |  | 0 |  |  | 0 | 0
2018 | PA | Hickory Run Energy Station | 61028 | RFCW | RFC West | NG | 1072
2018 | PA | Highland North Wind Farm | 57991 | RFCE | RFC East | WND | 75 |  | 206538 |  |  | 0 |  |  |  | 0
2018 | PA | Highland Wind Project (PA) | 57139 | RFCE | RFC East | WND | 62.5 |  | 138776 |  |  | 0 |  |  |  | 0
2018 | PA | Hill Top Energy Center, LLC | 62565 | RFCW | RFC West | NG | 664.7
2018 | PA | Holdridge Energy | 61305 | RFCE | RFC East | NG | 22
2018 | PA | Holtwood | 3145 | RFCE | RFC East | WAT | 247.3 |  | 1250371.003 |  |  | 0 |  |  |  | 0
2018 | PA | Hop Bottom | 58800 | RFCE | RFC East | NG | 43
2018 | PA | Hunterstown | 3110 | RFCE | RFC East | DFO | 60 |  | 3021 | 56751 | 0.48974 | 0.32422 | 0.017259 | NEI avg EF - PM, fuel type, firing type | 56751 | 0.48974
2018 | PA | IKEA Conshohocken Rooftop PV System | 61819 | RFCE | RFC East | SUN | 1 |  | 875 |  |  | 0 |  |  |  | 0
2018 | PA | Indiana University of Pennsylvania | 10129 | RFCE | RFC East | NG | 24.4 | 0.60628 | 16199 | 97203.937 | 0.02051 | 0.0025323 | 0.000422 | Estimated using an emission factor | 160328 | 0.033829
2018 | PA | Jersey Shore Steel Co | 56886 | RFCE | RFC East | LFG | 1.6
2018 | PA | Juniata Locomotive Shop | 10302 | RFCE | RFC East | NG | 5.5 |  | 8650 | 85993 | 0.23577 | 0.054513 | 0.0054834 | EPA/NEI; Estimated using an emission factor | 85993 | 0.23577
2018 | PA | Keystone Recovery | 54934 | RFCE | RFC East | LFG | 5.6 |  | 42591.003 | 607470.997 | 4.4649 | 0.20967 | 0.0147 | Estimated using an emission factor | 607470.997 | 4.4649
2018 | PA | Keystone Solar | 58091 | RFCE | RFC East | SUN | 5 |  | 7064 |  |  | 0 |  |  |  | 0
2018 | PA | Knouse Solar Project 1 | 57412 | RFCE | RFC East | SUN | 3 |  | 3760 |  |  | 0 |  |  |  | 0
2018 | PA | L&S Sweetners | 58497 | RFCE | RFC East | LFG | 3.2 |  | 19836 | 250811 | 1.8435 | 0.18587 | 0.0147 | Estimated using an emission factor | 250811 | 1.8435
2018 | PA | Lake Lynn Hydro Station | 6636 | RFCW | RFC West | WAT | 51.2 |  | 168163 |  |  | 0 |  |  |  | 0
2018 | PA | Lakeview Gas Recovery | 55074 | RFCE | RFC East | LFG | 6 |  | 42333 | 478061 | 3.5138 | 0.16601 | 0.0147 | Estimated using an emission factor | 478061 | 3.5138
2018 | PA | Lancaster County Resource Recovery | 50859 | RFCE | RFC East | MSW | 35.7 |  | 196992 | 4166607.37 | 3.25 | 0.032996 | 0.00156 | Estimated using an emission factor | 4166607.37 | 3.25
2018 | PA | Lanchester Generating Station | 56850 | RFCE | RFC East | LFG | 3.2 |  | 19355 | 249949 | 1.8371 | 0.18984 | 0.0147 | Estimated using an emission factor | 249949 | 1.8371
2018 | PA | Laurel Hill Wind | 57744 | RFCE | RFC East | WND | 69 |  | 168245 |  |  | 0 |  |  |  | 0
2018 | PA | Limerick | 6105 | RFCE | RFC East | NUC | 2277 |  | 19338626 |  |  | 0 |  |  |  | 0
2018 | PA | Lincoln Financial Field | 58231 | RFCE | RFC East | SUN | 2.9 |  | 2803 |  |  | 0 |  |  |  | 0
2018 | PA | Locust Ridge | 56470 | RFCE | RFC East | WND | 26 |  | 73266 |  |  | 0 |  |  |  | 0
2018 | PA | Locust Ridge II LLC | 56770 | RFCE | RFC East | WND | 102 |  | 217768 |  |  | 0 |  |  |  | 0
2018 | PA | Longwood Gardens | 57768 | RFCE | RFC East | SUN | 1.3 |  | 1843 |  |  | 0 |  |  |  | 0
2018 | PA | Lookout Windpower LLC | 56700 | RFCE | RFC East | WND | 37.8 |  | 107892 |  |  | 0 |  |  |  | 0
2018 | PA | Lycoming County | 57582 | RFCE | RFC East | LFG | 3.2 |  | 20451 | 234860 | 1.7262 | 0.16882 | 0.0147 | Estimated using an emission factor | 234860 | 1.7262
2018 | PA | Mahoning Creek Hydroelectric Project | 58685 | RFCW | RFC West | WAT | 6 |  | 25138 |  |  | 0 |  |  |  | 0
2018 | PA | Maidencreek Biomass Plant | 56885 | RFCE | RFC East | WDS | 5.2
2018 | PA | Marlboro Mushrooms Solar Field | 59327 | RFCE | RFC East | SUN | 1 |  | 1356 |  |  | 0 |  |  |  | 0
2018 | PA | Martin Limestone Solar Array | 58443 | RFCE | RFC East | SUN | 1 |  | 1340 |  |  | 0 |  |  |  | 0
2018 | PA | Mason Dixon Wind Farm | 60212 | RFCW | RFC West | WND | 79.9
2018 | PA | Masser Farms Realty Solar | 57494 | RFCE | RFC East | SUN | 1 |  | 1105 |  |  | 0 |  |  |  | 0
2018 | PA | Maxwell L&D Hydroelectric Project | 62385 | RFCW | RFC West | WAT | 12
2018 | PA | Mehoopany Wind Energy LLC | 57769 | RFCE | RFC East | WND | 140.8 |  | 370503 |  |  | 0 |  |  |  | 0
2018 | PA | Merck - Upper Gwynedd Solar Array | 61198 | RFCE | RFC East | SUN | 1.5 |  | 1389 |  |  | 0 |  |  |  | 0
2018 | PA | Meyersdale Windpower Battery | 62444 | RFCE | RFC East | MWH | 18
2018 | PA | Meyersdale Windpower, LLC | 56052 | RFCE | RFC East | WND | 30 |  | 78045 |  |  | 0 |  |  |  | 0
2018 | PA | MF Mesa Lane LLC | 56993 | RFCE | RFC East | SUN | 3 |  | 3223 |  |  | 0 |  |  |  | 0
2018 | PA | Milan | 58818 | RFCE | RFC East | NG | 43 |  | 61693.997 | 544218.999 | 0.11483 | 0.0037226 | 0.000422 | EPA/NEI; Estimated using an emission factor | 544218.999 | 0.11483
2018 | PA | Mill Run Windpower LLC | 55805 | RFCE | RFC East | WND | 15 |  | 34107 |  |  | 0 |  |  |  | 0
2018 | PA | Mineral Point Energy | 61300 | RFCE | RFC East | NG | 22
2018 | PA | Monongahela L&D4 Hydroelectric Project | 62404 | RFCW | RFC West | WAT | 12
2018 | PA | Montgomery L&D Hydroelectric Project | 62400 | RFCW | RFC West | WAT | 38
2018 | PA | Morgantown | 60388 | RFCE | RFC East | LFG | 1.6 |  | 2868 | 48505 | 0.35651 | 0.24861 | 0.0147 | Estimated using an emission factor | 48505 | 0.35651
2018 | PA | Morgantown Solar Park | 57362 | RFCE | RFC East | SUN | 2 |  | 2138 |  |  | 0 |  |  |  | 0
2018 | PA | Moser Generating Station | 3163 | RFCE | RFC East | DFO | 63.6 |  | 2361.999 | 33309 | 0.1679 | 0.14217 | 0.010081 | EPA/NEI | 33309 | 0.1679
2018 | PA | Mount Joy Wire | 62741 | RFCE | RFC East | NG | 1.1
2018 | PA | Mountain View | 56687 | RFCE | RFC East | LFG | 14.4 |  | 30571.008 | 356817.984 | 2.6227 | 0.17158 | 0.014701 | Estimated using an emission factor | 356817.984 | 2.6227
2018 | PA | Muddy Run | 3164 | RFCE | RFC East | WAT | 1072 |  | -421640 |  |  | 0 |  |  |  | 0
2018 | PA | Navy Yard Peaker Station | 61737 | RFCE | RFC East | NG | 8 |  | 1157 | 14948 | 0.003154 | 0.0054521 | 0.000422 | Estimated using an emission factor | 14948 | 0.003154
2018 | PA | Newman (PA) | 54250 | RFCE | RFC East | NG | 1.8 | 0.11066 | 12155 | 67299.87 | 0.27096 | 0.044585 | 0.0080524 | NEI avg EF - PM, fuel type | 608158 | 2.4486
2018 | PA | Niles Valley Energy LLC | 61286 | RFCE | RFC East | NG | 22
2018 | PA | North Allegheny Windpower Project | 56651 | RFCE | RFC East | WND | 70 |  | 152454 |  |  | 0 |  |  |  | 0
2018 | PA | Norther Tier Landfill | 56890 | RFCE | RFC East | LFG | 1.6 |  | 12116 | 131719 | 0.96813 | 0.15981 | 0.0147 | Estimated using an emission factor | 131719 | 0.96813
2018 | PA | Orchard Park | 55997 | RFCW | RFC West | NG | 24 |  | 7029 | 62529 | 0.013193 | 0.003754 | 0.00042199 | Estimated using an emission factor | 62529 | 0.013193
2018 | PA | Orrtanna | 3112 | RFCE | RFC East | DFO | 27 |  | 233 | 6176 | 0.053297 | 0.45748 | 0.017259 | NEI avg EF - PM, fuel type, firing type | 6176 | 0.053297
2018 | PA | Oxbow Creek | 58714 | RFCE | RFC East | NG | 43 | [6 empty] | EPA/NEI; Estimated using an emission factor
2018 | PA | PA Solar Park | 57256 | RFCE | RFC East | SUN | 20 |  | 12324 |  |  | 0 |  | EPA/NEI; Estimated using an emission factor |  | 0
2018 | PA | Patton Wind Farm | 57999 | RFCE | RFC East | WND | 30 |  | 99620 |  |  | 0 |  |  |  | 0
2018 | PA | Paxton Creek Cogeneration | 50373 | RFCE | RFC East | NG | 12.6 | 0.8804 | 1263 | 10755.816 | 0.0022697 | 0.0035941 | 0.00042203 | Estimated using an emission factor | 12217 | 0.002578
2018 | PA | Peach Bottom | 3166 | RFCE | RFC East | NUC | 2876.4 |  | 21680116 |  |  | 0 |  |  |  | 0
2018 | PA | Pennsbury | 7690 | RFCE | RFC East | LFG | 6 |  | 140 | 2899 | 0.03132 | 0.44743 | 0.021607 | Estimated using an emission factor | 2899 | 0.03132
2018 | PA | Phoenix Contact - CCHP Plant | 62901 | RFCE | RFC East | NG | 1
2018 | PA | Pickering Solar | 58535 | RFCE | RFC East | SUN | 1.5 |  | 1718 |  |  | 0 |  |  |  | 0
2018 | PA | Pine Grove | 56690 | RFCE | RFC East | LFG | 5.4 |  | 950.994 | 10472.004 | 0.076999 | 0.16193 | 0.014706 | Estimated using an emission factor | 10472.004 | 0.076999
2018 | PA | Piney | 3124 | RFCE | RFC East | WAT | 30 |  | 105252 |  |  | 0 |  |  |  | 0
2018 | PA | Pioneer Crossing Energy, LLC | 56957 | RFCE | RFC East | LFG | 11.2 |  | 40819.002 | 469365 | 3.4498 | 0.16903 | 0.0147 | EPA/NEI; Estimated using an emission factor | 469365 | 3.4498
2018 | PA | Pocono Solar Project | 57367 | RFCE | RFC East | SUN | 3 |  | 2610 |  |  | 0 |  |  |  | 0
2018 | PA | Point Marion L&D Hydroelectric Project | 62384 | RFCW | RFC West | WAT | 5
2018 | PA | PPG Monroeville Chemicals Center | 58047 | RFCW | RFC West | DFO | 1.1 |  | 0
2018 | PA | PPL Frey Farm Landfill Wind | 57182 | RFCE | RFC East | WND | 3.2 |  | 6158 |  |  | 0 |  |  |  | 0
2018 | PA | PPL Glendon LFGTE Plant | 57183 | RFCE | RFC East | LFG | 4.8 |  | 20799 | 222641 | 1.6364 | 0.15736 | 0.0147 | EPA/NEI; Estimated using an emission factor | 222641 | 1.6364
2018 | PA | PWD Northeast WPCP Biogas Cogen Plant | 58326 | RFCE | RFC East | OBG | 5.6 | 1 | 29872 | 277932 | 2.0428 | 0.13677 | 0.0147 | Estimated using an emission factor | 277932 | 2.0428
2018 | PA | Red Glen Energy | 61306 | RFCW | RFC West | NG | 22
2018 | PA | Renovo Energy Center | 60786 | RFCE | RFC East | NG | 1026
2018 | PA | Ringer Hill Wind Farm, LLC | 60329 | RFCE | RFC East | WND | 39.9 |  | 112546 |  |  | 0 |  |  |  | 0
2018 | PA | Robinson Power Company LLC | 56453 | RFCW | RFC West | NG | 1022.9
2018 | PA | Romark PA Solar | 57465 | RFCW | RFC West | SUN | 1.8 |  | 1597 |  |  | 0 |  |  |  | 0
2018 | PA | Roundtop | 58715 | RFCE | RFC East | NG | 22 |  | 55435 | 510560 | 0.10773 | 0.0038866 | 0.000422 | Estimated using an emission factor | 510560 | 0.10773
2018 | PA | Safe Harbor | 3175 | RFCE | RFC East | WAT | 417.5 |  | 1851222.999 |  |  | 0 |  |  |  | 0
2018 | PA | Sandy Ridge Wind Farm | 57285 | RFCE | RFC East | WND | 50 |  | 152266 |  |  | 0 |  |  |  | 0
2018 | PA | Schuylkill Generating Station | 3169 | RFCE | RFC East | DFO | 232.9 |  | 1120 | 168508 | 1.4542 | 2.5967 | 0.017259 | EPA/NEI; Estimated using an emission factor | 168508 | 1.4542
2018 | PA | SECCRA Community Landfill | 56873 | RFCE | RFC East | LFG | 3.6 |  | 4029 | 36529 | 0.26849 | 0.13328 | 0.0147 | EPA/NEI; Estimated using an emission factor | 36529 | 0.26849
2018 | PA | Seldom Seen Wind LLC | 56655 | RFCE | RFC East | WND | 41
2018 | PA | Seneca Generation LLC | 8225 | RFCE | RFC East | WAT | 469 |  | -237503.001 |  |  | 0 |  |  |  | 0
2018 | PA | Shawnee (PA) | 3114 | RFCE | RFC East | DFO | 20 |  | 196 | 4672 | 0.040318 | 0.41141 | 0.017259 | NEI avg EF - PM, fuel type, firing type | 4672 | 0.040318
2018 | PA | Shell Chemical Appalachia LLC | 58933 | RFCW | RFC West | NG | 273
2018 | PA | Somerset Windpower LLC | 55803 | RFCE | RFC East | WND | 9 |  | 17555 |  |  | 0 |  |  |  | 0
2018 | PA | South Chestnut LLC | 56796 | RFCW | RFC West | WND | 50.4 |  | 108415 |  |  | 0 |  |  |  | 0
2018 | PA | Southwark | 3170 | RFCE | RFC East | DFO | 74.4 |  | 1233 | 17184 | 0.14829 | 0.24054 | 0.017259 | NEI avg EF - PM, fuel type, firing type | 17184 | 0.14829
2018 | PA | Spring House | 59056 | RFCE | RFC East | NG | 3.8 |  | 17309 | 169242 | 0.03571 | 0.0041262 | 0.000422 | Estimated using an emission factor | 169242 | 0.03571
2018 | PA | Stony Creek Wind Farm LLC | 56980 | RFCE | RFC East | WND | 52.5 |  | 153885 |  |  | 0 |  |  |  | 0
2018 | PA | Stourbridge Energy | 61301 | RFCE | RFC East | NG | 22
2018 | PA | Stowe Power Production Plant | 50578 | RFCE | RFC East | LFG | 6
2018 | PA | Sunbury Generation LP | 3152 | RFCE | RFC East | DFO | 490.6 |  | 284 | 5242 | 0.11052 | 0.77829 | 0.042166 | EPA/NEI; Estimated using an emission factor | 5242 | 0.11052
2018 | PA | Susquehanna University Solar | 61914 | RFCE | RFC East | SUN | 3 |  | 812 |  |  | 0 |  |  |  | 0
2018 | PA | TalenEnergy Martin Creek LLC Allentown | 3139 | RFCE | RFC East | DFO | 64 |  | 1728 | 29227 | 0.25223 | 0.29193 | 0.01726 | NEI avg EF - PM, fuel type, firing type | 29227 | 0.25223
2018 | PA | TalenEnergy Martins Creek LLC Fishbach | 3142 | RFCE | RFC East | DFO | 37 |  | 91 | 1688 | 0.014567 | 0.32015 | 0.017259 | NEI avg EF - PM, fuel type, firing type | 1688 | 0.014567
2018 | PA | TalenEnergy Martins Creek LLC Harrisburg | 3143 | RFCE | RFC East | DFO | 64 |  | 1383.999 | 17739.999 | 0.15308 | 0.22122 | 0.017258 | EPA/NEI; Estimated using an emission factor | 17739.999 | 0.15308
2018 | PA | TalenEnergy Martins Creek LLC Harwood | 3144 | RFCE | RFC East | DFO | 32 |  | 555 | 9161 | 0.079065 | 0.28492 | 0.017261 | NEI avg EF - PM, fuel type, firing type | 9161 | 0.079065
2018 | PA | TalenEnergy Martins Creek LLC Jenkins | 3146 | RFCE | RFC East | DFO | 32 |  | 465 | 8975 | 0.07746 | 0.33316 | 0.017261 | NEI avg EF - PM, fuel type, firing type | 8975 | 0.07746
2018 | PA | TalenEnergy Martins Creek LLC Lock Haven | 3147 | RFCE | RFC East | DFO | 18.5 |  | 37 | 1154 | 0.0099586 | 0.5383 | 0.017259 | NEI avg EF - PM, fuel type, firing type | 1154 | 0.0099586
2018 | PA | TalenEnergy Martins Creek LLC West Shore | 3154 | RFCE | RFC East | DFO | 37 |  | 188 | 3222 | 0.027805 | 0.2958 | 0.017259 | NEI avg EF - PM, fuel type, firing type | 3222 | 0.027805
2018 | PA | TalenEnergy Martins Creek LLC Williamsport | 3155 | RFCE | RFC East | DFO | 32 |  | 188 | 1424 | 0.012289 | 0.13073 | 0.017259 | NEI avg EF - PM, fuel type, firing type | 1424 | 0.012289
2018 | PA | TalenEnergy Susquehanna | 6103 | RFCE | RFC East | NUC | 2532 |  | 20468722 |  |  | 0 |  |  |  | 0
2018 | PA | Taylor Energy Partners LP | 50782 | RFCE | RFC East | LFG | 3.1
2018 | PA | Temple SEGF | 58897 | RFCE | RFC East | NG | 16 |  | 1109 | 14011 | 0.0029561 | 0.0053311 | 0.00042197 | Estimated using an emission factor | 14011 | 0.0029561
2018 | PA | Temple Solar Arrays | 60848 | RFCE | RFC East | SUN | 2.2 |  | 2737 |  |  | 0 |  |  |  | 0
2018 | PA | Three Mile Island | 8011 | RFCE | RFC East | NUC | 980.8 |  | 7335824 |  |  | 0 |  |  |  | 0
2018 | PA | Titus | 3115 | RFCE | RFC East | DFO | 261 |  | 170 | 11424 | 0.098585 | 1.1598 | 0.017259 | EPA/NEI; Estimated using an emission factor | 11424 | 0.098585
2018 | PA | Townsend Hydro | 10285 | RFCW | RFC West | WAT | 5.2 |  | 19591 |  |  | 0 |  |  |  | 0
2018 | PA | TPE Pennsylvania Solar 1, LLC | 62686 | RFCE | RFC East | SUN | 3.6
2018 | PA | Trexlertown Solar Array North and South | 57519 | RFCE | RFC East | SUN | 1.9 |  | 2047 |  |  | 0 |  |  |  | 0
2018 | PA | Tullytown | 58250 | RFCE | RFC East | LFG | 1.6 |  | 12232 | 128499 | 0.94447 | 0.15443 | 0.0147 | Estimated using an emission factor | 128499 | 0.94447
2018 | PA | Twin Ridges Wind Farm | 57998 | RFCW | RFC West | WND | 139.4 |  | 436141 |  |  | 0 |  |  |  | 0
2018 | PA | University Park Solar | 62119 | RFCW | RFC West | SUN | 1.5 |  | 32 |  |  | 0 |  |  |  | 0
2018 | PA | Vitro Architectural Glass (PA) | 58051 | RFCE | RFC East | DFO | 5 |  | 55.86 | 1120 | 0.1736 | 6.2155 | 0.31 | Estimated using an emission factor | 1120 | 0.1736
2018 | PA | Wallenpaupack | 3153 | RFCE | RFC East | WAT | 40 |  | 136035 |  |  | 0 |  |  |  | 0
2018 | PA | Warrior Ridge Hydro | 10152 | RFCE | RFC East | WAT | 2.8 |  | 3448 |  |  | 0 |  |  |  | 0
2018 | PA | Waste Management Arden LFGTE | 57014 | RFCW | RFC West | LFG | 4.8 |  | 39301.002 | 474112.002 | 3.4847 | 0.17734 | 0.0147 | Estimated using an emission factor | 474112.002 | 3.4847
2018 | PA | Waymart Wind | 56001 | RFCE | RFC East | WND | 64.5 |  | 137666 |  |  | 0 |  |  |  | 0
2018 | PA | Wayne | 3134 | RFCE | RFC East | DFO | 53
2018 | PA | West Campus Steam Plant | 58194 | RFCW | RFC West | NG | 11.1 | 0.065701 | 12584.78 | 70265.023 | 0.2829 | 0.04496 | 0.0080525 | EPA/NEI; Estimated using an emission factor | 1069471 | 4.3059
2018 | PA | Wheelabrator Falls | 54746 | RFCE | RFC East | MSW | 53.3 |  | 316470 | 5297477.014 | 0.4132 | 0.0026113 | 0.000156 | Estimated using an emission factor | 5297477.014 | 0.4132
2018 | PA | Whitemarsh Central Utility Plant | 56513 | RFCE | RFC East | NG | 1.6 | 1 | 248 | 2784 | 0.00058742 | 0.0047373 | 0.000422 | Estimated using an emission factor | 2784 | 0.00058742
2018 | PA | William F Matson Generating Station | 7128 | RFCE | RFC East | WAT | 21.7 |  | 141853 |  |  | 0 |  |  |  | 0
2018 | PA | Wind Park Bear Creek | 56299 | RFCE | RFC East | WND | 24 |  | 68727 |  |  | 0 |  |  |  | 0
2018 | PA | Wolf Run Energy | 61263 | RFCE | RFC East | NG | 22
2018 | PA | Wrighter Energy | 61302 | RFCE | RFC East | NG | 22
2018 | PA | York County Resource Recovery | 50215 | RFCE | RFC East | MSW | 36.5 |  | 165966 | 4273216.511 | 13.3324 | 0.16066 | 0.00624 | Estimated using an emission factor | 4273216.511 | 13.3324
2018 | PA | York Generation Company LLC | 54693 | RFCE | RFC East | NG | 68.8 | 1 | 3525.95 | 36535.65 | 0.10345 | 0.05868 | 0.005663 | EPA/NEI; Estimated using an emission factor | 36535.65 | 0.10345
2018 | PA | York Haven | 3117 | RFCE | RFC East | WAT | 19.6 |  | 124537 |  |  | 0 |  |  |  | 0
2018 | PA | Yough Hydro Power | 52036 | RFCE | RFC East | WAT | 12.2 |  | 65246 |  |  | 0 |  |  |  | 0
2018 | PA | Allegheny Energy Units 1 & 2 | 55196 | RFCW | RFC West | NG | 87.6 |  | 99623 | 1018367 | 0.14 | 0.0028106 | 0.00027495 | EPA/NEI | 1018367 | 0.14
2018 | PA | Allegheny Energy Units 3, 4 & 5 | 55710 | RFCW | RFC West | NG | 556 |  | 3893141 | 26283659 | 60.58 | 0.031121 | 0.0046097 | EPA/NEI | 26283659 | 60.58
2018 | PA | Allegheny Energy Units 8 & 9 | 55377 | RFCW | RFC West | NG | 87.6 |  | 146309 | 1567289 | 0.08 | 0.0010936 | 0.00010209 | EPA/NEI | 1567289 | 0.08
2018 | PA | Armstrong Power, LLC | 55347 | RFCW | RFC West | NG | 688 |  | 480570 | 5017221 | 30.0706 | 0.12515 | 0.011987 | EPA/NEI | 5017221 | 30.0706
2018 | PA | Bethlehem Power Plant | 55690 | RFCE | RFC East | NG | 1153 |  | 4159649 | 33511162 | 112.87 | 0.054269 | 0.0067363 | EPA/NEI | 33511162 | 112.87
2018 | PA | Bruce Mansfield | 6094 | RFCW | RFC West | RC | 2741.1 |  | 3082105 | 34836829 | 400.884 | 0.26014 | 0.023015 | EPA/NEI; Estimated using an emission factor | 34836829 | 400.884
2018 | PA | Brunner Island, LLC | 3140 | RFCE | RFC East | BIT | 1624.2 |  | 1853300 | 22897720 | 1034.9129 | 1.1168 | 0.090394 | EPA/NEI; Estimated using an emission factor | 22897720 | 1034.9129
2018 | PA | Brunot Island Power Station | 3096 | RFCW | RFC West | NG | 416.4 |  | 36208 | 418839 | 6.2763 | 0.34668 | 0.02997 | EPA/NEI | 418839 | 6.2763
2018 | PA | Cambria Cogen | 10641 | RFCE | RFC East | WC | 98 | 0.78059 | 645269 | 7002440.827 | 110.2522 | 0.34172 | 0.03149 | EPA/NEI | 8970743 | 141.2429
2018 | PA | Chambersburg Units 12 & 13 | 55654 | RFCW | RFC West | NG | 87.6 |  | 157853 | 1626181 | 0.16 | 0.0020272 | 0.00019678 | EPA/NEI | 1626181 | 0.16
2018 | PA | Cheswick | 8226 | RFCW | RFC West | BIT | 637 |  | 1204947 | 13956534 | 95.378 | 0.15831 | 0.013668 | EPA/NEI | 13956534 | 95.378
2018 | PA | Colver Power Project | 10143 | RFCE | RFC East | WC | 118 |  | 812022 | 10393739 | 46.3287 | 0.11411 | 0.0089147 | EPA/NEI | 10393739 | 46.3287
2018 | PA | Conemaugh | 3118 | RFCE | RFC East | BIT | 1963 |  | 11445473 | 114331901 | 1211.145 | 0.21164 | 0.021186 | EPA/NEI | 114331901 | 1211.145
2018 | PA | Croydon Generating Station | 8012 | RFCE | RFC East | DFO | 546.4 |  | 54366 | 688853 | 1.2316 | 0.045308 | 0.0035758 | EPA/NEI | 688853 | 1.2316
2018 | PA | Domtar Paper Company, LLC | 54638 | RFCW | RFC West | BIT | 54 | 0.17367 | 271462 | 1216445.904 | 7.6298 | 0.056213 | 0.012544 | EPA/NEI | 7004511 | 43.9337
2018 | PA | Dynegy Fayette II, LLC | 55516 | RFCW | RFC West | NG | 644.1 |  | 4721517 | 32881302 | 26.16 | 0.011081 | 0.0015912 | EPA/NEI | 32881302 | 26.16
2018 | PA | Ebensburg Power Company | 10603 | RFCE | RFC East | WC | 57.6 | 0.96143 | 325905 | 5374928.728 | 28.0571 | 0.17218 | 0.01044 | EPA/NEI | 5590563 | 29.1827
2018 | PA | Eddystone Generating Station | 3161 | RFCE | RFC East | NG | 1568.8 |  | 44645 | 635486 | 7.8069 | 0.34973 | 0.02457 | EPA/NEI | 635486 | 7.8069
2018 | PA | Fairless Energy Center | 55298 | RFCE | RFC East | NG | 1338 |  | 6866566 | 47916886 | 4.5521 | 0.0013259 | 0.00019 | EPA/NEI | 47916886 | 4.5521
2018 | PA | Fairless Hills Generating Station | 7701 | RFCE | RFC East | OG | 60 | 1 | 211740 | 3315536 | 48.5898 | 0.45896 | 0.02931 | EPA/NEI | 3315536 | 48.5898
2018 | PA | Gilberton Power Company | 10113 | RFCE | RFC East | WC | 88.4 | 0.94122 | 612078 | 7449794.351 | 40.7131 | 0.13303 | 0.01093 | EPA/NEI | 7915046 | 43.2557
2018 | PA | Grays Ferry Cogen Partnership | 54785 | RFCE | RFC East | NG | 192.6 | 0.41869 | 998083 | 5157149.163 | 113.4655 | 0.22737 | 0.044003 | EPA/NEI | 12317473 | 271.0037
2018 | PA | Handsome Lake Energy | 55233 | RFCE | RFC East | NG | 294.5 |  | 85765 | 1062229 | 12.2654 | 0.28602 | 0.023094 | EPA/NEI | 1062229 | 12.2654
2018 | PA | Hazleton Generation | 10870 | RFCE | RFC East | NG | 171.5 |  | 5159 | 66005 | 0.94569 | 0.36662 | 0.028655 | EPA/NEI | 66005 | 0.94569
2018 | PA | Helix Ironwood LLC | 55337 | RFCE | RFC East | NG | 777.6 |  | 5209815 | 38740295 | 3.6803 | 0.0014128 | 0.00019 | EPA/NEI | 38740295 | 3.6803
2018 | PA | Homer City | 3122 | RFCW | RFC West | BIT | 2012 |  | 5130945 | 57344376 | 4079.8015 | 1.5903 | 0.14229 | EPA/NEI | 57344376 | 4079.8015
2018 | PA | Hunlock Creek Energy Center | 3176 | RFCE | RFC East | NG | 145.9 |  | 548449 | 4430765 | 13.71 | 0.049996 | 0.0061885 | EPA/NEI | 4430765 | 13.71
2018 | PA | Hunlock Unit 4 | 56397 | RFCE | RFC East | NG | 44 |  | 6127 | 74422 | 0.0041 | 0.0013383 | 0.00011018 | EPA/NEI | 74422 | 0.0041
2018 | PA | Hunterstown Combined Cycle | 55976 | RFCE | RFC East | NG | 898 |  | 5311726 | 37811332 | 102.35 | 0.038537 | 0.0054137 | EPA/NEI | 37811332 | 102.35
2018 | PA | Keystone | 3136 | RFCE | RFC East | BIT | 1883.2 |  | 12417740.999 | 123507053 | 8169.991 | 1.3159 | 0.1323 | EPA/NEI | 123507053 | 8169.991
2018 | PA | Kimberly-Clark Tissue Company | 50410 | RFCE | RFC East | WC | 84.3 | 0.28405 | 214375 | 1327808.342 | 26.8275 | 0.25029 | 0.040409 | EPA/NEI; Estimated using an emission factor | 4674541 | 94.4459
2018 | PA | Lackawanna Energy Center | 60357 | RFCE | RFC East | NG | 1665 |  | 3444784 | 21612050 | 62.2041 | 0.036115 | 0.0057564 | NEI avg EF - PM, fuel type, firing type | 21612050 | 62.2041
2018 | PA | Liberty Electric Power Plant | 55231 | RFCE | RFC East | NG | 614 |  | 4273036 | 31152202 | 113.4 | 0.053077 | 0.0072804 | EPA/NEI | 31152202 | 113.4
2018 | PA | Lower Mount Bethel Energy, LLC | 55667 | RFCE | RFC East | NG | 651.6 |  | 3963848 | 29002697 | 2.7553 | 0.0013902 | 0.00019 | EPA/NEI | 29002697 | 2.7553
2018 | PA | MARCUS HOOK 50, L.P. | 50074 | RFCE | RFC East | NG | 50.5 | 0.22937 | 54 | 249.1 | 2.3674e-05 | 0.0008768 | 0.00019007 | EPA/NEI | 1086 | 0.00010321
2018 | PA | Marcus Hook Energy, LP | 55801 | RFCE | RFC East | NG | 836.1 | 0.96309 | 4132590 | 28544835.546 | 2.7118 | 0.0013124 | 0.00019 | EPA/NEI | 29638870 | 2.8157
2018 | PA | Martins Creek, LLC | 3148 | RFCE | RFC East | RFO | 2111.6 |  | 706884 | 8847376 | 50.4687 | 0.14279 | 0.011409 | EPA/NEI | 8847376 | 50.4687
2018 | PA | Merck & Company - West Point | 52149 | RFCE | RFC East | NG | 92.4 | 0.39693 | 281182.54 | 1490280.604 | 5.8236 | 0.041422 | 0.0078154 | NEI avg EF - PM, fuel type, firing type | 3754482 | 14.6715
2018 | PA | Montour, LLC | 3149 | RFCE | RFC East | RC | 1775.1 |  | 2619510 | 26674118 | 283.946 | 0.21679 | 0.02129 | EPA/NEI | 26674118 | 283.946
2018 | PA | Mountain | 3111 | RFCE | RFC East | DFO | 54 |  | 6702 | 109391 | 0.65 | 0.19397 | 0.011884 | EPA/NEI | 109391 | 0.65
2018 | PA | Moxie Freedom Generation Plant | 59906 | RFCE | RFC East | NG | 1058 |  | 2893183 | 19653057 | 56.5657 | 0.039103 | 0.0057564 | NEI avg EF - PM, fuel type, firing type | 19653057 | 56.5657
2018 | PA | Mt. Carmel Cogeneration | 10343 | RFCE | RFC East | WC | 47.3 | 0.9841 | 266629 | 4410438.474 | 31.7015 | 0.2378 | 0.014376 | EPA/NEI | 4481704 | 32.2138
2018 | PA | New Castle | 3138 | RFCW | RFC West | NG | 424.4 |  | 440386 | 5056731 | 18.3628 | 0.083394 | 0.0072627 | EPA/NEI | 5056731 | 18.3628
2018 | PA | Northampton Generating Plant | 50888 | RFCE | RFC East | WC | 134.1 | 0.72626 | 215388 | 1822191.74 | 2.4831 | 0.023057 | 0.0027254 | EPA/NEI | 2508999 | 3.4191
2018 | PA | Northeastern Power Company | 50039 | RFCE | RFC East | WC | 59 |  | 132775 | 2229068 | 11.6246 | 0.1751 | 0.01043 | EPA/NEI | 2229068 | 11.6246
2018 | PA | Ontelaunee Energy Center | 55193 | RFCE | RFC East | NG | 728 |  | 4073547 | 28592628 | 59.7685 | 0.029345 | 0.0041807 | EPA/NEI | 28592628 | 59.7685
2018 | PA | Panda Hummel Station | 60368 | RFCE | RFC East | NG | 1194.4 |  | 4154685 | 27630908 | 79.5277 | 0.038283 | 0.0057564 | NEI avg EF - PM, fuel type, firing type | 27630908 | 79.5277
2018 | PA | Panda Liberty Power Project | 58420 | RFCE | RFC East | NG | 870 |  | 5063623 | 34325503 | 23.72 | 0.0093688 | 0.0013821 | EPA/NEI | 34325503 | 23.72
2018 | PA | Panda Patriot Generation Plant | 58426 | RFCE | RFC East | NG | 870 |  | 5350320 | 35604460 | 73.93 | 0.027636 | 0.0041529 | EPA/NEI | 35604460 | 73.93
2018 | PA | Panther Creek Energy Facility | 50776 | RFCE | RFC East | WC | 94 | 1 | 152019 | 1871915 | 1.2473 | 0.01641 | 0.0013327 | EPA/NEI | 1871915 | 1.2473
2018 | PA | PEI Power Corporation | 50279 | RFCE | RFC East | NG | 92.9 | 1 | 189833 | 399406 | 1.3018 | 0.013715 | 0.0065185 | EPA/NEI | 399406 | 1.3018
2018 | PA | Philadelphia Refinery | 52106 | RFCE | RFC East | PRG | 30 | 0.040019 | 66129 | 368509.87 | 6.6417 | 0.20087 | 0.036046 | EPA/NEI; Estimated using an emission factor | 9208301 | 165.9632
2018 | PA | Pixelle Specialty Solutions | 50397 | RFCE | RFC East | BLQ | 109.5 | 0.17214 | 435189.722 | 3460124.731 | 9.9766 | 0.045849 | 0.0057666 | EPA/NEI; Estimated using an emission factor | 20101222.18 | 57.9581
2018 | PA | Portland | 3113 | RFCE | RFC East | NG | 621 |  | 7935 | 93380 | 0.29125 | 0.073409 | 0.006238 | EPA/NEI | 93380 | 0.29125
2018 | PA | Procter & Gamble Paper Products | 50463 | RFCE | RFC East | NG | 120.2 | 0.56034 | 873044 | 4986885.75 | 18.7858 | 0.043035 | 0.0075341 | EPA/NEI; Estimated using an emission factor | 8899831 | 33.5259
2018 | PA | Richmond | 3168 | RFCE | RFC East | DFO | 131.6 |  | 13364 | 147530 | 0.2656 | 0.039749 | 0.0036006 | EPA/NEI | 147530 | 0.2656
2018 | PA | Scrubgrass Generating Plant | 50974 | RFCE | RFC East | WC | 94.7 | 1 | 425306 | 6527087 | 42.793 | 0.20123 | 0.013112 | EPA/NEI | 6527087 | 42.793
2018 | PA | Seward | 3130 | RFCE | RFC East | WC | 803.2 |  | 2570873 | 28045508 | 148.501 | 0.11553 | 0.01059 | EPA/NEI | 28045508 | 148.501
2018 | PA | Shawville | 3131 | RFCE | RFC East | NG | 632 |  | 539245.999 | 6395449 | 54.0749 | 0.20056 | 0.01691 | EPA/NEI | 6395449 | 54.0749
2018 | PA | St. Nicholas Cogeneration Project | 54634 | RFCE | RFC East | WC | 99.2 | 0.89233 | 621392 | 9944791.308 | 68.0784 | 0.21912 | 0.013691 | EPA/NEI | 11144724 | 76.2927
2018 | PA | Tenaska Westmoreland Generating Station | 60464 | RFCW | RFC West | NG | 1134 |  | 145905 | 1812399 | 5.2165 | 0.071505 | 0.0057564 | NEI avg EF - PM, fuel type, firing type | 1812399 | 5.2165
2018 | PA | Tolna | 3116 | RFCE | RFC East | DFO | 54 |  | 806 | 17064 | 0.05 | 0.12407 | 0.0058603 | EPA/NEI | 17064 | 0.05
2018 | PA | US Steel (Clairton Coke) | 50729 | RFCW | RFC West | COG | 31 | 0.087014 | 129244 | 633600.888 | 3.6766 | 0.056894 | 0.011605 | EPA/NEI; Estimated using an emission factor | 7281590 | 42.2527
2018 | PA | US Steel (Edgar Thomson) | 50732 | RFCW | RFC West | PRG | 52.5 | 0.19306 | 345472 | 1922996.244 | 34.6586 | 0.20064 | 0.036046 | NEI avg EF - PM, fuel type, firing type | 9960673 | 179.5233
2018 | PA | Warren | 3132 | RFCE | RFC East | NG | 137.1 |  | 14371 | 206208 | 3.6662 | 0.51022 | 0.035558 | EPA/NEI | 206208 | 3.6662
2018 | PA | Wheelabrator - Frackville | 50879 | RFCE | RFC East | WC | 48 | 0.92571 | 326307 | 4698220.998 | 229.6465 | 1.4075 | 0.097759 | EPA/NEI | 5075290 | 248.0774
2018 | PA | WPS Westwood Generation, LLC | 50611 | RFCE | RFC East | WC | 36 |  | 190296 | 3610216 | 1.097 | 0.011529 | 0.00060772 | EPA/NEI | 3610216 | 1.097
2018 | PA | York Energy Center | 55524 | RFCE | RFC East | NG | 1569.4 |  | 1838910 | 14866098 | 76.3804 | 0.083071 | 0.010276 | EPA/NEI; Estimated using an emission factor | 14866098 | 76.3804
2018 | RI | 10 Briggs Solar NG, LLC (East) | 62781 | NEWE | NPCC New England | SUN | 5
2018 | RI | Blackstone/Tupperware | 50177 | NEWE | NPCC New England | WAT | 1.6 |  | 4100 |  |  | 0 |  |  |  | 0
2018 | RI | Block Island | 6567 | NEWE | NPCC New England | DFO | 13.9 |  | 44 | 686 | 0.10648 | 4.8402 | 0.31045 | EPA/NEI; Estimated using an emission factor | 686 | 0.10648
2018 | RI | Block Island Wind Farm | 58035 | NEWE | NPCC New England | WND | 30 |  | 117362 |  |  | 0 |  |  |  | 0
2018 | RI | Brookside | 60451 | NEWE | NPCC New England | SUN | 1 |  | 1616 |  |  | 0 |  |  |  | 0
2018 | RI | CED Foster | 61499 | NEWE | NPCC New England | SUN | 2 |  | 4606 |  |  | 0 |  |  |  | 0
2018 | RI | Central Power Plant | 50621 | NEWE | NPCC New England | NG | 13.7 | 0.22276 | 27075 | 103407.814 | 0.27715 | 0.020472 | 0.0053603 | EPA/NEI; Estimated using an emission factor | 464202 | 1.2441
2018 | RI | Dry Bridge Solar (Brown University) | 62771 | NEWE | NPCC New England | SUN | 40
2018 | RI | Forbes Street Solar | 58583 | NEWE | NPCC New England | SUN | 3 |  | 4514 |  |  | 0 |  |  |  | 0
2018 | RI | Founders Homestead Farms Solar | 62302 | NEWE | NPCC New England | SUN | 4.5 |  | 0
2018 | RI | GD Richmond Buttonwoods I, LLC | 62567 | NEWE | NPCC New England | SUN | 1.3
2018 | RI | GD West Greenwich Victory I, LLC | 62568 | NEWE | NPCC New England | SUN | 1.8
2018 | RI | Hope Farm Solar, LLC | 61840 | NEWE | NPCC New England | SUN | 10
2018 | RI | Johnston LFG Turbine Plant | 59254 | NEWE | NPCC New England | LFG | 35.7 |  | 211031.26 | 2047751.07 | 22.1157 | 0.2096 | 0.0216 | EPA/NEI; Estimated using an emission factor | 2047751.07 | 22.1157
2018 | RI | Johnston Solar | 59858 | NEWE | NPCC New England | SUN | 1 |  | 1721 |  |  | 0 |  |  |  | 0
2018 | RI | Kearsarge SKSC1 LLC | 62551 | NEWE | NPCC New England | SUN | 3.8 |  | 739 |  |  | 0 |  |  |  | 0
2018 | RI | Kearsarge SKSC2 LLC | 62558 | NEWE | NPCC New England | SUN | 3.1 |  | 725 |  |  | 0 |  |  |  | 0
2018 | RI | Little Bay | 60495 | NEWE | NPCC New England | SUN | 1.3 |  | 1649 |  |  | 0 |  |  |  | 0
2018 | RI | Nautilus Goat Island Solar CSG LLC | 62672 | NEWE | NPCC New England | SUN | 3.3
2018 | RI | NBC Field's Point Wind Farm | 59692 | NEWE | NPCC New England | WND | 4.5 |  | 7424 |  |  | 0 |  |  |  | 0
2018 | RI | North Smithfield Solar Power 1 | 61461 | NEWE | NPCC New England | SUN | 2 |  | 0
2018 | RI | Orbit Energy RI | 60831 | NEWE | NPCC New England | OBG | 3.2 |  | 0
2018 | RI | Rhode Island Hospital | 52024 | NEWE | NPCC New England | NG | 10.4 | 0.12329 | 21588 | 121637.847 | 0.49539 | 0.045895 | 0.0081453 | EPA/NEI; Estimated using an emission factor | 986596.7 | 4.0181
2018 | RI | Richmond NMCA | 62301 | NEWE | NPCC New England | SUN | 4 |  | 0
2018 | RI | Ridgewood Providence Power | 50365 | NEWE | NPCC New England | LFG | 26.1 |  | 0 |  |  |  |  | EPA/NEI; Estimated using an emission factor
2018 | RI | Scituate RI Solar, LLC | 61841 | NEWE | NPCC New England | SUN | 10
2018 | RI | Thundermist Hydro | 54688 | NEWE | NPCC New England | WAT | 1.2
2018 | RI | Toray Plastic America's CHP Plant | 61857 | NEWE | NPCC New England | NG | 20 | 0.90142 | 146201 | 1380114.621 | 1.9476 | 0.026643 | 0.0028224 | EPA/NEI; Estimated using an emission factor | 1531052 | 2.1606
2018 | RI | Town of Burrillville Solar | 62898 | NEWE | NPCC New England | SUN | 4.2
2018 | RI | WED Coventry 1 | 59301 | NEWE | NPCC New England | WND | 1.5 |  | 2667 |  |  | 0 |  |  |  | 0
2018 | RI | WED Coventry 2 | 59302 | NEWE | NPCC New England | WND | 4.5 |  | 7475.001 |  |  | 0 |  |  |  | 0
2018 | RI | WED Coventry 3 | 59305 | NEWE | NPCC New England | WND | 1.5 |  | 3096 |  |  | 0 |  |  |  | 0
2018 | RI | WED Coventry 4 | 59306 | NEWE | NPCC New England | WND | 1.5 |  | 2591 |  |  | 0 |  |  |  | 0
2018 | RI | WED Coventry 5 | 59313 | NEWE | NPCC New England | WND | 1.5 |  | 2975 |  |  | 0 |  |  |  | 0
2018 | RI | WED Coventry 6 | 59314 | NEWE | NPCC New England | WND | 4.5 |  | 8165.001 |  |  | 0 |  |  |  | 0
2018 | RI | WED Green Hill, LLC | 62106 | NEWE | NPCC New England | WND | 3 |  | 0
2018 | RI | WED GW Solar, LLC | 62118 | NEWE | NPCC New England | SUN | 3
2018 | RI | WED Kingstown Solar I - East Array | 61622 | NEWE | NPCC New England | SUN | 3 |  | 3684 |  |  | 0 |  |  |  | 0
2018 | RI | WED Kingstown Solar I, LLC - West | 61612 | NEWE | NPCC New England | SUN | 1.5 |  | 1683 |  |  | 0 |  |  |  | 0
2018 | RI | WED NK Green | 59295 | NEWE | NPCC New England | WND | 1.5 |  | 2228 |  |  | 0 |  |  |  | 0
2018 | RI | WED Plainfield II, LLC | 62107 | NEWE | NPCC New England | WND | 3
2018 | RI | WED Plainfield III, LLC | 62108 | NEWE | NPCC New England | WND | 3
2018 | RI | WED Plainfield, LLC | 62109 | NEWE | NPCC New England | WND | 3
2018 | RI | WED Portsmouth One, LLC | 61002 | NEWE | NPCC New England | WND | 1.5 |  | 4622 |  |  | 0 |  |  |  | 0
2018 | RI | WED Shun I, LLC | 62110 | NEWE | NPCC New England | WND | 3 |  | 0
2018 | RI | WED Shun II, LLC | 62111 | NEWE | NPCC New England | WND | 3 |  | 0
2018 | RI | WED Shun III, LLC | 62112 | NEWE | NPCC New England | WND | 3 |  | 0
2018 | RI | WED Stilson Solar | 61613 | NEWE | NPCC New England | SUN | 2 |  | 2527 |  |  | 0 |  |  |  | 0
2018 | RI | West Davisville Solar | 59043 | NEWE | NPCC New England | SUN | 2 |  | 2808 |  |  | 0 |  |  |  | 0
2018 | RI | West Greenwich Solar | 58214 | NEWE | NPCC New England | SUN | 1.9 |  | 2594 |  |  | 0 |  |  |  | 0
2018 | RI | Manchester Street Station | 3236 | NEWE | NPCC New England | NG | 515 |  | 1866081 | 15868011 | 17.4 | 0.018649 | 0.0021931 | EPA/NEI | 15868011 | 17.4
2018 | RI | Ocean State Power | 51030 | NEWE | NPCC New England | NG | 254.2 |  | 679062 | 5278339 | 9.815 | 0.028908 | 0.003719 | EPA/NEI | 5278339 | 9.815
2018 | RI | Ocean State Power II | 54324 | NEWE | NPCC New England | NG | 254.2 |  | 835958 | 7018116 | 9.815 | 0.023482 | 0.0027971 | EPA/NEI | 7018116 | 9.815
2018 | RI | Pawtucket Power Associates, LP | 54056 | NEWE | NPCC New England | NG | 68.8 | 1 | 10469 | 98541 | 0.2122 | 0.040539 | 0.0043068 | EPA/NEI | 98541 | 0.2122
2018 | RI | Rhode Island State Energy Center | 55107 | NEWE | NPCC New England | NG | 596 |  | 2823614 | 19924595 | 93.643 | 0.066328 | 0.0093997 | EPA/NEI | 19924595 | 93.643
2018 | RI | Tiverton Power, LLC | 55048 | NEWE | NPCC New England | NG | 545 |  | 1560078 | 11164981 | 22.5561 | 0.028917 | 0.0040405 | EPA/NEI | 11164981 | 22.5561
2018 | SC | 1634 Solar | 61935 | SRVC | SERC Virginia/Carolina | SUN | 2
2018 | SC | 99 Islands | 3272 | SRVC | SERC Virginia/Carolina | WAT | 18 |  | 83266.998 |  |  | 0 |  | EPA/NEI; Estimated using an emission factor |  | 0
2018 | SC | Abbot Solar | 61936 | SRVC | SERC Virginia/Carolina | SUN | 2 |  | 148 |  |  | 0 |  |  |  | 0
2018 | SC | Ace Solar | 61937 | SRVC | SERC Virginia/Carolina | SUN | 1
2018 | SC | Allendale Biomass | 58706 | SRVC | SERC Virginia/Carolina | WDS | 22.5 |  | 154451 | 2579355.028 | 29.4204 | 0.38097 | 0.022812 | NEI avg EF - PM, fuel type | 2579355.028 | 29.4204
2018 | SC | Anderson Regional Landfill | 56121 | SRVC | SERC Virginia/Carolina | LFG | 3.2 |  | 2218 | 28468 | 0.20924 | 0.18867 | 0.0147 | Estimated using an emission factor | 28468 | 0.20924
2018 | SC | Ashley Solar (SC) | 62179 | SRVC | SERC Virginia/Carolina | SUN | 2
2018 | SC | Atlantic Solar | 62180 | SRVC | SERC Virginia/Carolina | SUN | 1
2018 | SC | Atood II | 61960 | SRVC | SERC Virginia/Carolina | SUN | 2 |  | 0
2018 | SC | B & K Solar | 62181 | SRVC | SERC Virginia/Carolina | SUN | 63
2018 | SC | Bad Creek | 7125 | SRVC | SERC Virginia/Carolina | WAT | 1296 |  | -395161 |  |  | 0 |  |  |  | 0
2018 | SC | Bani Solar | 61938 | SRVC | SERC Virginia/Carolina | SUN | 2
2018 | SC | Barnwell Solar | 61327 | SRVC | SERC Virginia/Carolina | SUN | 5.4 |  | 11561 |  |  | 0 |  |  |  | 0
2018 | SC | Battle Solar | 62182 | SRVC | SERC Virginia/Carolina | SUN | 2
2018 | SC | Bell Bay Solar Farm | 62395 | SRVC | SERC Virginia/Carolina | SUN | 1.6 |  | 2203 |  |  | 0 |  |  |  | 0
2018 | SC | Bell Solar | 62183 | SRVC | SERC Virginia/Carolina | SUN | 6.1
2018 | SC | Berkeley County Landfill | 57945 | SRVC | SERC Virginia/Carolina | LFG | 3.2 |  | 4209 | 56441 | 0.41485 | 0.19712 | 0.0147 | Estimated using an emission factor | 56441 | 0.41485
2018 | SC | Big Fork Solar | 62184 | SRVC | SERC Virginia/Carolina | SUN | 74.9
2018 | SC | Birch Solar | 62185 | SRVC | SERC Virginia/Carolina | SUN | 2
2018 | SC | Blacktip Solar | 61939 | SRVC | SERC Virginia/Carolina | SUN | 2 |  | 138 |  |  | 0 |  |  |  | 0
2018 | SC | Blackville Solar Farm, LLC | 61918 | SRVC | SERC Virginia/Carolina | SUN | 7.2
2018 | SC | Blackville Solar II | 61973 | SRVC | SERC Virginia/Carolina | SUN | 20 |  | 27
2018 | SC | Bloom Solar | 61940 | SRVC | SERC Virginia/Carolina | SUN | 2
2018 | SC | BMW Manufacturing Co | 58173 | SRVC | SERC Virginia/Carolina | LFG | 11 |  | 50423 | 700633 | 7.5668 | 0.30013 | 0.0216 | Estimated using an emission factor | 700633 | 7.5668
2018 | SC | Bond Solar | 61941 | SRVC | SERC Virginia/Carolina | SUN | 2 |  | 11 |  |  | 0 |  |  |  | 0
2018 | SC | Boyds Mill Hydro | 3253 | SRVC | SERC Virginia/Carolina | WAT | 1.4 |  | 4285 |  |  | 0 |  |  |  | 0
2018 | SC | Bull Street Plant | 59727 | SRVC | SERC Virginia/Carolina | NG | 2 |  | -58 | 707 | 0.0019384 | 0 | 0.0054834 | NEI avg EF - PM, fuel type, firing type | 707 | 0.0019384
2018 | SC | Burton | 3277 | SRVC | SERC Virginia/Carolina | NG | 34.5
2018 | SC | Buzzard Roost | 3254 | SRVC | SERC Virginia/Carolina | WAT | 15 |  | 41814.999 |  |  | 0 |  |  |  | 0
2018 | SC | Buzzard Roost GT | 58212 | SRVC | SERC Virginia/Carolina | NG | 197.6
2018 | SC | Camden South Carolina | 10795 | SRVC | SERC Virginia/Carolina | NG | 30 | 0.009529 | 2304 | 13070.211 | 0.052625 | 0.045681 | 0.0080526 | NEI avg EF - PM, fuel type | 1371660.375 | 5.5226
2018 | SC | Cameron Solar | 61489 | SRVC | SERC Virginia/Carolina | SUN | 20 |  | 25181 |  |  | 0 |  |  |  | 0
2018 | SC | Cameron Solar II | 61326 | SRVC | SERC Virginia/Carolina | SUN | 4.1 |  | 7743 |  |  | 0 |  |  |  | 0
2018 | SC | Canadys Steam | 3280 | SRVC | SERC Virginia/Carolina | BIT | 489.6
2018 | SC | Catawba | 6036 | SRVC | SERC Virginia/Carolina | NUC | 2410.2 |  | 18779715 |  |  | 0 |  |  |  | 0
2018 | SC | Cedar Creek | 3255 | SRVC | SERC Virginia/Carolina | WAT | 45 |  | 178151.001 |  |  | 0 |  |  |  | 0
2018 | SC | Central Energy Facility | 58400 | SRVC | SERC Virginia/Carolina | NG | 10 |  | 129 | 2017 | 0.00553 | 0.085736 | 0.0054834 | EPA/NEI; Estimated using an emission factor | 2017 | 0.00553
2018 | SC | Central Plant | 10280 | SRVC | SERC Virginia/Carolina | DFO | 7.4 |  | 0
2018 | SC | Champion Solar | 61522 | SRVC | SERC Virginia/Carolina | SUN | 10.8 |  | 23333 |  |  | 0 |  |  |  | 0
2018 | SC | Chapman Solar | 62186 | SRVC | SERC Virginia/Carolina | SUN | 2
2018 | SC | Cherokee Falls | 10173 | SRVC | SERC Virginia/Carolina | WAT | 4.3 |  | 3340 |  |  | 0 |  |  |  | 0
2018 | SC | City West Diesel Plant | 57886 | SRVC | SERC Virginia/Carolina | DFO | 7.2 |  | 16 | 176 | 0.02728 | 3.41 | 0.31 | Estimated using an emission factor | 176 | 0.02728
2018 | SC | Clark Solar | 62187 | SRVC | SERC Virginia/Carolina | SUN | 2
2018 | SC | Clifton Dam 3 Power Station | 52049 | SRVC | SERC Virginia/Carolina | WAT | 1.2 |  | 4716 |  |  | 0 |  |  |  | 0
2018 | SC | Coit GT | 3281 | SRVC | SERC Virginia/Carolina | NG | 39.2 |  | 1123 | 20185 | 0.055344 | 0.098564 | 0.0054837 | NEI avg EF - PM, fuel type, firing type | 20185 | 0.055344
2018 | SC | Colleton Solar | 62188 | SRVC | SERC Virginia/Carolina | SUN | 75
2018 | SC | Colleton Solar Farm | 58700 | SRVC | SERC Virginia/Carolina | SUN | 2.5 |  | 3887 |  |  | 0 |  |  |  | 0
2018 | SC | Collins Farm Solar | 62189 | SRVC | SERC Virginia/Carolina | SUN | 5.4
2018 | SC | Columbia Canal Hydro | 3283 | SRVC | SERC Virginia/Carolina | WAT | 10.6
2018 | SC | Cornell Dubilier | 56130 | SRVC | SERC Virginia/Carolina | DFO | 2.9
2018 | SC | Cotton Solar | 59572 | SRVC | SERC Virginia/Carolina | SUN | 16
2018 | SC | Crossroads Solar | 62190 | SRVC | SERC Virginia/Carolina | SUN | 67.7
2018 | SC | Culpepper Solar | 62221 | SRVC | SERC Virginia/Carolina | SUN | 69.5
2018 | SC | Dadswell Solar | 62222 | SRVC | SERC Virginia/Carolina | SUN | 1
2018 | SC | Darlington Solar, LLC | 60993 | SRVC | SERC Virginia/Carolina | SUN | 10 |  | 19762 |  |  | 0 |  |  |  | 0
2018 | SC | Dearborn | 3256 | SRVC | SERC Virginia/Carolina | WAT | 45 |  | 222144.999 |  |  | 0 |  |  |  | 0
2018 | SC | Denmark Solar | 62211 | SRVC | SERC Virginia/Carolina | SUN | 6
2018 | SC | Diamond Solar II | 61974 | SRVC | SERC Virginia/Carolina | SUN | 8.2
2018 | SC | Dolphus M Grainger | 3317 | SRVC | SERC Virginia/Carolina | BIT | 163.2
2018 | SC | Dorchester Biomass | 58707 | SRVC | SERC Virginia/Carolina | WDS | 22.5 |  | 145347 | 2333731.412 | 26.6188 | 0.36628 | 0.022812 | NEI avg EF - PM, fuel type | 2333731.412 | 26.6188
2018 | SC | Edison Solar II | 61975 | SRVC | SERC Virginia/Carolina | SUN | 4.8
2018 | SC | Enoree Phase II Landfill Gas Recovery | 56951 | SRVC | SERC Virginia/Carolina | LFG | 3.2 |  | 12336 | 182651 | 1.3425 | 0.21765 | 0.0147 | Estimated using an emission factor | 182651 | 1.3425
2018 | SC | Estill Solar | 61490 | SRVC | SERC Virginia/Carolina | SUN | 20 |  | 21536 |  |  | 0 |  |  |  | 0
2018 | SC | Estill Solar II | 61529 | SRVC | SERC Virginia/Carolina | SUN | 10.2 |  | 15920 |  |  | 0 |  |  |  | 0
2018 | SC | Faber Place | 3284 | SRVC | SERC Virginia/Carolina | NG | 11.5
2018 | SC | Fairfield Pumped Storage | 6126 | SRVC | SERC Virginia/Carolina | WAT | 587.2 |  | -167767 |  |  | 0 |  |  |  | 0
2018 | SC | Fairfield Solar | 62212 | SRVC | SERC Virginia/Carolina | SUN | 10
2018 | SC | Fishing Creek | 3257 | SRVC | SERC Virginia/Carolina | WAT | 42.3 |  | 203570 |  |  | 0 |  |  |  | 0
2018 | SC | Fishwater Solar | 62213 | SRVC | SERC Virginia/Carolina | SUN | 2
2018 | SC | Flip Solar | 62214 | SRVC | SERC Virginia/Carolina | SUN | 15.8
2018 | SC | Foreman Solar | 62215 | SRVC | SERC Virginia/Carolina | SUN | 6.4
2018 | SC | Freedom Solar | 61833 | SRVC | SERC Virginia/Carolina | SUN | 5 |  | 9200 |  |  | 0 |  |  |  | 0
2018 | SC | Gaines Solar | 62216 | SRVC | SERC Virginia/Carolina | SUN | 2
2018 | SC | Gary Solar | 61942 | SRVC | SERC Virginia/Carolina | SUN | 2 |  | 0
2018 | SC | Gaston II | 61961 | SRVC | SERC Virginia/Carolina | SUN | 7.5 |  | 0
2018 | SC | Gaston Shoals | 3258 | SRVC | SERC Virginia/Carolina | WAT | 6.7 |  | 14685.999 |  |  | 0 |  |  |  | 0
2018 | SC | Gaston Solar I - SC | 61530 | SRVC | SERC Virginia/Carolina | SUN | 10.2 |  | 16435 |  |  | 0 |  |  |  | 0
2018 | SC | GEB Solar | 62217 | SRVC | SERC Virginia/Carolina | SUN | 60
2018 | SC | Gedosch Solar II | 62218 | SRVC | SERC Virginia/Carolina | SUN | 2
2018 | SC | Georgetown LFGTE | 56995 | SRVC | SERC Virginia/Carolina | LFG | 1.1 |  | 472 | 7070 | 0.051965 | 0.22019 | 0.0147 | Estimated using an emission factor | 7070 | 0.051965
2018 | SC | Goldenrod Solar | 61943 | SRVC | SERC Virginia/Carolina | SUN | 2
2018 | SC | Great Falls (SC) | 3259 | SRVC | SERC Virginia/Carolina | WAT | 24 |  | -92 |  |  | 0 |  | EPA/NEI; Estimated using an emission factor |  | 0
2018 | SC | H B Robinson | 3251 | SRVC | SERC Virginia/Carolina | NUC | 991.5 |  | 5276118 |  |  | 0 |  | EPA/NEI; Estimated using an emission factor |  | 0
2018 | SC | Haley Solar | 61523 | SRVC | SERC Virginia/Carolina | SUN | 8.2 |  | 18249 |  |  | 0 |  |  |  | 0
2018 | SC | Hampton Solar 2 | 61498 | SRVC | SERC Virginia/Carolina | SUN | 20 |  | 28768 |  |  | 0 |  |  |  | 0
2018 | SC | Hampton Solar I | 61325 | SRVC | SERC Virginia/Carolina | SUN | 6.8 |  | 14026 |  |  | 0 |  |  |  | 0
2018 | SC | Hardeeville | 3286 | SRVC | SERC Virginia/Carolina | DFO | 16.3 |  | 0
2018 | SC | Holliday Solar I | 62229 | SRVC | SERC Virginia/Carolina | SUN | 75
2018 | SC | Hollidays Bridge Hydro | 3261 | SRVC | SERC Virginia/Carolina | WAT | 4 |  | 12973 |  |  | 0 |  |  |  | 0
2018 | SC | Honea Path | 56132 | SRVC | SERC Virginia/Carolina | DFO | 2.9 |  | 49 | 630 | 0.09765 | 3.9857 | 0.31 | Estimated using an emission factor | 630 | 0.09765
2018 | SC | Horry Land Fill Gas Site | 7958 | SRVC | SERC Virginia/Carolina | LFG | 4.2 |  | 8394 | 100243.001 | 0.73678 | 0.17555 | 0.0147 | EPA/NEI; Estimated using an emission factor | 100243.001 | 0.73678
2018 | SC | Indigo Solar | 62230 | SRVC | SERC Virginia/Carolina | SUN | 2
2018 | SC | International Paper Georgetown Mill | 54087 | SRVC | SERC Virginia/Carolina | BLQ | 95.6 | 0.14741 | 507800 | 2971305.372 | 12.8086 | 0.050447 | 0.0086215 | EPA/NEI; Estimated using an emission factor | 20156998.966 | 86.8923
2018 | SC | Ion Solar | 62231 | SRVC | SERC Virginia/Carolina | SUN | 5
2018 | SC | J Strom Thurmond | 3323 | SRVC | SERC Virginia/Carolina | WAT | 361.9 |  | 615143.998 |  |  | 0 |  |  |  | 0
2018 | SC | Jackson Solar | 62232 | SRVC | SERC Virginia/Carolina | SUN | 14
2018 | SC | Jamison Solar Farm | 62396 | SRVC | SERC Virginia/Carolina | SUN | 1.1
2018 | SC | Jefferies | 3319 | SRVC | SERC Virginia/Carolina | WAT | 590.8 |  | 213258 |  |  | 0 |  | EPA/NEI; Estimated using an emission factor |  | 0
2018 | SC | Jefferson Solar | 62233 | SRVC | SERC Virginia/Carolina | SUN | 8.2
2018 | SC | Jessamine Solar | 61944 | SRVC | SERC Virginia/Carolina | SUN | 1.9 |  | 0
2018 | SC | Jocassee | 3262 | SRVC | SERC Virginia/Carolina | WAT | 774 |  | -141807 |  |  | 0 |  |  |  | 0
2018 | SC | Juniper Solar | 62234 | SRVC | SERC Virginia/Carolina | SUN | 65.5
2018 | SC | Keowee | 6517 | SRVC | SERC Virginia/Carolina | WAT | 157.6 |  | 98140 |  |  | 0 |  |  |  | 0
2018 | SC | Lee County Landfill | 56120 | SRVC | SERC Virginia/Carolina | LFG | 11.2 |  | 23725 | 419450.999 | 3.982 | 0.33568 | 0.018987 | Estimated using an emission factor | 419450.999 | 3.982
2018 | SC | Lockhart | 3275 | SRVC | SERC Virginia/Carolina | WAT | 18 |  | 87897 |  |  | 0 |  |  |  | 0
2018 | SC | Lone Star Solar | 62235 | SRVC | SERC Virginia/Carolina | SUN | 66
2018 | SC | Luz Solar | 62236 | SRVC | SERC Virginia/Carolina | SUN | 2
2018 | SC | Madison Solar | 62237 | SRVC | SERC Virginia/Carolina | SUN | 10.9
2018 | SC | Marlboro Mill | 57470 | SRVC | SERC Virginia/Carolina | BLQ | 51.4 | 0 | 0 | 0 | 0 |  |  | EPA/NEI; Estimated using an emission factor | 9298274.89 | 19.9667
2018 | SC | Marshall Solar | 62238 | SRVC | SERC Virginia/Carolina | SUN | 2
2018 | SC | Martin Central Solar | 62285 | SRVC | SERC Virginia/Carolina | SUN | 2
2018 | SC | Martin East Solar | 62276 | SRVC | SERC Virginia/Carolina | SUN | 2
2018 | SC | Martin West Solar | 62277 | SRVC | SERC Virginia/Carolina | SUN | 2
2018 | SC | McClain Solar | 62278 | SRVC | SERC Virginia/Carolina | SUN | 17.3
2018 | SC | McCormick Solar | 62279 | SRVC | SERC Virginia/Carolina | SUN | 2
2018 | SC | MCRD Parris Island PV | 61956 | SRVC | SERC Virginia/Carolina | SUN | 17 |  | 8078 |  |  | 0 |  | EPA/NEI; Estimated using an emission factor |  | 0
2018 | SC | Melsam Solar | 62280 | SRVC | SERC Virginia/Carolina | SUN | 60.5
2018 | SC | Middleton Solar | 62281 | SRVC | SERC Virginia/Carolina | SUN | 2
2018 | SC | Moffett Solar Project | 60658 | SRVC | SERC Virginia/Carolina | SUN | 71.4 |  | 143891 |  |  | 0 |  |  |  | 0
2018 | SC | NA 1 (SC) | 7106 | SRVC | SERC Virginia/Carolina | NG | 170
2018 | SC | NA 5 | 7253 | SRVC | SERC Virginia/Carolina | NG | 170
2018 | SC | NA 8 | 7300 | SRVC | SERC Virginia/Carolina | NG | 170
2018 | SC | Neal Shoals | 3289 | SRVC | SERC Virginia/Carolina | WAT | 4.4 |  | 26158 |  |  | 0 |  |  |  | 0
2018 | SC | North Road Peak | 7479 | SRVC | SERC Virginia/Carolina | DFO | 14 |  | -1010 | 1485 | 0.23033 | 0 | 0.31021 | Estimated using an emission factor | 1485 | 0.23033
2018 | SC | Oconee | 3265 | SRVC | SERC Virginia/Carolina | NUC | 2666.7 |  | 21294245 |  |  | 0 |  |  |  | 0
2018 | SC | Odyssey Solar | 61324 | SRVC | SERC Virginia/Carolina | SUN | 8.2 |  | 18454 |  |  | 0 |  |  |  | 0
2018 | SC | Otarre Solar Park | 61699 | SRVC | SERC Virginia/Carolina | SUN | 1.6 |  | 2809 |  |  | 0 |  |  |  | 0
2018 | SC | Otis Elevator Company Solar | 62228 | SRVC | SERC Virginia/Carolina | SUN | 1 |  | 1338 |  |  | 0 |  |  |  | 0
2018 | SC | Pacolet Diesel Generation Facility | 57030 | SRVC | SERC Virginia/Carolina | DFO | 5.4 |  | -108.999 | 165 | 0.025575 | 0 | 0.31 | Estimated using an emission factor | 165 | 0.025575
2018 | SC | Palmetto Plains | 62679 | SRVC | SERC Virginia/Carolina | SUN | 75
2018 | SC | Parr GT | 3291 | SRVC | SERC Virginia/Carolina | NG | 83.8 |  | 7275 | 115447 | 0.31652 | 0.087017 | 0.0054834 | NEI avg EF - PM, fuel type, firing type | 115447 | 0.31652
2018 | SC | Parr Hydro | 3290 | SRVC | SERC Virginia/Carolina | WAT | 15 |  | 54022.998 |  |  | 0 |  |  |  | 0
2018 | SC | Pee Dee Solar I | 62282 | SRVC | SERC Virginia/Carolina | SUN | 2
2018 | SC | Pee Dee Solar II | 62283 | SRVC | SERC Virginia/Carolina | SUN | 2
2018 | SC | Pelzer Lower | 10800 | SRVC | SERC Virginia/Carolina | WAT | 3.3 |  | 10229 |  |  | 0 |  |  |  | 0
2018 | SC | Pelzer Solar I | 61945 | SRVC | SERC Virginia/Carolina | SUN | 1
2018 | SC | Pelzer Upper | 10799 | SRVC | SERC Virginia/Carolina | WAT | 2 |  | 10229 |  |  | 0 |  |  |  | 0
2018 | SC | Peony Solar | 61976 | SRVC | SERC Virginia/Carolina | SUN | 39 |  | 3733 |  |  | 0 |  |  |  | 0
2018 | SC | Piedmont Hydro Power Project | 10787 | SRVC | SERC Virginia/Carolina | WAT | 1 |  | 6480 |  |  | 0 |  |  |  | 0
2018 | SC | Power Solar | 62284 | SRVC | SERC Virginia/Carolina | SUN | 3
2018 | SC | Pruger Solar I | 62292 | SRVC | SERC Virginia/Carolina | SUN | 2
2018 | SC | Pruger Solar II | 62293 | SRVC | SERC Virginia/Carolina | SUN | 2
2018 | SC | Pruger Solar III | 62294 | SRVC | SERC Virginia/Carolina | SUN | 2
2018 | SC | Quest Solar | 62299 | SRVC | SERC Virginia/Carolina | SUN | 40
2018 | SC | Rankin Solar Center, LLC | 61996 | SRVC | SERC Virginia/Carolina | SUN | 10
2018 | SC | Redwing Solar | 61946 | SRVC | SERC Virginia/Carolina | SUN | 2
2018 | SC | Rhubarb One SC | 59596 | SRVC | SERC Virginia/Carolina | SUN | 20
2018 | SC | Richardson Solar II | 61972 | SRVC | SERC Virginia/Carolina | SUN | 3.6
2018 | SC | Richland County Landfill | 56122 | SRVC | SERC Virginia/Carolina | LFG | 8.9 |  | 18058 | 324348 | 3.209 | 0.35541 | 0.019787 | Estimated using an emission factor | 324348 | 3.209
2018 | SC | Ridgeland Solar Project | 60659 | SRVC | SERC Virginia/Carolina | SUN | 10 |  | 20141 |  |  | 0 |  |  |  | 0
2018 | SC | River Solar | 61947 | SRVC | SERC Virginia/Carolina | SUN | 2 |  | 97 |  |  | 0 |  |  |  | 0
2018 | SC | Rocky Creek | 3266 | SRVC | SERC Virginia/Carolina | WAT | 28 |  | -72.998 |  |  | 0 |  |  |  | 0
2018 | SC | Rocky River (SC) | 3305 | SRVC | SERC Virginia/Carolina | WAT | 5 |  | 6178 | 599 | 0.092845 | 0.030057 | 0.31 | EPA/NEI; Estimated using an emission factor | 599 | 0.092845
2018 | SC | Rollins Solar | 62295 | SRVC | SERC Virginia/Carolina | SUN | 63
2018 | SC | Ross Solar | 62296 | SRVC | SERC Virginia/Carolina | SUN | 75
2018 | SC | Rowesville Rd Plant | 7480 | SRVC | SERC Virginia/Carolina | NG | 19.2 | 1 | 13 | 1642 | 0.0045019 | 0.69259 | 0.0054834 | EPA/NEI; Estimated using an emission factor | 1642 | 0.0045019
2018 | SC | Runway Solar Farm | 62397 | SRVC | SERC Virginia/Carolina | SUN | 2
2018 | SC | Rutledge Solar | 62297 | SRVC | SERC Virginia/Carolina | SUN | 2
2018 | SC | Saluda Dam | 3267 | SRVC | SERC Virginia/Carolina | WAT | 2.4 |  | 11033 |  |  | 0 |  |  |  | 0
2018 | SC | Saluda Lexington | 3293 | SRVC | SERC Virginia/Carolina | WAT | 207.3 |  | 222119.001 |  |  | 0 |  |  |  | 0
2018 | SC | Saluda Solar II | 61323 | SRVC | SERC Virginia/Carolina | SUN | 3.4 |  | 6685 |  |  | 0 |  |  |  | 0
2018 | SC | Saluda Solar, LLC | 60535 | SRVC | SERC Virginia/Carolina | SUN | 6.8 |  | 13192 |  |  | 0 |  |  |  | 0
2018 | SC | Sandifer Solar | 62298 | SRVC | SERC Virginia/Carolina | SUN | 2
2018 | SC | Sapphire Solar | 61948 | SRVC | SERC Virginia/Carolina | SUN | 2 |  | 1 |  |  | 0 |  |  |  | 0
2018 | SC | Savannah River Site Biomass Cogen | 57138 | SRVC | SERC Virginia/Carolina | WDS | 20.8 | 0.31213 | 92746 | 799499.805 | 9.1192 | 0.19665 | 0.022812 | NEI avg EF - PM, fuel type | 2561438.8 | 29.216
2018 | SC | Scarlet Solar | 62307 | SRVC | SERC Virginia/Carolina | SUN | 2
2018 | SC | SCE&G Curie CSG | 61432 | SRVC | SERC Virginia/Carolina | SUN | 2
2018 | SC | SCE&G Nimitz CSG | 61433 | SRVC | SERC Virginia/Carolina | SUN | 8 |  | 5712 |  |  | 0 |  |  |  | 0
2018 | SC | SCE&G Springfield CSG | 61434 | SRVC | SERC Virginia/Carolina | SUN | 6.1 |  | 4675 |  |  | 0 |  |  |  | 0
2018 | SC | Seabrook Solar | 61701 | SRVC | SERC Virginia/Carolina | SUN | 72.5
2018 | SC | Sediver | 7957 | SRVC | SERC Virginia/Carolina | DFO | 522.9 |  | 88 | 996 | 0.15438 | 3.5086 | 0.31 | EPA/NEI; Estimated using an emission factor | 996 | 0.15438
2018 | SC | Seneca City of | 56545 | SRVC | SERC Virginia/Carolina | DFO | 10 |  | 1794 | 18018 | 2.7931 | 3.1138 | 0.31003 | Estimated using an emission factor | 18018 | 2.7931
2018 | SC | Shaw Creek Solar, LLC | 61790 | SRVC | SERC Virginia/Carolina | SUN | 74.9
2018 | SC | Shem Solar | 62308 | SRVC | SERC Virginia/Carolina | SUN | 2
2018 | SC | Shining Sun Solar | 62309 | SRVC | SERC Virginia/Carolina | SUN | 40
2018 | SC | Shorthorn Holdings | 60028 | SRVC | SERC Virginia/Carolina | SUN | 15.4
2018 | SC | Shorthorn Solar | 62310 | SRVC | SERC Virginia/Carolina | SUN | 60.5
2018 | SC | Snoopy Solar | 62311 | SRVC | SERC Virginia/Carolina | SUN | 2
2018 | SC | Sonoco Products Co | 57919 | SRVC | SERC Virginia/Carolina | WDS | 40.5 | 0.14945 | 110156 | 614924.898 | 6.1935 | 0.11245 | 0.020144 | EPA/NEI; Estimated using an emission factor | 4114569.822 | 41.442
2018 | SC | South Solar | 61949 | SRVC | SERC Virginia/Carolina | SUN | 2 |  | 113 |  |  | 0 |  |  |  | 0
2018 | SC | Southard Solar | 62312 | SRVC | SERC Virginia/Carolina | SUN | 6
2018 | SC | Southern Current One, LLC | 61748 | SRVC | SERC Virginia/Carolina | SUN | 10.2 |  | 18842 |  |  | 0 |  |  |  | 0
2018 | SC | Spartanburg Water System | 54675 | SRVC | SERC Virginia/Carolina | WAT | 5.9 |  | 2473 | 674 | 0.10447 | 0.084488 | 0.31 | EPA/NEI; Estimated using an emission factor | 674 | 0.10447
2018 | SC | Spillway | 3321 | SRVC | SERC Virginia/Carolina | WAT | 2 |  | 14748 |  |  | 0 |  |  |  | 0
2018 | SC | St Stephen | 6789 | SRVC | SERC Virginia/Carolina | WAT | 84 |  | 333414 |  |  | 0 |  |  |  | 0
2018 | SC | St. Matthews Solar | 60293 | SRVC | SERC Virginia/Carolina | SUN | 10.2 |  | 22157 |  |  | 0 |  |  |  | 0
2018 | SC | Stamey Solar | 62313 | SRVC | SERC Virginia/Carolina | SUN | 2
2018 | SC | Substation 20 Plant | 59728 | SRVC | SERC Virginia/Carolina | NG | 2 |  | 77 | 1783 | 0.0048884 | 0.12697 | 0.0054834 | NEI avg EF - PM, fuel type, firing type | 1783 | 0.0048884
2018 | SC | Swamp Fox Solar | 61521 | SRVC | SERC Virginia/Carolina | SUN | 10.8 |  | 22327 |  |  | 0 |  |  |  | 0
2018 | SC | Tarpon Solar I | 62314 | SRVC | SERC Virginia/Carolina | SUN | 2
2018 | SC | Tedder Solar | 62315 | SRVC | SERC Virginia/Carolina | SUN | 2
2018 | SC | Ten Governors Solar | 62316 | SRVC | SERC Virginia/Carolina | SUN | 28
2018 | SC | Thermal Kem | 56129 | SRVC | SERC Virginia/Carolina | DFO | 2.9 |  | 28 | 318 | 0.04929 | 3.5207 | 0.31 | Estimated using an emission factor | 318 | 0.04929
2018 | SC | Thomas Solar | 62352 | SRVC | SERC Virginia/Carolina | SUN | 2
2018 | SC | Topaz Solar (SC) | 62349 | SRVC | SERC Virginia/Carolina | SUN | 2
2018 | SC | Trask East Solar | 62346 | SRVC | SERC Virginia/Carolina | SUN | 12
2018 | SC | Turkey Hill Solar I | 62341 | SRVC | SERC Virginia/Carolina | SUN | 2
2018 | SC | TWE Bowman Solar Project | 62828 | SRVC | SERC Virginia/Carolina | SUN | 75
2018 | SC | Ulmer Solar | 62343 | SRVC | SERC Virginia/Carolina | SUN | 22
2018 | SC | Union Renewable Energy Facility | 60241 | SRVC | SERC Virginia/Carolina | LFG | 3.2 |  | 20321 | 223654 | 1.6439 | 0.16179 | 0.0147 | Estimated using an emission factor | 223654 | 1.6439
2018 | SC | Upper Pacolet Hydro | 58257 | SRVC | SERC Virginia/Carolina | WAT | 1.1 |  | 4882 |  |  | 0 |  |  |  | 0
2018 | SC | V C Summer | 6127 | SRVC | SERC Virginia/Carolina | NUC | 3229.6 |  | 7366391 |  |  | 0 |  | EPA/NEI; Estimated using an emission factor |  | 0
2018 | SC | Valenite | 56131 | SRVC | SERC Virginia/Carolina | DFO | 2.9 |  | 50 | 570 | 0.08835 | 3.534 | 0.31 | Estimated using an emission factor | 570 | 0.08835
2018 | SC | Vincent Solar | 61950 | SRVC | SERC Virginia/Carolina | SUN | 2
2018 | SC | Ware Shoals Hydro Project | 10801 | SRVC | SERC Virginia/Carolina | WAT | 6.2 |  | 16848 |  |  | 0 |  |  |  | 0
2018 | SC | Washington Solar (SC) | 62342 | SRVC | SERC Virginia/Carolina | SUN | 2
2018 | SC | Washington Solar II (SC) | 62344 | SRVC | SERC Virginia/Carolina | SUN | 2
2018 | SC | Watauga Solar | 61951 | SRVC | SERC Virginia/Carolina | SUN | 2
2018 | SC | Wateree Hydro | 3270 | SRVC | SERC Virginia/Carolina | WAT | 76.7 |  | 336003.999 |  |  | 0 |  |  |  | 0
2018 | SC | Wayfair Solar | 62345 | SRVC | SERC Virginia/Carolina | SUN | 2
2018 | SC | Weaver Solar | 62347 | SRVC | SERC Virginia/Carolina | SUN | 2
2018 | SC | Webb Forging | 7814 | SRVC | SERC Virginia/Carolina | DFO | 5.8 |  | 40 | 456 | 0.07068 | 3.534 | 0.31 | Estimated using an emission factor | 456 | 0.07068
2018 | SC | Webster Solar | 62348 | SRVC | SERC Virginia/Carolina | SUN | 5.4
2018 | SC | Wellford Renewable Energy Plant | 57885 | SRVC | SERC Virginia/Carolina | LFG | 1.6 |  | 9700 | 97245 | 0.71475 | 0.14737 | 0.0147 | Estimated using an emission factor | 97245 | 0.71475
2018 | SC | Whitetail Solar | 59569 | SRVC | SERC Virginia/Carolina | SUN | 10
2018 | SC | Whitt Solar | 61952 | SRVC | SERC Virginia/Carolina | SUN | 2 |  | 0
2018 | SC | Willis Solar | 61953 | SRVC | SERC Virginia/Carolina | SUN | 2 |  | 120 |  |  | 0 |  |  |  | 0
2018 | SC | WSW Solar | 62350 | SRVC | SERC Virginia/Carolina | SUN | 30
2018 | SC | Wylie | 3271 | SRVC | SERC Virginia/Carolina | WAT | 60 |  | 175810 |  |  | 0 |  |  |  | 0
2018 | SC | Wysong Solar | 62351 | SRVC | SERC Virginia/Carolina | SUN | 2.3
2018 | SC | Yemassee Solar | 62353 | SRVC | SERC Virginia/Carolina | SUN | 10
2018 | SC | York Solar | 62354 | SRVC | SERC Virginia/Carolina | SUN | 2
2018 | SC | Broad River Energy Center | 55166 | SRVC | SERC Virginia/Carolina | NG | 985 |  | 2084851 | 21542878 | 70.1303 | 0.067276 | 0.0065108 | EPA/NEI | 21542878 | 70.1303
2018 | SC | Cherokee County Cogen | 55043 | SRVC | SERC Virginia/Carolina | NG | 101.2 | 0.89688 | 523894.09 | 4084983.891 | 16.6441 | 0.06354 | 0.0081489 | EPA/NEI | 4554667 | 18.5578
2018 | SC | Columbia Energy Center (SC) | 55386 | SRVC | SERC Virginia/Carolina | NG | 668.5 | 0.70589 | 1915337.26 | 12455834.552 | 41.0733 | 0.042889 | 0.006595 | EPA/NEI | 17645476 | 58.1862
2018 | SC | Cope Station | 7210 | SRVC | SERC Virginia/Carolina | RC | 417.3 |  | 1719120 | 15264174 | 224.536 | 0.26122 | 0.02942 | EPA/NEI | 15264174 | 224.536
2018 | SC | Cross | 130 | SRVC | SERC Virginia/Carolina | RC | 2390.1 |  | 9544596 | 104208996 | 1151.7447 | 0.24134 | 0.022105 | EPA/NEI | 104208996 | 1151.7447
2018 | SC | Darlington County | 3250 | SRVC | SERC Virginia/Carolina | NG | 1045.8 |  | 230819.001 | 3064328 | 4.3235 | 0.037463 | 0.0028219 | EPA/NEI | 3064328 | 4.3235
2018 | SC | Hagood | 3285 | SRVC | SERC Virginia/Carolina | NG | 177.3 |  | 23667 | 193926 | 0.75781 | 0.064039 | 0.0078154 | NEI avg EF - PM, fuel type, firing type | 193926 | 0.75781
2018 | SC | Hilton Head Gas Turbine Site | 3318 | SRVC | SERC Virginia/Carolina | DFO | 117.9 |  | 860 | 25155 | 0.050605 | 0.11769 | 0.0040235 | EPA/NEI; Estimated using an emission factor | 25155 | 0.050605
2018 | SC | International Paper-Eastover Mill | 52151 | SRVC | SERC Virginia/Carolina | NG | 109.6 | 0.20546 | 591055 | 5269533.735 | 10.4703 | 0.035429 | 0.0039739 | EPA/NEI; Estimated using an emission factor | 25647252.08 | 50.9597
2018 | SC | Jasper County Generating Facility | 55927 | SRVC | SERC Virginia/Carolina | NG | 1001.7 |  | 5061072 | 35753268 | 361.3287 | 0.14279 | 0.020212 | EPA/NEI | 35753268 | 361.3287
2018 | SC | John S. Rainey Generating Station | 7834 | SRVC | SERC Virginia/Carolina | NG | 1632 |  | 5099119.998 | 41885748 | 336.4237 | 0.13195 | 0.016064 | EPA/NEI | 41885748 | 336.4237
2018 | SC | KapStone Charleston Kraft, LLC | 7737 | SRVC | SERC Virginia/Carolina | BIT | 99.2 | 0.22144 | 435283 | 2236883.394 | 33.1445 | 0.15229 | 0.029635 | EPA/NEI; Estimated using an emission factor | 10101476 | 149.6764
2018 | SC | McMeekin | 3287 | SRVC | SERC Virginia/Carolina | NG | 293.6 |  | 604699 | 5781756 | 13.8201 | 0.045709 | 0.0047806 | EPA/NEI | 5781756 | 13.8201
2018 | SC | Mill Creek Combustion Turbine Station | 7981 | SRVC | SERC Virginia/Carolina | NG | 799.2 |  | 201194 | 2438808 | 2.3178 | 0.02304 | 0.0019007 | EPA/NEI | 2438808 | 2.3178
2018 | SC | Myrtle Beach Gas Turbine Site | 3320 | SRVC | SERC Virginia/Carolina | DFO | 111.5 |  | 667.001 | 19804 | 0.12162 | 0.36468 | 0.012282 | EPA/NEI; Estimated using an emission factor | 19804 | 0.12162
2018 | SC | Urquhart | 3295 | SRVC | SERC Virginia/Carolina | NG | 758.9 |  | 2134978 | 16797850 | 7.9978 | 0.0074922 | 0.00095225 | EPA/NEI | 16797850 | 7.9978
2018 | SC | W S Lee | 3264 | SRVC | SERC Virginia/Carolina | NG | 1403.2 |  | 3657335 | 25941862 | 2.593 | 0.001418 | 0.00019991 | EPA/NEI | 25941862 | 2.593
2018 | SC | Wateree | 3297 | SRVC | SERC Virginia/Carolina | BIT | 771.8 |  | 3800002 | 37685729 | 3120.017 | 1.6421 | 0.16558 | EPA/NEI | 37685729 | 3120.017
2018 | SC | WestRock CP, LLC Florence Mill | 50806 | SRVC | SERC Virginia/Carolina | BIT | 103.8 | 0.15314 | 440132.378 | 3412075.685 | 14.8016 | 0.06726 | 0.008676 | EPA/NEI; Estimated using an emission factor | 22280327.05 | 96.6524
2018 | SC | Williams | 3298 | SRVC | SERC Virginia/Carolina | RC | 713.5 |  | 2962991 | 27786628 | 1581.7298 | 1.0677 | 0.11385 | EPA/NEI | 27786628 | 1581.7298
2018 | SC | Winyah | 6249 | SRVC | SERC Virginia/Carolina | RC | 1260 |  | 1582808 | 18685240 | 80.0254 | 0.10112 | 0.0085656 | EPA/NEI | 18685240 | 80.0254
2018 | SD | Astoria Station | 61144 | MROW | MRO West | NG | 260
2018 | SD | Aurora County Wind | 61745 | MROW | MRO West | WND | 20 |  | 19382 |  |  | 0 |  |  |  | 0
2018 | SD | Beethoven Wind | 59187 | MROW | MRO West | WND | 80 |  | 290804 |  |  | 0 |  |  |  | 0
2018 | SD | Ben French | 3325 | RMPA | WECC Rockies | NG | 135 |  | 1003 | 71923 | 2.5587 | 5.1021 | 0.071151 | EPA/NEI; Estimated using an emission factor | 71923 | 2.5587
2018 | SD | Big Bend Dam | 3375 | MROW | MRO West | WAT | 494.1 |  | 1193249 |  |  | 0 |  |  |  | 0
2018 | SD | Brule County Wind | 61746 | MROW | MRO West | WND | 20 |  | 20616 |  |  | 0 |  |  |  | 0
2018 | SD | Buffalo Ridge I LLC | 56792 | MROW | MRO West | WND | 50.4 |  | 149655 |  |  | 0 |  |  |  | 0
2018 | SD | Buffalo Ridge II LLC | 57424 | MROW | MRO West | WND | 210 |  | 591156 |  |  | 0 |  |  |  | 0
2018 | SD | Campbell County Wind Farm | 59655 | MROW | MRO West | WND | 97.8 |  | 371261 |  |  | 0 |  |  |  | 0
2018 | SD | Chamberlain Wind Project | 7974 | MROW | MRO West | WND | 2.6 |  | 1208 |  |  | 0 |  |  |  | 0
2018 | SD | Clark (SD) | 3341 | MROW | MRO West | DFO | 2.7 |  | -118 | 64 | 0.00992 | 0 | 0.31 | Estimated using an emission factor | 64 | 0.00992
2018 | SD | Coyote Ridge | 61047 | MROW | MRO West | WND | 98
2018 | SD | Crocker Wind Farm | 60505 | MROW | MRO West | WND | 200
2018 | SD | Crowned Ridge Wind Energy Center | 60503 | MROW | MRO West | WND | 200
2018 | SD | Day County Wind LLC | 57194 | MROW | MRO West | WND | 99 |  | 396589 |  |  | 0 |  |  |  | 0
2018 | SD | Faulkton | 3342 | MROW | MRO West | DFO | 2.7 |  | -115 | 259 | 0.040145 | 0 | 0.31 | Estimated using an emission factor | 259 | 0.040145
2018 | SD | Fort Randall | 3373 | MROW | MRO West | WAT | 320 |  | 1725069 |  |  | 0 |  |  |  | 0
2018 | SD | Ft. Pierre | 56148 | MROW | MRO West | DFO | 6 |  | 33 | 329.001 | 0.05115 | 3.1 | 0.31094 | Estimated using an emission factor | 329.001 | 0.05115
2018 | SD | Future CT | 7956 | MROW | MRO West | NG | 56
2018 | SD | Highmore | 3343 | MROW | MRO West | DFO | 4.6
2018 | SD | Lake Preston | 3352 | MROW | MRO West | DFO | 48.2 |  | 496 | 11262 | 0.097187 | 0.39188 | 0.017259 | EPA/NEI; Estimated using an emission factor | 11262 | 0.097187
2018 | SD | Mobile Unit | 3346 | MROW | MRO West | DFO | 4.2 |  | -89 | 294 | 0.04557 | 0 | 0.31 | EPA/NEI; Estimated using an emission factor | 294 | 0.04557
2018 | SD | Oahe | 3356 | MROW | MRO West | WAT | 784 |  | 3345807.003 |  |  | 0 |  |  |  | 0
2018 | SD | Oak Tree Energy | 59435 | MROW | MRO West | WND | 19.5 |  | 69674 |  |  | 0 |  |  |  | 0
2018 | SD | Pathfinder | 3334 | MROW | MRO West | NG | 75
2018 | SD | Pierre Solar | 60686 | MROW | MRO West | SUN | 1 |  | 1672 |  |  | 0 |  |  |  | 0
2018 | SD | Prairie Winds SD1 | 56608 | MROW | MRO West | WND | 162 |  | 556666 |  |  | 0 |  |  |  | 0
2018 | SD | Prevailing Wind Park | 62247 | MROW | MRO West | WND | 220
2018 | SD | Redfield | 3347 | MROW | MRO West | NG | 3.9
2018 | SD | Rolling Thunder Wind Farm | 57045 | MROW | MRO West | WND | 25.8 |  | 75347 |  |  | 0 |  | EPA/NEI; Estimated using an emission factor |  | 0
2018 | SD | South Dakota Wind Energy Cente | 56092 | MROW | MRO West | WND | 40.5 |  | 112402 |  |  | 0 |  |  |  | 0
2018 | SD | Spearfish Hydro | 58438 | MROW | MRO West | WAT | 4 |  | 2145 |  |  | 0 |  |  |  | 0
2018 | SD | Spirit Mound | 6092 | MROW | MRO West | DFO | 135 |  | 819 | 12463 | 0.10756 | 0.26266 | 0.017261 | NEI avg EF - PM, fuel type, firing type | 12463 | 0.10756
2018 | SD | State Auto Insurance | 56244 | MROW | MRO West | DFO | 1.7 |  | 15.68 | 274 | 0.04247 | 5.4171 | 0.31 | Estimated using an emission factor | 274 | 0.04247
2018 | SD | Tatanka Ridge | 61046 | MROW | MRO West | WND | 98
2018 | SD | Valley Queen Cheese | 56274 | MROW | MRO West | DFO | 4.5 |  | 24.999 | 249 | 0.038595 | 3.0877 | 0.31 | Estimated using an emission factor | 249 | 0.038595
2018 | SD | Watertown Power Plant | 7247 | MROW | MRO West | DFO | 67.5 |  | 104 | 1693 | 0.01461 | 0.28096 | 0.017259 | NEI avg EF - PM, fuel type, firing type | 1693 | 0.01461
2018 | SD | Webster IC | 3348 | MROW | MRO West | DFO | 2.6
2018 | SD | Wessington Springs | 56650 | MROW | MRO West | WND | 51 |  | 180242 |  |  | 0 |  |  |  | 0
2018 | SD | Willow Creek Wind Power LLC | 62431 | MROW | MRO West | WND | 105
2018 | SD | Yankton | 8034 | MROW | MRO West | NG | 13.4 |  | -298 | 761 | 0.041489 | 0 | 0.10904 | Estimated using an emission factor | 761 | 0.041489
2018 | SD | Aberdeen Generating Station | 3338 | MROW | MRO West | NG | 111 |  | 36674 | 438981 | 1.7154 | 0.093549 | 0.0078154 | NEI avg EF - PM, fuel type, firing type | 438981 | 1.7154
2018 | SD | Angus Anson | 7237 | MROW | MRO West | NG | 405.7 |  | 120297.001 | 1475855 | 5.7672 | 0.095883 | 0.0078154 | NEI avg EF - PM, fuel type, firing type | 1475855 | 5.7672
2018 | SD | Big Stone | 6098 | MROW | MRO West | SUB | 451 | 0.9517 | 2343295 | 25171892.369 | 28.9259 | 0.024688 | 0.0022983 | EPA/NEI | 26449441 | 30.394
2018 | SD | Deer Creek Station | 56610 | MROW | MRO West | NG | 324 |  | 865727 | 6855406 | 3.64 | 0.0084091 | 0.0010619 | EPA/NEI | 6855406 | 3.64
2018 | SD | Groton Generating Station | 56238 | MROW | MRO West | NG | 188.5 |  | 122106 | 1121331 | 3.3954 | 0.055614 | 0.006056 | EPA/NEI | 1121331 | 3.3954
2018 | SD | Huron | 3344 | MROW | MRO West | NG | 57.9 |  | 14186 | 318227 | 1.2435 | 0.17532 | 0.0078154 | NEI avg EF - PM, fuel type, firing type | 318227 | 1.2435
2018 | SD | Lange | 55478 | RMPA | WECC Rockies | NG | 40 |  | 9291 | 109310 | 0.04 | 0.0086105 | 0.00073186 | EPA/NEI | 109310 | 0.04
2018 | TN | Apalachia | 3394 | SRTV | SERC Tennessee Valley | WAT | 93.6 |  | 457704 |  |  | 0 |  |  |  | 0
2018 | TN | Bi-County Gas Producers | 58559 | SRTV | SERC Tennessee Valley | LFG | 3 |  | 11466 | 155819 | 1.1453 | 0.19977 | 0.0147 | Estimated using an emission factor | 155819 | 1.1453
2018 | TN | Boone Dam | 3395 | SRTV | SERC Tennessee Valley | WAT | 105.9 |  | 196906 |  |  | 0 |  |  |  | 0
2018 | TN | Buffalo Mountain | 7927 | SRTV | SERC Tennessee Valley | WND | 1.8 |  | 0
2018 | TN | Buffalo Mountain Energy Center | 56493 | SRTV | SERC Tennessee Valley | WND | 27 |  | 41009 |  |  | 0 |  |  |  | 0
2018 | TN | Calderwood | 54900 | SRTV | SERC Tennessee Valley | WAT | 156.6 |  | 685266.999 |  |  | 0 |  |  |  | 0
2018 | TN | Center Hill | 6417 | SRTV | SERC Tennessee Valley | WAT | 157.5 |  | 368592 |  |  | 0 |  |  |  | 0
2018 | TN | Chattanooga Metropolitan Airport Solar | 58515 | SRTV | SERC Tennessee Valley | SUN | 2.7 |  | 2347 |  |  | 0 |  |  |  | 0
2018 | TN | Cheatham | 6418 | SRTV | SERC Tennessee Valley | WAT | 36 |  | 169052.001 |  |  | 0 |  |  |  | 0
2018 | TN | Cherokee Dam | 3397 | SRTV | SERC Tennessee Valley | WAT | 135 |  | 421274 |  |  | 0 |  |  |  | 0
2018 | TN | Chestnut Ridge Gas Recovery | 50570 | SRTV | SERC Tennessee Valley | LFG | 4.8 |  | 29794.001 | 365353.999 | 2.6853 | 0.18026 | 0.0147 | Estimated using an emission factor | 365353.999 | 2.6853
2018 | TN | Chickamauga | 3398 | SRTV | SERC Tennessee Valley | WAT | 159.6 |  | 839244 |  |  | 0 |  |  |  | 0
2018 | TN | Chilhowee | 54901 | SRTV | SERC Tennessee Valley | WAT | 49.8 |  | 194466.999 |  |  | 0 |  |  |  | 0
2018 | TN | Cordell Hull | 3423 | SRTV | SERC Tennessee Valley | WAT | 99.9 |  | 427494.999 |  |  | 0 |  |  |  | 0
2018 | TN | Dale Hollow | 3424 | SRTV | SERC Tennessee Valley | WAT | 54 |  | 144267.999 |  |  | 0 |  |  |  | 0
2018 | TN | Domtar Kingsport Mill | 10252 | RFCW | RFC West | BLQ | 73 | 0.19213 | 303385 | 1686660.588 | 6.5952 | 0.043477 | 0.0078204 | EPA/NEI; Estimated using an emission factor | 8778566.188 | 34.326
2018 | TN | Douglas Dam | 3400 | SRTV | SERC Tennessee Valley | WAT | 150.8 |  | 573158 |  |  | 0 |  |  |  | 0
2018 | TN | Fort Loudoun | 3402 | SRTV | SERC Tennessee Valley | WAT | 153.3 |  | 913240 |  |  | 0 |  |  |  | 0
2018 | TN | Fort Patrick Henry | 3401 | SRTV | SERC Tennessee Valley | WAT | 59.4 |  | 145155 |  |  | 0 |  |  |  | 0
2018 | TN | Franklin (TN) | 7950 | SRTV | SERC Tennessee Valley | NG | 510
2018 | TN | Great Falls (TN) | 3404 | SRTV | SERC Tennessee Valley | WAT | 33.7 |  | 160871 |  |  | 0 |  |  |  | 0
2018 | TN | Haywood Solar | 61733 | SRTV | SERC Tennessee Valley | SUN | 3 |  | 6263 |  |  | 0 |  |  |  | 0
2018 | TN | IKEA Memphis 508 | 61211 | SRTV | SERC Tennessee Valley | SUN | 1.1 |  | 1791 |  |  | 0 |  |  |  | 0
2018 | TN | J P Priest | 3428 | SRTV | SERC Tennessee Valley | WAT | 28 |  | 79314 |  |  | 0 |  |  |  | 0
2018 | TN | Latitude Solar Center | 61412 | SRTV | SERC Tennessee Valley | SUN | 15 |  | 704 |  |  | 0 |  |  |  | 0
2018 | TN | McMinnville | 55928 | SRTV | SERC Tennessee Valley | DFO | 24 |  | 986.004 | 10943.004 | 1.6357 | 3.3178 | 0.29894 | Estimated using an emission factor | 10943.004 | 1.6357
2018 | TN | Melton Hill | 3408 | SRTV | SERC Tennessee Valley | WAT | 72 |  | 152381 |  |  | 0 |  |  |  | 0
2018 | TN | Middle Point Landfill Gas Recovery | 56866 | SRTV | SERC Tennessee Valley | LFG | 2.8
2018 | TN | Millington Solar Farm | 60560 | SRTV | SERC Tennessee Valley | SUN | 53 |  | 29 |  |  | 0 |  |  |  | 0
2018 | TN | Mountain Home Energy Center | 59809 | SRTV | SERC Tennessee Valley | NG | 6.8 |  | 14174 | 139243 | 11.4398 | 1.6142 | 0.16431 | Estimated using an emission factor | 139243 | 11.4398
2018 | TN | MTSU Power Co-Gen Plant | 58179 | SRTV | SERC Tennessee Valley | NG | 15 | 0.37472 | 36335 | 230227.521 | 0.63121 | 0.034744 | 0.0054834 | EPA/NEI; Estimated using an emission factor | 614399 | 1.6845
2018 | TN | Mulberry Farm LLC | 59184 | SRTV | SERC Tennessee Valley | SUN | 15.8 |  | 25483 |  |  | 0 |  |  |  | 0
2018 | TN | Music City Community Solar | 62468 | SRTV | SERC Tennessee Valley | SUN | 1.6 |  | 958 |  |  | 0 |  |  |  | 0
2018 | TN | Nickajack | 3409 | SRTV | SERC Tennessee Valley | WAT | 103.9 |  | 570935.999 |  |  | 0 |  |  |  | 0
2018 | TN | Norris Dam | 3411 | SRTV | SERC Tennessee Valley | WAT | 131.4 |  | 356633 |  |  | 0 |  |  |  | 0
2018 | TN | Ocoee 1 | 3412 | SRTV | SERC Tennessee Valley | WAT | 19 |  | 103594 |  |  | 0 |  |  |  | 0
2018 | TN | Ocoee 2 | 3413 | SRTV | SERC Tennessee Valley | WAT | 23 |  | 57245 |  |  | 0 |  |  |  | 0
2018 | TN | Ocoee 3 | 3414 | SRTV | SERC Tennessee Valley | WAT | 28.8 |  | 193684 |  |  | 0 |  |  |  | 0
2018 | TN | Old Hickory | 3426 | SRTV | SERC Tennessee Valley | WAT | 103.7 |  | 453880 |  |  | 0 |  |  |  | 0
2018 | TN | Opryland USA | 55037 | SRTV | SERC Tennessee Valley | NG | 4.5 | 0.35944 | 33299 | 176628.875 | 0.48426 | 0.029086 | 0.0054834 | NEI avg EF - PM, fuel type, firing type | 491403 | 1.3473
2018 | TN | Pickwick Landing Dam | 3415 | SRTV | SERC Tennessee Valley | WAT | 240 |  | 1267567.998 |  |  | 0 |  |  |  | 0
2018 | TN | Powell Valley | 7883 | SRTV | SERC Tennessee Valley | DFO | 22 |  | 598.004 | 6120.004 | 0.94798 | 3.1705 | 0.3098 | Estimated using an emission factor | 6120.004 | 0.94798
2018 | TN | Providence Solar | 60337 | SRTV | SERC Tennessee Valley | SUN | 16 |  | 30928 |  |  | 0 |  |  |  | 0
2018 | TN | Raccoon Mountain | 6151 | SRTV | SERC Tennessee Valley | WAT | 1713.6 |  | -619844 |  |  | 0 |  |  |  | 0
2018 | TN | Selmer Farm LLC | 59188 | SRTV | SERC Tennessee Valley | SUN | 15.8 |  | 25642 |  |  | 0 |  |  |  | 0
2018 | TN | Selmer I | 60555 | SRTV | SERC Tennessee Valley | SUN | 16 |  | 29531 |  |  | 0 |  |  |  | 0
2018 | TN | Selmer II | 60556 | SRTV | SERC Tennessee Valley | SUN | 8 |  | 15535 |  |  | 0 |  |  |  | 0
2018 | TN | Sequoyah | 6152 | SRTV | SERC Tennessee Valley | NUC | 2441 |  | 17703749 |  |  | 0 |  |  |  | 0
2018 | TN | Somerville Solar | 62900 | SRTV | SERC Tennessee Valley | SUN | 2.3
2018 | TN | South Holston | 3416 | SRTV | SERC Tennessee Valley | WAT | 38.5 |  | 1246 |  |  | 0 |  |  |  | 0
2018 | TN | SR Innovation - NIKE PV | 61332 | SRTV | SERC Tennessee Valley | SUN | 1.7
2018 | TN | SR Jonesborough | 62173 | SRTV | SERC Tennessee Valley | SUN | 4.4 |  | 49 |  |  | 0 |  |  |  | 0
2018 | TN | Tims Ford | 3417 | SRTV | SERC Tennessee Valley | WAT | 45.7 |  | 68369 |  |  | 0 |  |  |  | 0
2018 | TN | University of Tennessee Steam Plant | 55036 | SRTV | SERC Tennessee Valley | NG | 5 | 0.43396 | 34835 | 191514.694 | 0.52508 | 0.030146 | 0.0054834 | NEI avg EF - PM, fuel type, firing type | 441314 | 1.2099
2018 | TN | Vanderbilt University Power Plant | 52048 | SRTV | SERC Tennessee Valley | NG | 34.9 | 0.40523 | 120338 | 618409.845 | 1.6955 | 0.028179 | 0.0054834 | EPA/NEI; Estimated using an emission factor | 1526060 | 4.184
2018 | TN | Volkswagen Solar System | 58401 | SRTV | SERC Tennessee Valley | SUN | 9.6 |  | 11630 |  |  | 0 |  |  |  | 0
2018 | TN | Watauga | 3418 | SRTV | SERC Tennessee Valley | WAT | 57.6 |  | 180698 |  |  | 0 |  |  |  | 0
2018 | TN | Watts Bar Fossil | 3419 | SRTV | SERC Tennessee Valley | BIT | 240
2018 | TN | Watts Bar Hydro | 3420 | SRTV | SERC Tennessee Valley | WAT | 174.6 |  | 1085927.999 |  |  | 0 |  |  |  | 0
2018 | TN | Watts Bar Nuclear Plant | 7722 | SRTV | SERC Tennessee Valley | NUC | 2539.8 |  | 18472633 |  |  | 0 |  |  |  | 0
2018 | TN | West Camden | 57409 | SRTV | SERC Tennessee Valley | LFG | 4.8 |  | 35973.999 | 370176.999 | 2.7208 | 0.15126 | 0.0147 | Estimated using an emission factor | 370176.999 | 2.7208
2018 | TN | West Tennessee Solar Farm | 58431 | SRTV | SERC Tennessee Valley | SUN | 4.2 |  | 5011 |  |  | 0 |  |  |  | 0
2018 | TN | Wilbur | 3421 | SRTV | SERC Tennessee Valley | WAT | 10.6 |  | 24556.001 |  |  | 0 |  |  |  | 0
2018 | TN | Wildberry | 62775 | SRTV | SERC Tennessee Valley | SUN | 15 |  | 11693 |  |  | 0 |  |  |  | 0
2018 | TN | Allen | 3393 | SRTV | SERC Tennessee Valley | NG | 2781.7 |  | 3038161.004 | 26648684 | 86.1529 | 0.056714 | 0.0064658 | EPA/NEI; Estimated using an emission factor | 26648684 | 86.1529
2018 | TN | Brownsville Combustion Turbine Plant | 55081 | SRTV | SERC Tennessee Valley | NG | 460 |  | 579165 | 6703841 | 41.9266 | 0.14478 | 0.012508 | EPA/NEI | 6703841 | 41.9266
2018 | TN | Bull Run | 3396 | SRTV | SERC Tennessee Valley | BIT | 950 |  | 1410751 | 15486070 | 68.8079 | 0.097548 | 0.0088864 | EPA/NEI | 15486070 | 68.8079
2018 | TN | Cumberland | 3399 | SRTV | SERC Tennessee Valley | RC | 2600 |  | 10441111 | 108634961 | 1387.656 | 0.26581 | 0.025547 | EPA/NEI; Estimated using an emission factor | 108634961 | 1387.656
2018 | TN | Eastman Chemical Company | 50481 | RFCW | RFC West | BIT | 194.3 | 0.16994 | 1154732 | 6998539.884 | 77.4883 | 0.13421 | 0.022144 | NEI avg EF - PM, fuel type, firing type | 41182791.999 | 455.98
2018 | TN | Gallatin | 3403 | SRTV | SERC Tennessee Valley | SUB | 1918.4 |  | 5189461 | 58134784 | 199.8862 | 0.077035 | 0.0068766 | EPA/NEI; Estimated using an emission factor | 58134784 | 199.8862
2018 | TN | Gleason Combustion Turbine Plant | 55251 | SRTV | SERC Tennessee Valley | NG | 567.8 |  | 547374.999 | 6004420 | 16.4208 | 0.059998 | 0.0054696 | EPA/NEI | 6004420 | 16.4208
2018 | TN | John Sevier | 3405 | SRTV | SERC Tennessee Valley | NG | 1796.9 |  | 4786949 | 34568391 | 72.5801 | 0.030324 | 0.0041992 | EPA/NEI | 34568391 | 72.5801
2018 | TN | Johnsonville | 3406 | SRTV | SERC Tennessee Valley | NG | 2911.2 | 1 | 321911.996 | 8440019 | 96.4417 | 0.59918 | 0.022853 | EPA/NEI; Estimated using an emission factor | 8440019 | 96.4417
2018 | TN | Kingston | 3407 | SRTV | SERC Tennessee Valley | SUB | 1700 |  | 3047413 | 37115687 | 306.2496 | 0.20099 | 0.016502 | EPA/NEI | 37115687 | 306.2496
2018 | TN | Lagoon Creek | 7845 | SRTV | SERC Tennessee Valley | NG | 1625.2 |  | 3624059.004 | 28490041 | 48.0569 | 0.026521 | 0.0033736 | EPA/NEI | 28490041 | 48.0569
2018 | TN | Packaging Corporation of America | 50296 | SRTV | SERC Tennessee Valley | BLQ | 72.5 | 0.097558 | 393580.876 | 3519073.135 | 4.7747 | 0.024263 | 0.0027136 | EPA/NEI; Estimated using an emission factor | 36071715.06 | 48.9423
2018 | TN | Resolute Forest Products - Calhoun Ops | 50956 | SRTV | SERC Tennessee Valley | BIT | 63.2 | 0.12639 | 325297.78 | 2645267.816 | 33.8005 | 0.20781 | 0.025555 | EPA/NEI; Estimated using an emission factor | 20930118 | 267.4385
2018 | TX | Abbott TP 3 | 3581 | ERCT | ERCOT All | WAT | 2.8 |  | 9227 |  |  | 0 |  |  |  | 0
2018 | TX | Aeolus Wind Facility | 56225 | SPSO | SPP South | WND | 3 |  | 3099 |  |  | 0 |  |  |  | 0
2018 | TX | Air Products Port Arthur | 55309 | SRMV | SERC Mississippi Valley | NG | 172.1 | 0.51462 | 1208391 | 7496747.241 | 26.399 | 0.043693 | 0.0070428 | NEI avg EF - PM, fuel type, firing type | 14567612.824 | 51.2984
2018 | TX | Alamo 6 | 59206 | ERCT | ERCOT All | SUN | 105 |  | 263666 |  |  | 0 |  |  |  | 0
2018 | TX | Amadeus Wind Farm | 62142 | ERCT | ERCOT All | WND | 250
2018 | TX | Amelia Energy Center | 55465 | SRMV | SERC Mississippi Valley | NG | 900
2018 | TX | Ameresco Dallas LLC | 58946 | ERCT | ERCOT All | LFG | 4.2 |  | 23687.001 | 259379.001 | 1.9064 | 0.16097 | 0.0147 | Estimated using an emission factor | 259379.001 | 1.9064
2018 | TX | Amistad Dam & Power | 6128 | ERCT | ERCOT All | WAT | 66 |  | 93360 |  |  | 0 |  |  |  | 0
2018 | TX | Anacacho Wind Farm, LLC | 58000 | ERCT | ERCOT All | WND | 99.8 |  | 328792 |  |  | 0 |  |  |  | 0
2018 | TX | Apex Bethel Energy Center | 59048 | ERCT | ERCOT All | NG | 317
2018 | TX | Arlington Outlet Hydroelectric Generator | 61355 | ERCT | ERCOT All | WAT | 1.3 |  | 1168 |  |  | 0 |  |  |  | 0
2018 | TX | Ascend Performance Materials Texas Inc. | 10418 | ERCT | ERCOT All | NG | 55.3 | 0.3738 | 276229 | 1408398.615 | 5.6705 | 0.041057 | 0.0080524 | NEI avg EF - PM, fuel type | 3767768 | 15.1699
2018 | TX | Astra Wind Farm | 60856 | ERCT | ERCOT All | WND | 163 |  | 664642 |  |  | 0 |  |  |  | 0
2018 | TX | Atascosita | 55526 | ERCT | ERCOT All | LFG | 10.2 |  | 5785.002 | 69978 | 0.51434 | 0.17782 | 0.0147 | Estimated using an emission factor | 69978 | 0.51434
2018 | TX | Austin | 3594 | ERCT | ERCOT All | WAT | 18 |  | 33640 |  |  | 0 |  |  |  | 0
2018 | TX | Austin Gas Recovery | 56524 | ERCT | ERCOT All | LFG | 6.4 |  | 39986 | 479906 | 3.5273 | 0.17643 | 0.0147 | Estimated using an emission factor | 479906 | 3.5273
2018 | TX | Baffin Wind | 57927 | ERCT | ERCOT All | WND | 188 |  | 628961 |  |  | 0 |  |  |  | 0
2018 | TX | Bandera Electric Coop PV | 61205 | ERCT | ERCOT All | SUN | 1.5 |  | 3146 |  |  | 0 |  |  |  | 0
2018 | TX | Barilla Solar | 58710 | ERCT | ERCOT All | SUN | 30.2 |  | 47563 |  |  | 0 |  |  |  | 0
2018 | TX | Barton Chapel Wind Farm | 57156 | ERCT | ERCOT All | WND | 120 |  | 231745 |  |  | 0 |  |  |  | 0
2018 | TX | BASF Freeport Works | 55311 | ERCT | ERCOT All | NG | 92.7 | 0.4218 | 600957 | 3295857.386 | 9.1802 | 0.030552 | 0.0055708 | EPA/NEI; Estimated using an emission factor | 7813870.106 | 21.7646
2018 | TX | Baytown | 55551 | ERCT | ERCOT All | LFG | 5.3
2018 | TX | BayWa r.e Mozart LLC | 58048 | ERCT | ERCOT All | WND | 30 |  | 73127 |  |  | 0 |  |  |  | 0
2018 | TX | Bearkat | 59972 | ERCT | ERCOT All | WND | 300.1 |  | 727476 |  |  | 0 |  | EPA/NEI; Estimated using an emission factor |  | 0
2018 | TX | Bethel Wind Farm LLC | 60414 | SPSO | SPP South | WND | 276 |  | 1250071 |  |  | 0 |  |  |  | 0
2018 | TX | Big Spring Wind Power Facility | 54979 | ERCT | ERCOT All | WND | 34.3 |  | 36747 |  |  | 0 |  |  |  | 0
2018 | TX | Blackjack Creek Wind Farm | 62783 | ERCT | ERCOT All | WND | 239.6
2018 | TX | Blue Cloud Wind Energy LLC | 60270 | ERCT | ERCOT All | WND | 148.4 |  | 35818 |  |  | 0 |  |  |  | 0
2018 | TX | Blue Summit II Wind, LLC | 61970 | ERCT | ERCOT All | WND | 99.4
2018 | TX | Blue Summit III Wind | 62566 | ERCT | ERCOT All | WND | 200.2
2018 | TX | Blue Summit Storage, LLC | 60690 | ERCT | ERCOT All | MWH | 30 |  | -3031 | 0 |  | 0 |  |  | 0 | 0
2018 | TX | Blue Summit Wind LLC | 58372 | ERCT | ERCOT All | WND | 135.4 |  | 456482 |  |  | 0 |  |  |  | 0
2018 | TX | Blue Wing Solar Energy Generation | 57197 | ERCT | ERCOT All | SUN | 13.9 |  | 21795 |  |  | 0 |  |  |  | 0
2018 | TX | Bluebell Solar | 60789 | ERCT | ERCOT All | SUN | 30 |  | 7228 |  |  | 0 |  |  |  | 0
2018 | TX | Bluebonnet | 55552 | ERCT | ERCOT All | LFG | 4
2018 | TX | Bluegrove Wind | 61400 | ERCT | ERCOT All | WND | 100
2018 | TX | BMP Wind (TX) | 62809 | ERCT | ERCOT All | WND | 293.3
2018 | TX | Bobcat Bluff Wind Project LLC | 57974 | ERCT | ERCOT All | WND | 150 |  | 353665 |  |  | 0 |  |  |  | 0
2018 | TX | Borger Plant | 50067 | SPSO | SPP South | BFG | 37.5 | 0.18274 | 74579 | 421176.388 | 0.088868 | 0.0023832 | 0.000422 | Estimated using an emission factor | 2304761.08 | 0.4863
2018 | TX | Bovine | 61867 | ERCT | ERCOT All | SUN | 10 |  | 0
2018 | TX | BP Chemicals Green Lake Plant | 50404 | ERCT | ERCOT All | WH | 38.8 | 1 | 54528 |  |  | 0 |  |  |  | 0
2018 | TX | Brandon Station | 7131 | SPSO | SPP South | NG | 21 | 0.99389 | 13133 | 134246.168 | 0.36806 | 0.056051 | 0.0054834 | NEI avg EF - PM, fuel type, firing type | 135071 | 0.37032
2018 | TX | Brazos Wind Farm | 56111 | ERCT | ERCOT All | WND | 160 |  | 358773 |  |  | 0 |  |  |  | 0
2018 | TX | Bridgeport Gas Processing Plant | 55053 | ERCT | ERCOT All | NG | 11.6 |  | 52640.003 | 536750.006 | 0.11325 | 0.0043029 | 0.000422 | EPA/NEI; Estimated using an emission factor | 536750.006 | 0.11325
2018 | TX | Briscoe Wind Farm | 59734 | ERCT | ERCOT All | WND | 150 |  | 488209 |  |  | 0 |  |  |  | 0
2018 | TX | Bronson | 61868 | ERCT | ERCOT All | SUN | 10 |  | 0
2018 | TX | Bruennings Breeze Wind Farm | 59066 | ERCT | ERCOT All | WND | 228 |  | 686008 |  |  | 0 |  |  |  | 0
2018 | TX | Bryan (TX) | 3561 | ERCT | ERCOT All | NG | 138 |  | 549 | 7058 | 0.019351 | 0.070495 | 0.0054834 | EPA/NEI; Estimated using an emission factor | 7058 | 0.019351
2018 | TX | Bryan Solar, LLC | 58488 | ERCT | ERCOT All | SUN | 10 |  | 24437 |  |  | 0 |  |  |  | 0
2018 | TX | Buchanan Dam (TX) | 3595 | ERCT | ERCOT All | WAT | 54.9 |  | 40107.999 |  |  | 0 |  |  |  | 0
2018 | TX | Buckthorn Solar 1 | 60044 | ERCT | ERCOT All | SUN | 202 |  | 198020 |  |  | 0 |  |  |  | 0
2018 | TX | Buckthorn Wind Project | 60983 | ERCT | ERCOT All | WND | 100.5 |  | 363913 |  |  | 0 |  |  |  | 0
2018 | TX | Buenos Aires Phase 1 | 62803 | ERCT | ERCOT All | WND | 200
2018 | TX | Buffalo Gap 2 Wind Farm | 56484 | ERCT | ERCOT All | WND | 232.5 |  | 623620 |  |  | 0 |  |  |  | 0
2018 | TX | Buffalo Gap 3 Wind Farm | 56638 | ERCT | ERCOT All | WND | 170.2 |  | 485413 |  |  | 0 |  |  |  | 0
2018 | TX | Buffalo Gap Wind Farm | 56240 | ERCT | ERCOT All | WND | 120.6 |  | 353033 |  |  | 0 |  |  |  | 0
2018 | TX | Bull Creek Wind | 56956 | ERCT | ERCOT All | WND | 180 |  | 349442 |  |  | 0 |  |  |  | 0
2018 | TX | Byers Wind | 61401 | ERCT | ERCOT All | WND | 200
2018 | TX | C E Newman | 3574 | ERCT | ERCOT All | NG | 96.4
2018 | TX | Cactus Flats Wind Energy Project | 61001 | ERCT | ERCOT All | WND | 150 |  | 201594 |  |  | 0 |  |  |  | 0
2018 | TX | Callahan Divide Wind Energy Center | 56270 | ERCT | ERCOT All | WND | 114 |  | 422634 |  |  | 0 |  |  |  | 0
2018 | TX | Cameron Wind 1 LLC | 59118 | ERCT | ERCOT All | WND | 165 |  | 517993 |  |  | 0 |  |  |  | 0
2018 | TX | Canyon | 791 | ERCT | ERCOT All | WAT | 6 |  | 4479 |  |  | 0 |  |  |  | 0
2018 | TX | Canyon Wind Project, LLC | 60271 | ERCT | ERCOT All | WND | 360
2018 | TX | Capricorn Ridge Wind LLC | 56763 | ERCT | ERCOT All | WND | 662.5 |  | 2183532 |  |  | 0 |  |  |  | 0
2018 | TX | Cascade Solar (TX) | 61875 | ERCT | ERCOT All | SUN | 10
2018 | TX | Castle Gap Solar | 60123 | ERCT | ERCOT All | SUN | 189.9 |  | 300193 |  |  | 0 |  | EPA/NEI; Estimated using an emission factor |  | 0
2018 | TX | Cedro Hill Wind LLC | 57260 | ERCT | ERCOT All | WND | 150 |  | 497683 |  |  | 0 |  |  |  | 0
2018 | TX | Celanese | 7678 | SPSO | SPP South |  | 50
2018 | TX | Central Utility Plant | 10184 | ERCT | ERCOT All | NG | 14.3 | 0.62367 | 19377 | 163855.999 | 0.034574 | 0.0035685 | 0.000422 | EPA/NEI; Estimated using an emission factor | 262729 | 0.055436
2018 | TX | Central Utility Plant - Texas A&M | 58151 | ERCT | ERCOT All | NG | 50.1 | 0.49281 | 166096.98 | 929081.939 | 2.0933 | 0.025205 | 0.0045061 | EPA/NEI; Estimated using an emission factor | 1885267.912 | 4.2476
2018 | TX | CFB Power Plant | 56708 | ERCT | ERCOT All | NG | 310 |  | 893670 | 11518443.24 | 28.9925 | 0.064884 | 0.0050341 | NEI avg EF - PM, fuel type, firing type | 11518443.24 | 28.9925
2018 | TX | Champion Wind Farm LLC | 56592 | ERCT | ERCOT All | WND | 126.5 |  | 377206 |  |  | 0 |  |  |  | 0
2018 | TX | Changing Winds | 59243 | ERCT | ERCOT All | WND | 288
2018 | TX | Chapman Ranch Wind I | 59193 | ERCT | ERCOT All | WND | 236 |  | 599127 |  |  | 0 |  |  |  | 0
2018 | TX | Chisum | 61810 | ERCT | ERCOT All | SUN | 10 |  | 0
2018 | TX | Cirrus Wind 1 LLC | 58162 | SPSO | SPP South | WND | 61.2 |  | 112000 |  |  | 0 |  |  |  | 0
2018 | TX | Clear Springs Energy Center | 59615 | ERCT | ERCOT All | NG | 549
2018 | TX | Coastal Plains | 55554 | ERCT | ERCOT All | LFG | 6.8 |  | 14588 | 215588 | 1.5846 | 0.21724 | 0.0147 | Estimated using an emission factor | 215588 | 1.5846
2018 | TX | Colbec's Corner, LLC | 59068 | ERCT | ERCOT All | WND | 200 |  | 884986 |  |  | 0 |  |  |  | 0
2018 | TX | Comanche Peak | 6145 | ERCT | ERCOT All | NUC | 2430 |  | 20498107 |  |  | 0 |  |  |  | 0
2018 | TX | Commerce ESS | 62609 | ERCT | ERCOT All | MWH | 10
2018 | TX | Commerce Solar | 62610 | ERCT | ERCOT All | SUN | 5
2018 | TX | Cone Renewable Energy Project, LLC | 60272 | ERCT | ERCOT All | WND | 300
2018 | TX | Coniglio Solar | 62772 | ERCT | ERCOT All | SUN | 135
2018 | TX | Conroe | 55555 | SRMV | SERC Mississippi Valley | LFG | 3
2018 | TX | Corpus Christi | 50475 | ERCT | ERCOT All | NG | 41 | 0.14552 | 67403 | 514107.892 | 1.4095 | 0.041824 | 0.0054834 | NEI avg EF - PM, fuel type, firing type | 3532947 | 9.6863
2018 | TX | Corpus Refinery | 50026 | ERCT | ERCOT All | NG | 47 | 0.43109 | 294282 | 1521316.327 | 4.171 | 0.028347 | 0.0054834 | NEI avg EF - PM, fuel type, firing type | 3528996 | 9.6754
2018 | TX | CoServ Community Solar Station | 60427 | ERCT | ERCOT All | SUN | 2 |  | 3441 |  |  | 0 |  |  |  | 0
2018 | TX | Cotton Plains Wind Farm | 60210 | ERCT | ERCOT All | WND | 50.4 |  | 197743 |  |  | 0 |  |  |  | 0
2018 | TX | Covel Gardens Gas Recovery | 56864 | ERCT | ERCOT All | LFG | 9.6 |  | 30631.002 | 763753.998 | 5.6136 | 0.36653 | 0.0147 | Estimated using an emission factor | 763753.998 | 5.6136
2018 | TX | CPS 1 Community Solar | 60472 | ERCT | ERCOT All | SUN | 1 |  | 1817 |  |  | 0 |  |  |  | 0
2018 | TX | Cranell Wind Farm LLC | 62416 | ERCT | ERCOT All | WND | 220
2018 | TX | Crosby County Wind Farm, LLC | 60273 | ERCT | ERCOT All | WND | 120
2018 | TX | Deer Park Plant | 50471 | ERCT | ERCOT All | NG | 111
2018 | TX | Denison | 6416 | ERCT | ERCOT All | WAT | 101.6 |  | 204063 |  |  | 0 |  |  |  | 0
2018 | TX | Denton Energy Center | 61643 | ERCT | ERCOT All | NG | 225.6 |  | 147299.004 | 1233560.004 | 0.26028 | 0.0035341 | 0.000422 | Estimated using an emission factor | 1233560.004 | 0.26028
2018 | TX | Denton Power LLC | 57071 | ERCT | ERCOT All | LFG | 1.6 |  | 12153 | 126784 | 0.93186 | 0.15336 | 0.0147 | Estimated using an emission factor | 126784 | 0.93186
2018 | TX | Dermott Wind | 60902 | ERCT | ERCOT All | WND | 253 |  | 997399 |  |  | 0 |  |  |  | 0
2018 | TX | Desert Sky | 55992 | ERCT | ERCOT All | WND | 167.7 |  | 422766 |  |  | 0 |  |  |  | 0
2018 | TX | DeWind Frisco | 57517 | SPSO | SPP South | WND | 20 |  | 0
2018 | TX | DFW Gas Recovery | 50569 | ERCT | ERCOT All | LFG | 12.4 |  | 87880 | 1229526 | 11.5225 | 0.26223 | 0.018743 | Estimated using an emission factor | 1229526 | 11.5225
2018 | TX | Domain Integrated Energy System | 56373 | ERCT | ERCOT All | NG | 5
2018 | TX | Dunlap TP 1 | 3582 | ERCT | ERCOT All | WAT | 3.6 |  | 12304 |  |  | 0 |  |  |  | 0
2018 | TX | Eagle Mountain | 3489 | ERCT | ERCOT All | NG | 1559.6
2018 | TX | Eagle Pass | 3437 | ERCT | ERCOT All | WAT | 9.6 |  | 33084.999 |  |  | 0 |  |  |  | 0
2018 | TX | East Pecos Solar | 60436 | ERCT | ERCOT All | SUN | 118.5 |  | 294444 |  |  | 0 |  |  |  | 0
2018 | TX | Easter | 59971 | ERCT | ERCOT All | WND | 300
2018 | TX | EC&R Panther Creek Wind Farm I | 56920 | ERCT | ERCOT All | WND | 142.5 |  | 475880 |  |  | 0 |  |  |  | 0
2018 | TX | EC&R Panther Creek Wind Farm II | 56921 | ERCT | ERCOT All | WND | 115.5 |  | 370391 |  |  | 0 |  |  |  | 0
2018 | TX | EC&R Panther Creek Wind Farm III | 56979 | ERCT | ERCOT All | WND | 199.5 |  | 581714 |  |  | 0 |  |  |  | 0
2018 | TX | EC&R Papalote Creek I LLC | 56983 | ERCT | ERCOT All | WND | 180 |  | 531812 |  |  | 0 |  |  |  | 0
2018 | TX | EC&R Papalote Creek II LLC | 57212 | ERCT | ERCOT All | WND | 200.1 |  | 593133 |  |  | 0 |  |  |  | 0
2018 | TX | Eddy II | 61874 | ERCT | ERCOT All | SUN | 10 |  | 419 |  |  | 0 |  |  |  | 0
2018 | TX | EG178 Facility | 56233 | ERCT | ERCOT All | NG | 153.9 | 1 | 786480 | 6001008.607 | 17.0331 | 0.043315 | 0.0056767 | EPA/NEI; Estimated using an emission factor | 6001008.607 | 17.0331
2018 | TX | El Campo Wind | 62765 | ERCT | ERCOT All | WND | 242.8
2018 | TX | Elbow Creek Wind Project LLC | 56783 | ERCT | ERCOT All | WND | 121.9 |  | 312234 |  |  | 0 |  |  |  | 0
2018 | TX | Electra Wind Farm | 60338 | ERCT | ERCOT All | WND | 230 |  | 939224 |  |  | 0 |  |  |  | 0
2018 | TX | Elk Station | 58835 | SPSO | SPP South | NG | 606 |  | 605966.001 | 6338772.999 | 17.379 | 0.05736 | 0.0054834 | NEI avg EF - PM, fuel type, firing type | 6338772.999 | 17.379
2018 | TX | ENGIE Long Draw Solar LLC | 62845 | ERCT | ERCOT All | SUN | 225
2018 | TX | Engineered Carbons Borger Cogen | 10072 | SPSO | SPP South | PRG | 20 | 1 | 65718 | 1140435.68 | 32.8098 | 0.9985 | 0.057539 | NEI avg EF - PM, fuel type | 1140435.68 | 32.8098
2018 | TX | Engineered Carbons Echo Cogeneration | 10187 | SRMV | SERC Mississippi Valley | OG | 10
2018 | TX | Enterprise Products Operating | 10261 | ERCT | ERCOT All | NG | 25.7 | 1 | 153326.003 | 2333813 | 6.3986 | 0.083464 | 0.0054834 | NEI avg EF - PM, fuel type, firing type | 2333813 | 6.3986
2018 | TX | ETT Presidio NaS Battery | 60506 | ERCT | ERCOT All | MWH | 4 |  | -1352 | 0 |  | 0 |  |  | 0 | 0
2018 | TX | EXC Wind 10 | 56836 | SPSO | SPP South | WND | 10 |  | 19054 |  |  | 0 |  |  |  | 0
2018 | TX | EXC Wind 11 | 56835 | SPSO | SPP South | WND | 10 |  | 22131 |  |  | 0 |  |  |  | 0
2018 | TX | EXC Wind 4 | 56560 | SPSO | SPP South | WND | 79.8 |  | 195672 |  |  | 0 |  |  |  | 0
2018 | TX | EXC Wind 5 | 56561 | SPSO | SPP South | WND | 10 |  | 20475 |  |  | 0 |  |  |  | 0
2018 | TX | EXC Wind 6 | 56562 | SPSO | SPP South | WND | 10 |  | 21067 |  |  | 0 |  |  |  | 0
2018 | TX | EXC Wind 7 | 56839 | SPSO | SPP South | WND | 10 |  | 24314 |  |  | 0 |  |  |  | 0
2018 | TX | EXC Wind 8 | 56838 | SPSO | SPP South | WND | 10 |  | 23749 |  |  | 0 |  |  |  | 0
2018 | TX | EXC Wind 9 | 56837 | SPSO | SPP South | WND | 10 |  | 23215 |  |  | 0 |  |  |  | 0
2018 | TX | ExxonMobil Baytown Refinery | 10436 | ERCT | ERCOT All | NG | 231.7 | 0.38098 | 1109026.998 | 5920235.607 | 16.2315 | 0.029272 | 0.0054834 | EPA/NEI; Estimated using an emission factor | 15539600 | 42.6049
2018 | TX | ExxonMobil Baytown Turbine | 10692 | ERCT | ERCOT All | NG | 381.8 | 0.4161 | 2657670.001 | 14250028.819 | 39.0693 | 0.029401 | 0.0054834 | NEI avg EF - PM, fuel type, firing type | 34246582.001 | 93.8937
2018 | TX | ExxonMobil Hawkins Gas Plant | 54962 | ERCT | ERCOT All | NG | 10.5
2018 | TX | Falcon Dam & Power | 6410 | ERCT | ERCOT All | WAT | 31.5 |  | 66714.999 |  |  | 0 |  |  |  | 0
2018 | TX | Farmers Branch Renewable Energy Facility | 57165 | ERCT | ERCOT All | LFG | 3.2 |  | 24630 | 287786 | 2.1152 | 0.17176 | 0.0147 | Estimated using an emission factor | 287786 | 2.1152
2018 | TX | FGE Texas I | 58931 | ERCT | ERCOT All | NG | 743
2018 | TX | FGE Texas II | 58930 | ERCT | ERCOT All | NG | 743
2018 | TX | Flat Top Wind I | 61212 | ERCT | ERCOT All | WND | 200 |  | 635081 |  |  | 0 |  |  |  | 0
2018 | TX | Fluvanna | 59245 | ERCT | ERCOT All | WND | 155.4 |  | 601150 |  |  | 0 |  |  |  | 0
2018 | TX | Foard City Wind | 61402 | ERCT | ERCOT All | WND | 352.8
2018 | TX | Forest Creek Wind Farm LLC | 56394 | ERCT | ERCOT All | WND | 124.2 |  | 367110 |  |  | 0 |  |  |  | 0
2018 | TX | Formosa Utility Venture Ltd | 10554 | ERCT | ERCOT All | NG | 933.4 | 0.71333 | 3705925.74 | 19139995.296 | 50.4634 | 0.027234 | 0.0052731 | EPA/NEI; Estimated using an emission factor | 26831993.144 | 70.7437
2018 | TX | Fort Bliss (DEA EPIC) | 61887 | ERCT | ERCOT All | SUN | 2 |  | 1556 |  |  | 0 |  |  |  | 0
2018 | TX | Freeport Energy | 52120 | ERCT | ERCOT All | NG | 1378.6 | 0.61501 | 3972998.6 | 23248933.426 | 66.3908 | 0.033421 | 0.0057113 | EPA/NEI; Estimated using an emission factor | 37802721.03 | 107.9513
2018 | TX | Freeport Energy Center | 56152 | ERCT | ERCOT All | NG | 440 | 0.59497 | 1434043.18 | 7591387.148 | 21.8496 | 0.030473 | 0.0057564 | EPA/NEI; Estimated using an emission factor | 12759324.82 | 36.7241
2018 | TX | Freeport LP Pretreatment Facility | 59145 | ERCT | ERCOT All | NG | 97
2018 | TX | G.S.E. One LLC | 62505 | ERCT | ERCOT All | SUN | 83
2018 | TX | Gaines County | 60697 | SPSO | SPP South | NG | 225
2018 | TX | Galloway Solar Farm | 61920 | ERCT | ERCOT All | SUN | 360
2018 | TX | GE-Lubbock | 62642 | SPSO | SPP South | WND | 5.3
2018 | TX | Goat Wind LP | 56754 | ERCT | ERCOT All | WND | 149.6 |  | 414011 |  |  | 0 |  |  |  | 0
2018 | TX | Golden Spread Panhandle Wnd Rch | 57866 | SPSO | SPP South | WND | 78.2 |  | 288583 |  |  | 0 |  |  |  | 0
2018 | TX | Goldthwaite Wind Energy Facility | 58321 | ERCT | ERCOT All | WND | 150 |  | 550041 |  |  | 0 |  |  |  | 0
2018 | TX | Gonzales Hydro Plant | 7394 | ERCT | ERCOT All | WAT | 1.5
2018 | TX | Goodnight | 59246 | ERCT | ERCOT All | WND | 500
2018 | TX | Goodyear Beaumont Chemical Plant | 54321 | SRMV | SERC Mississippi Valley | NG | 34.8 | 0.15726 | 221996 | 1223020.849 | 4.4937 | 0.040485 | 0.0073485 | EPA/NEI; Estimated using an emission factor | 7777215.869 | 28.5755
2018 | TX | Gopher Creek Wind Farm | 61417 | ERCT | ERCOT All | WND | 158
2018 | TX | Grandview Wind Farm III LLC | 59067 | ERCT | ERCOT All | WND | 188
2018 | TX | Grandview Wind Farm, LLC | 58596 | ERCT | ERCOT All | WND | 211.2 |  | 944008 |  |  | 0 |  |  |  | 0
2018 | TX | Granite Shoals | 3597 | ERCT | ERCOT All | WAT | 54 |  | 46958 |  |  | 0 |  |  |  | 0
2018 | TX | Greasewood | 62804 | ERCT | ERCOT All | SUN | 255
2018 | TX | Great Plains Windpark LLC | 56905 | SPSO | SPP South | WND | 114 |  | 330784 |  |  | 0 |  |  |  | 0
2018 | TX | Green Pastures Wind I | 59732 | ERCT | ERCOT All | WND | 150 |  | 554729 |  |  | 0 |  |  |  | 0
2018 | TX | Green Pastures Wind II | 59733 | ERCT | ERCOT All | WND | 150 |  | 508953 |  |  | 0 |  |  |  | 0
2018 | TX | Griffin Trail Wind | 62411 | ERCT | ERCOT All | WND | 225.6
2018 | TX | GRS Sunset Farms | 55588 | ERCT | ERCOT All | LFG | 4
2018 | TX | Gunsight Mountain Wind Energy LLC | 56776 | ERCT | ERCOT All | WND | 120 |  | 506572 |  |  | 0 |  |  |  | 0
2018 | TX | H 4 | 3583 | ERCT | ERCOT All | WAT | 2.4 |  | 7031 |  |  | 0 |  |  |  | 0
2018 | TX | H 5 | 3584 | ERCT | ERCOT All | WAT | 2.4 |  | 0
2018 | TX | Hackberry Wind Farm | 56823 | ERCT | ERCOT All | WND | 165.6 |  | 361577 |  |  | 0 |  |  |  | 0
2018 | TX | Hal C Weaver Power Plant | 50118 | ERCT | ERCOT All | NG | 170.5 | 0.36667 | 336331.01 | 1728155.229 | 3.7895 | 0.022534 | 0.0043856 | EPA/NEI; Estimated using an emission factor | 4713097.246 | 10.3349
2018 | TX | Hale Community Wind Farm | 59247 | SPSO | SPP South | WND | 718 | [6 empty] | EPA/NEI; Estimated using an emission factor
2018 | TX | Halyard Henderson Energy Center | 60268 | ERCT | ERCOT All | NG | 464
2018 | TX | Halyard Wharton Energy Center | 60221 | ERCT | ERCOT All | NG | 354
2018 | TX | Harbor Wind LLC | 58424 | ERCT | ERCOT All | WND | 9 |  | 11997 |  |  | 0 |  |  |  | 0
2018 | TX | Harvest Moon Renewable Energy Company | 61493 | ERCT | ERCOT All | SUN | 1.6 |  | 450 |  |  | 0 |  |  |  | 0
2018 | TX | Hidalgo Wind Farm II | 62618 | ERCT | ERCOT All | WND | 50.4
2018 | TX | Hidalgo Wind Farm LLC | 57617 | ERCT | ERCOT All | WND | 250 |  | 882896 |  |  | 0 |  |  |  | 0
2018 | TX | High Lonesome Wind Power, LLC | 62562 | ERCT | ERCOT All | WND | 449.5
2018 | TX | High Plains | 56834 | SPSO | SPP South | WND | 10 |  | 22083 |  |  | 0 |  |  |  | 0
2018 | TX | Highway 56 Solar | 61409 | ERCT | ERCOT All | SUN | 5.3 |  | 8855 |  |  | 0 |  |  |  | 0
2018 | TX | Hill County Generation Facility | 60194 | ERCT | ERCOT All | NG | 928
2018 | TX | Holly Street | 3549 | ERCT | ERCOT All | NG | 558
2018 | TX | Holstein 1 Solar Farm | 61962 | ERCT | ERCOT All | SUN | 200
2018 | TX | Horse Creek Wind Farm | 60339 | ERCT | ERCOT All | WND | 230 |  | 883449 |  |  | 0 |  |  |  | 0
2018 | TX | Horse Hollow Wind Energy Center | 56291 | ERCT | ERCOT All | WND | 735.5 |  | 2440172 |  |  | 0 |  |  |  | 0
2018 | TX | Horseshoe Bend | 59806 | ERCT | ERCOT All | SUN | 140
2018 | TX | Houston Chemical Complex Battleground | 50043 | ERCT | ERCOT All | NG | 380.7 | 0.50927 | 1768002 | 10025117.901 | 26.424 | 0.029891 | 0.0052716 | EPA/NEI; Estimated using an emission factor | 19685403.782 | 51.8863
2018 | TX | Houston Plant | 52065 | ERCT | ERCOT All | WH | 7.5 | 1 | 59024 |  |  | 0 |  |  |  | 0
2018 | TX | Hueco Mountain Wind Ranch | 55578 | AZNM | WECC Southwest | WND | 1.3
2018 | TX | IKEA Grand Prairie Rooftop PV System | 61309 | ERCT | ERCOT All | SUN | 1.2 |  | 1881 |  |  | 0 |  |  |  | 0
2018 | TX | IKEA Live Oak Rooftop PV System | 62152 | ERCT | ERCOT All | SUN | 1.7
2018 | TX | IKEA Round Rock 027 | 58013 | ERCT | ERCOT All | SUN | 1.4 |  | 1777 |  |  | 0 |  |  |  | 0
2018 | TX | Inadale Wind Farm LLC | 56984 | ERCT | ERCOT All | WND | 206.9 |  | 526945 |  |  | 0 |  | EPA/NEI; Estimated using an emission factor |  | 0
2018 | TX | Ingleside Cogeneration | 55313 | ERCT | ERCOT All | NG | 517 | 0.55862 | 2596042 | 14035819.902 | 37.5117 | 0.028899 | 0.0053451 | EPA/NEI; Estimated using an emission factor | 25126025.922 | 67.1511
2018 | TX | Inks | 3598 | ERCT | ERCOT All | WAT | 15 |  | 18118 |  |  | 0 |  |  |  | 0
2018 | TX | International Paper - Orange | 10425 | SRMV | SERC Mississippi Valley | BLQ | 48 | 0.12429 | 274218 | 1569987.429 | 3.7574 | 0.027404 | 0.0047865 | EPA/NEI; Estimated using an emission factor | 12632068 | 30.2316
2018 | TX | International Paper Texarkana Mill | 54097 | SPSO | SPP South | BLQ | 65 | 0.11085 | 422596 | 2408303.054 | 7.2709 | 0.034411 | 0.0060382 | EPA/NEI; Estimated using an emission factor | 21726488.522 | 65.595
2018 | TX | Ivory Solar | 61697 | ERCT | ERCOT All | SUN | 50 |  | 12403 |  |  | 0 |  |  |  | 0
2018 | TX | Jameson Gas Processing Plant | 55052 | ERCT | ERCOT All | NG | 2.3 |  | 14749 | 124182 | 0.026202 | 0.0035531 | 0.000422 | EPA/NEI; Estimated using an emission factor | 124182 | 0.026202
2018 | TX | Javelina Wind Energy II, LLC | 60645 | ERCT | ERCOT All | WND | 200 |  | 798214 |  |  | 0 |  |  |  | 0
2018 | TX | Javelina Wind Energy, LLC | 60104 | ERCT | ERCOT All | WND | 249.7 |  | 962468 |  |  | 0 |  |  |  | 0
2018 | TX | JCO Oxides Olefins Plant | 54637 | SRMV | SERC Mississippi Valley | NG | 77.2 | 0.35924 | 525474 | 2691283.673 | 7.3787 | 0.028084 | 0.0054834 | NEI avg EF - PM, fuel type, firing type | 7491536 | 20.5395
2018 | TX | Jumbo Hill Wind Project | 62630 | ERCT | ERCOT All | WND | 160.7
2018 | TX | Karankawa Wind LLC | 61343 | ERCT | ERCOT All | WND | 200
2018 | TX | Keechi Wind | 58838 | ERCT | ERCOT All | WND | 110 |  | 425499 |  |  | 0 |  |  |  | 0
2018 | TX | Kellam Solar | 62774 | ERCT | ERCOT All | SUN | 60
2018 | TX | King Mountain Wind Ranch 1 | 55581 | ERCT | ERCOT All | WND | 278 |  | 312760 |  |  | 0 |  |  |  | 0
2018 | TX | Kingsberry Energy Storage System | 61741 | ERCT | ERCOT All | MWH | 1.5 |  | -354 | 0 |  | 0 |  |  | 0 | 0
2018 | TX | La Paloma Energy Center | 59924 | ERCT | ERCOT All | NG | 771
2018 | TX | Lake Creek | 3502 | ERCT | ERCOT All |  | 1357.1
2018 | TX | Lamesa Solar | 60372 | ERCT | ERCOT All | SUN | 200 |  | 239513 |  |  | 0 |  | EPA/NEI; Estimated using an emission factor |  | 0
2018 | TX | Lampwick | 61872 | ERCT | ERCOT All | SUN | 7.5
2018 | TX | Langford Wind Power | 57153 | ERCT | ERCOT All | WND | 150 |  | 500369 |  |  | 0 |  |  |  | 0
2018 | TX | Lapetus | 62448 | ERCT | ERCOT All | SUN | 100
2018 | TX | Leon Solar | 61532 | ERCT | ERCOT All | SUN | 10 |  | 19395 |  |  | 0 |  |  |  | 0
2018 | TX | Lewisville | 794 | ERCT | ERCOT All | WAT | 2.8 |  | 4812 |  |  | 0 |  |  |  | 0
2018 | TX | Little Pringle I Wind Farm | 57263 | ERCT | ERCOT All | WND | 10 |  | 0
2018 | TX | Little Pringle II Wind Farm | 57264 | ERCT | ERCOT All | WND | 10 |  | 0
2018 | TX | Live Oak Wind Project | 61782 | ERCT | ERCOT All | WND | 199.5
2018 | TX | Llano Estacado Wind Ranch | 55579 | SPSO | SPP South | WND | 80 |  | 113650 |  |  | 0 |  |  |  | 0
2018 | TX | Lockett Windfarm | 62356 | ERCT | ERCOT All | WND | 183.8
2018 | TX | Logans Gap Wind LLC | 59442 | ERCT | ERCOT All | WND | 200.1 |  | 683265 |  |  | 0 |  |  |  | 0
2018 | TX | Longhorn Wind | 58772 | ERCT | ERCOT All | WND | 200 |  | 786086 |  |  | 0 |  |  |  | 0
2018 | TX | Loraine Windpark Project LLC | 57303 | ERCT | ERCOT All | WND | 150 |  | 418716 |  |  | 0 |  |  |  | 0
2018 | TX | Lorenzo Wind | 59244 | SPSO | SPP South | WND | 80 |  | 79714 |  |  | 0 |  |  |  | 0
2018 | TX | Los Vientos V Wind Power | 60059 | ERCT | ERCOT All | WND | 110 |  | 369643 |  |  | 0 |  |  |  | 0
2018 | TX | Los Vientos Wind 1A | 57751 | ERCT | ERCOT All | WND | 200 |  | 625455 |  |  | 0 |  |  |  | 0
2018 | TX | Los Vientos Wind 1B | 57752 | ERCT | ERCOT All | WND | 201.6 |  | 558407 |  |  | 0 |  |  |  | 0
2018 | TX | Los Vientos Windpower III | 59320 | ERCT | ERCOT All | WND | 200 |  | 699738 |  |  | 0 |  |  |  | 0
2018 | TX | Los Vientos Windpower IV | 59321 | ERCT | ERCOT All | WND | 200 |  | 728555 |  |  | 0 |  |  |  | 0
2018 | TX | Lubbock Wind Ranch | 57259 | SPSO | SPP South | WND | 7.5 |  | 0
2018 | TX | M&G Resins USA | 60642 | ERCT | ERCOT All | WH | 28.6
2018 | TX | Magic Valley Wind Farm I LLC | 57802 | ERCT | ERCOT All | WND | 203 |  | 692151 |  |  | 0 |  |  |  | 0
2018 | TX | Magic Valley Wind Farm III LLC | 60362 | ERCT | ERCOT All | WND | 200
2018 | TX | Majestic 1 Wind Farm | 56648 | SPSO | SPP South | WND | 79.5 |  | 325858 |  |  | 0 |  |  |  | 0
2018 | TX | Majestic 2 Wind Farm | 56658 | ERCT | ERCOT All | WND | 79.2
2018 | TX | Majestic II Wind | 58363 | ERCT | ERCOT All | WND | 79.6 |  | 348322 |  |  | 0 |  |  |  | 0
2018 | TX | Marble Falls | 3599 | ERCT | ERCOT All | WAT | 39.6 |  | 16647 |  |  | 0 |  |  |  | 0
2018 | TX | Mariah del Norte | 59005 | ERCT | ERCOT All | WND | 230.4 |  | 884793 |  |  | 0 |  |  |  | 0
2018 | TX | Mariah East | 59006 | ERCT | ERCOT All | WND | 152.5
2018 | TX | Mariah South | 59007 | ERCT | ERCOT All | WND | 210.4
2018 | TX | Marlin Solar | 61513 | ERCT | ERCOT All | SUN | 5.3 |  | 9402 |  |  | 0 |  |  |  | 0
2018 | TX | Marshall Ford | 3600 | ERCT | ERCOT All | WAT | 108 |  | 132186 |  |  | 0 |  |  |  | 0
2018 | TX | Maryneal Windpower | 62836 | ERCT | ERCOT All | WND | 182.4
2018 | TX | Maverick Creek Wind | 62853 | ERCT | ERCOT All | WND | 524.4
2018 | TX | McAdoo Wind Energy LLC | 56773 | ERCT | ERCOT All | WND | 150 |  | 571374 |  |  | 0 |  |  |  | 0
2018 | TX | Mesquite Creek LFGTE Project | 57167 | ERCT | ERCOT All | LFG | 3.2 |  | 24960 | 270988 | 1.9918 | 0.1596 | 0.0147 | Estimated using an emission factor | 270988 | 1.9918
| TX | Mesquite Creek Wind | 59332 | ERCT | ERCOT All | WND | 211.2 |  | 759132 |  |  | 0 |  |  |  | 0
| TX | Mesquite Star | 62587 | ERCT | ERCOT All | WND | 418.9
| TX | Mesquite Wind Power LLC | 56395 | ERCT | ERCOT All | WND | 200 |  | 492902 |  |  | 0 |  |  |  | 0
| TX | Mesteno | 62258 | ERCT | ERCOT All | WND | 201.6
| TX | Miami Wind Energy Center | 58765 | ERCT | ERCOT All | WND | 288.6 |  | 1136338 |  |  | 0 |  |  |  | 0
| TX | Midway Solar - TX | 61368 | ERCT | ERCOT All | SUN | 182 |  | 9399 |  |  | 0 |  |  |  | 0
| TX | Midway Wind, LLC | 61776 | ERCT | ERCOT All | WND | 162.9
| TX | Misae Solar | 62249 | ERCT | ERCOT All | SUN | 240
| TX | Mission Road | 3610 | ERCT | ERCOT All | NG | 113.6
| TX | Mont Belvieu Cogeneration Unit | 57322 | ERCT | ERCOT All | NG | 15 | 0.20633 | 89457 | 486732.58 | 1.3345 | 0.029835 | 0.0054834 | NEI avg EF - PM, fuel type, firing type | 2358943 | 6.4675
| TX | Montana Solar Facility | 60300 | AZNM | WECC Southwest | SUN | 3 |  | 8417 |  |  | 0 |  |  |  | 0
| TX | Montgomery County | 60925 | SRMV | SERC Mississippi Valley | NG | 1000
| TX | Monticello | 6147 | ERCT | ERCOT All | DFO | 2780 |  | 0 | 3190 | 0.015947 |  | 0.0099981 | NEI avg EF - PM, fuel type, firing type | 3190 | 0.015947
| TX | Moore County | 3483 | SPSO | SPP South | NG | 49
| TX | Morada del Sol, LLC | 61049 | ERCT | ERCOT All | SUN | 247
| TX | Motiva Enterprises Port Arthur Refinery | 50973 | SRMV | SERC Mississippi Valley | NG | 316.9 | 0.29439 | 1784184.98 | 13700430.665 | 15.9236 | 0.01785 | 0.0023245 | EPA/NEI; Estimated using an emission factor | 46538545.659 | 54.0904
| TX | NAFTA Region Olefins Complex Cogen Fac | 55122 | SRMV | SERC Mississippi Valley | NG | 83.2 | 0.40331 | 519980 | 2807966.774 | 7.6986 | 0.029611 | 0.0054834 | NEI avg EF - PM, fuel type, firing type | 6962383 | 19.0887
| TX | NASA Johnson Space Center CHP | 62762 | ERCT | ERCOT All | NG | 11.2 | 0.88979 | 54021 | 580551.731 | 1.5917 | 0.058929 | 0.0054834 | NEI avg EF - PM, fuel type, firing type | 652461 | 1.7889
| TX | Nelson Gardens Landfill Gas to Energy | 59649 | ERCT | ERCOT All | LFG | 4.4 |  | 19952 | 194163 | 1.4271 | 0.14305 | 0.0147 | Estimated using an emission factor | 194163 | 1.4271
| TX | NET Power La Porte Station | 60910 | ERCT | ERCOT All | NG | 25.5
| TX | Newman Solar | 59407 | AZNM | WECC Southwest | SUN | 10.5 |  | 26326 |  |  | 0 |  |  |  | 0
| TX | Nolte | 3585 | ERCT | ERCOT All | WAT | 2.4 |  | 6386 |  |  | 0 |  |  |  | 0
| TX | North Gainesville Solar | 61514 | ERCT | ERCOT All | SUN | 5.2 |  | 9245 |  |  | 0 |  |  |  | 0
| TX | North Lake | 3454 | ERCT | ERCOT All | NG | 708.5
| TX | North Main | 3493 | ERCT | ERCOT All | NG | 81.2
| TX | North Texas | 3627 | ERCT | ERCOT All | NG | 71
| TX | Norton Solar Farm | 61967 | ERCT | ERCOT All | SUN | 125
| TX | Notrees Windpower | 56961 | ERCT | ERCOT All | WND | 188.5 |  | 396784 | 0 |  | 0 |  | EPA/NEI; Estimated using an emission factor | 0 | 0
| TX | NRG Elbow Creek Energy Storage Project | 61362 | ERCT | ERCOT All | MWH | 2 |  | 0
| TX | NWP Indian Mesa Wind Farm | 55747 | ERCT | ERCOT All | WND | 82.5 |  | 149851 |  |  | 0 |  |  |  | 0
| TX | Oberon IA | 62933 | ERCT | ERCOT All | SUN | 150
| TX | Oberon IB | 62932 | ERCT | ERCOT All | SUN | 30
| TX | OCI Alamo 2, LLC | 58716 | ERCT | ERCOT All | SUN | 4.4 |  | 7207 |  |  | 0 |  |  |  | 0
| TX | OCI Alamo 3 LLC | 59204 | ERCT | ERCOT All | SUN | 5.5 |  | 10562 |  |  | 0 |  |  |  | 0
| TX | OCI Alamo 4, LLC | 58717 | ERCT | ERCOT All | SUN | 39.6 |  | 64790 |  |  | 0 |  |  |  | 0
| TX | OCI Alamo 5 LLC | 59205 | ERCT | ERCOT All | SUN | 100 |  | 196766 |  |  | 0 |  |  |  | 0
| TX | OCI Alamo 7 LLC | 59207 | ERCT | ERCOT All | SUN | 100 |  | 284214 |  |  | 0 |  |  |  | 0
| TX | OCI Alamo Solar I | 58537 | ERCT | ERCOT All | SUN | 41.7 |  | 63178 | 0 |  | 0 |  | EPA/NEI; Estimated using an emission factor | 0 | 0
| TX | Ocotillo Windpower | 56959 | ERCT | ERCOT All | WND | 58.8 |  | 131943 |  |  | 0 |  |  |  | 0
| TX | Old Jackson Solar LLC | 62501 | ERCT | ERCOT All | SUN | 128
| TX | Old Settler Wind | 60366 | ERCT | ERCOT All | WND | 151.2 |  | 553064 |  |  | 0 |  |  |  | 0
| TX | Oyster Creek Unit VIII | 54676 | ERCT | ERCOT All | NG | 497.9 | 0.52249 | 2190554 | 13158247.696 | 31.566 | 0.02882 | 0.0047979 | EPA/NEI; Estimated using an emission factor | 25183530.6 | 60.4141
| TX | P H Robinson | 3466 | ERCT | ERCOT All | NG | 2314.5
| TX | Palestine Power Peaking Facility | 62684 | ERCT | ERCOT All | NG | 200
| TX | Palmas Wind, LLC | 61773 | ERCT | ERCOT All | WND | 144.9
| TX | Palo Duro Wind | 59475 | SPSO | SPP South | WND | 249.9 |  | 1128864 |  |  | 0 |  |  |  | 0
| TX | Pantex | 58404 | SPSO | SPP South | WND | 11.5 |  | 50390 |  |  | 0 |  |  |  | 0
| TX | Parkdale | 3455 | ERCT | ERCOT All | NG | 340.6
| TX | Pasadena | 10638 | ERCT | ERCOT All | NG | 6.5
| TX | Patriot Wind Farm | 58614 | ERCT | ERCOT All | WND | 226.5
| TX | Pattern Gulf Wind | 56661 | ERCT | ERCOT All | WND | 283.2 |  | 714176 |  |  | 0 |  |  |  | 0
| TX | Pattern Panhandle Wind 2 LLC | 58720 | ERCT | ERCOT All | WND | 181.7 |  | 762506 |  |  | 0 |  |  |  | 0
| TX | Pattern Panhandle Wind LLC | 58242 | ERCT | ERCOT All | WND | 218 |  | 764040 |  |  | 0 |  |  |  | 0
| TX | Pearl Solar | 60682 | ERCT | ERCOT All | SUN | 50 |  | 110398 |  |  | 0 |  |  |  | 0
| TX | Pearsall | 3630 | ERCT | ERCOT All | NG | 267.6 |  | 273303 | 2559771 | 0.54011 | 0.0039525 | 0.000422 | EPA/NEI; Estimated using an emission factor | 2559771 | 0.54011
| TX | Pecan Creek Energy Center | 59298 | ERCT | ERCOT All | NG | 343.6
| TX | Penascal II Wind Project LLC | 57095 | ERCT | ERCOT All | WND | 201 |  | 522695 |  |  | 0 |  |  |  | 0
| TX | Penascal Wind Power LLC | 56795 | ERCT | ERCOT All | WND | 201.6 |  | 576536 |  |  | 0 |  |  |  | 0
| TX | Peyton Creek Wind Farm LLC | 62417 | ERCT | ERCOT All | WND | 220
| TX | Pflugerville Solar Farm | 57659 | ERCT | ERCOT All | SUN | 144
| TX | Phantom Solar | 60774 | ERCT | ERCOT All | SUN | 15.4 |  | 23798 |  |  | 0 |  |  |  | 0
| TX | Phelps Dodge Refining | 54628 | AZNM | WECC Southwest | NG | 19.6 | 0.33725 | 41385 | 224050.146 | 0.61428 | 0.029686 | 0.0054834 | NEI avg EF - PM, fuel type, firing type | 664343 | 1.8214
| TX | Phoebe Solar | 61906 | ERCT | ERCOT All | SUN | 250
| TX | Pinecrest Energy Center | 59923 | ERCT | ERCOT All | NG | 753
| TX | Pleasant Hill Wind Energy Project | 59417 | SPSO | SPP South | WND | 20 |  | 54664 |  |  | 0 |  |  |  | 0
| TX | Point Comfort Operations | 52069 | ERCT | ERCOT All | NG | 63.1 | 1 | 0 | 0 | 0 |  |  | NEI avg EF - PM, fuel type | 0 | 0
| TX | Port Arthur Steam Energy | 58823 | ERCT | ERCOT All | WH | 5 | 1 | -6743 |  |  | 0 |  |  |  | 0
| TX | Port Arthur Texas Refinery | 10568 | SRMV | SERC Mississippi Valley | NG | 38.4 | 0.35754 | 264994 | 1344328.241 | 3.6857 | 0.027818 | 0.0054834 | NEI avg EF - PM, fuel type, firing type | 3759976 | 10.3087
| TX | Port Neches Plant | 54748 | SRMV | SERC Mississippi Valley | NG | 38 | 0.31257 | 178291 | 981122.281 | 2.6899 | 0.030175 | 0.0054834 | NEI avg EF - PM, fuel type, firing type | 3138858 | 8.6058
| TX | Post Oak Wind LLC | 56483 | ERCT | ERCOT All | WND | 200 |  | 523856 |  |  | 0 |  |  |  | 0
| TX | Post Wind Farm LP | 56457 | ERCT | ERCOT All | WND | 84 |  | 334664 |  |  | 0 |  |  |  | 0
| TX | Power Island | 10154 | ERCT | ERCOT All | NG | 141 | 0.28311 | 253090 | 1330221.658 | 3.6471 | 0.02882 | 0.0054834 |  | 4698611 | 12.8822
| TX | Power Station 3 | 52131 | ERCT | ERCOT All | NG | 117.9
| TX | Power Station 4 | 52132 | ERCT | ERCOT All | NG | 191.1 | 0.36139 | 672174 | 3858384.3 | 9.4002 | 0.02797 | 0.0048726 | EPA/NEI; Estimated using an emission factor | 10676493.018 | 26.0112
| TX | PowerFin Kingsbery | 61700 | ERCT | ERCOT All | SUN | 2.6 |  | 2646 |  |  | 0 |  |  |  | 0
| TX | Prospect Storage | 62753 | ERCT | ERCOT All | MWH | 9.9
| TX | Prospero Solar | 62755 | ERCT | ERCOT All | SUN | 300
| TX | PRSI FCC Generator | 58069 | ERCT | ERCOT All | PC | 4.7 | 0.002225 | 929.26 | 5292.361 | 0.016678 | 0.035896 | 0.0063028 | NEI avg EF - PM, fuel type | 2378235 | 7.4959
| TX | PYCO Industries, Inc. Wind Farm | 61848 | SPSO | SPP South | WND | 10 |  | 10038 |  |  | 0 |  |  |  | 0
| TX | Pyron Wind Farm LLC | 56981 | ERCT | ERCOT All | WND | 258.9 |  | 734913 | 0 |  | 0 |  | EPA/NEI; Estimated using an emission factor | 0 | 0
| TX | Rabbit Hill Energy Storage Project | 60649 | ERCT | ERCOT All | MWH | 9.9
| TX | Ralls Wind Farm | 57474 | SPSO | SPP South | WND | 10 |  | 25892 |  |  | 0 |  |  |  | 0
| TX | Rambler | 62141 | ERCT | ERCOT All | SUN | 200
| TX | Ranchero Wind Farm LLC | 62259 | ERCT | ERCOT All | WND | 300
| TX | Rattlesnake Den | 59943 | ERCT | ERCOT All | WND | 207.2 |  | 803971 |  |  | 0 |  |  |  | 0
| TX | Rattlesnake Power, LLC | 60743 | ERCT | ERCOT All | WND | 160 |  | 382076 |  |  | 0 |  |  |  | 0
| TX | Raymond Wind Farm, LLC | 62909 | ERCT | ERCOT All | WND | 200.2
| TX | RC Thomas Hydroelectric Project | 58645 | SRMV | SERC Mississippi Valley | WAT | 26.7
| TX | RE Maplewood | 61346 | ERCT | ERCOT All | SUN | 500
| TX | RE Roserock | 59994 | ERCT | ERCOT All | SUN | 160 |  | 252285 |  |  | 0 |  |  |  | 0
| TX | Red Gate Power Plant | 59391 | ERCT | ERCOT All | NG | 224.4 |  | 371234.004 | 3337545 | 0.70422 | 0.003794 | 0.000422 | Estimated using an emission factor | 3337545 | 0.70422
| TX | Reloj del Sol Wind Farm | 62207 | ERCT | ERCOT All | WND | 209.4
| TX | Rentech Nitrogen Pasadena Cogeneration | 58870 | ERCT | ERCOT All | WH | 15.4 | 1 | 82154 |  |  | 0 |  |  |  | 0
| TX | Rice University | 50054 | ERCT | ERCOT All | NG | 6.9 | 0.36996 | 28832 | 155636.09 | 0.42671 | 0.0296 | 0.0054834 | NEI avg EF - PM, fuel type, firing type | 420686 | 1.1534
| TX | Rio Bravo Windpower, LLC | 61865 | ERCT | ERCOT All | WND | 237.6
| TX | Rio Grande Valley Sugar Growers | 54338 | ERCT | ERCOT All | AB | 24.9 | 0.004715 | 2386 | 14318.812 | 0.89576 | 0.75085 | 0.12512 | EPA/NEI; Estimated using an emission factor | 3036613 | 189.9809
| TX | Rippey Solar | 62773 | ERCT | ERCOT All | SUN | 60
| TX | River Crest | 3503 | ERCT | ERCOT All | NG | 112.5
| TX | Riverview | 3487 | SPSO | SPP South | NG | 28.6
| TX | Roadrunner, LLC | 62561 | ERCT | ERCOT All | SUN | 400
| TX | Robert D Willis | 7200 | ERCT | ERCOT All | WAT | 8
| TX | Robert Mueller Energy Center | 56374 | ERCT | ERCOT All | NG | 6.1 | 0.72152 | 28767 | 286763.585 | 0.81412 | 0.056601 | 0.005678 | EPA/NEI; Estimated using an emission factor | 397441 | 1.1283
| TX | Rocksprings | 60217 | ERCT | ERCOT All | WND | 149.3 |  | 506405 |  |  | 0 |  |  |  | 0
| TX | Rockwood Energy Center LLC | 59918 | ERCT | ERCOT All | NG | 1068
| TX | Roscoe Wind Farm LLC | 56593 | ERCT | ERCOT All | WND | 209 |  | 548935 |  |  | 0 |  |  |  | 0
| TX | Route 66 Wind Plant | 58681 | ERCT | ERCOT All | WND | 150 |  | 599421 |  |  | 0 |  |  |  | 0
| TX | Sage Draw Wind | 62620 | ERCT | ERCOT All | WND | 338.4
| TX | Salt Fork Wind Project, LLC | 60657 | ERCT | ERCOT All | WND | 174 |  | 750590 |  |  | 0 |  |  |  | 0
| TX | Sam Rayburn Dam | 6413 | ERCT | ERCOT All | WAT | 52 |  | 113276 |  |  | 0 |  |  |  | 0
| TX | San Roman Wind I, LLC | 59712 | ERCT | ERCOT All | WND | 95.3 |  | 328354 |  |  | 0 |  |  |  | 0
| TX | Sand Bluff Wind Farm | 56479 | ERCT | ERCOT All | WND | 90 |  | 204621 |  |  | 0 |  |  |  | 0
| TX | Santa Rita East | 62038 | ERCT | ERCOT All | WND | 302.4
| TX | Santa Rita Wind Energy | 60987 | ERCT | ERCOT All | WND | 300 |  | 916139 |  |  | 0 |  |  |  | 0
| TX | Scurry County Wind II | 56775 | ERCT | ERCOT All | WND | 120 |  | 306451 |  |  | 0 |  |  |  | 0
| TX | Scurry County Wind LP | 56506 | ERCT | ERCOT All | WND | 130.5 |  | 307512 |  |  | 0 |  |  |  | 0
| TX | Seadrift Coke LP | 10167 | ERCT | ERCOT All | PC | 7.6 | 0.021116 | 2790.69 | 25890.35 | 0.081602 | 0.058481 | 0.0063037 | NEI avg EF - PM, fuel type | 1226087 | 3.8645
| TX | Sealy Power Peaking Facility | 62685 | ERCT | ERCOT All | NG | 200
| TX | Security | 55556 | SRMV | SERC Mississippi Valley | LFG | 4.7 |  | 20399 | 231651 | 1.7026 | 0.16693 | 0.0147 | EPA/NEI; Estimated using an emission factor | 231651 | 1.7026
| TX | Senate Wind LLC | 57981 | ERCT | ERCOT All | WND | 150 |  | 484954 |  |  | 0 |  |  |  | 0
| TX | Sendero | 59654 | ERCT | ERCOT All | WND | 78 |  | 311642 |  |  | 0 |  |  |  | 0
| TX | Seymour Hills Wind Project, LLC | 62227 | ERCT | ERCOT All | WND | 30.2
| TX | Shannon Wind | 59034 | ERCT | ERCOT All | WND | 204 |  | 692236 |  |  | 0 |  |  |  | 0
| TX | Shell Deer Park | 50304 | ERCT | ERCOT All | PRG | 257 | 0.68484 | 1373029 | 12819784.459 | 2.4183 | 0.0035225 | 0.00037727 | EPA/NEI; Estimated using an emission factor | 18719391 | 3.5311
| TX | Sherbino I Wind Farm | 56779 | ERCT | ERCOT All | WND | 150 |  | 366341 |  |  | 0 |  |  |  | 0
| TX | Sherbino II | 57415 | ERCT | ERCOT All | WND | 145 |  | 301165 |  |  | 0 |  |  |  | 0
| TX | Signal Hill Generating LLC | 50127 | ERCT | ERCOT All | NG | 80 |  | 18556 | 246273.039 | 0.70883 | 0.076399 | 0.0057564 | EPA/NEI; Estimated using an emission factor | 246273.039 | 0.70883
| TX | Silver Star I Wind Power Project | 56771 | ERCT | ERCOT All | WND | 60 |  | 127865 |  |  | 0 |  |  |  | 0
| TX | SJRR Power LLC | 62548 | ERCT | ERCOT All | NG | 200
| TX | Sky Global Power One | 59938 | ERCT | ERCOT All | NG | 51 |  | 46000.002 | 428194.002 | 0.090349 | 0.0039282 | 0.000422 | Estimated using an emission factor | 428194.002 | 0.090349
| TX | Skyline Gas Recovery | 56528 | ERCT | ERCOT All | LFG | 6.4 |  | 44507 | 480325 | 3.5304 | 0.15864 | 0.0147 | Estimated using an emission factor | 480325 | 3.5304
| TX | Snider Industries | 50141 | SPSO | SPP South | WDS | 5 | 0.14697 | 15584 | 103489.241 | 1.1804 | 0.15149 | 0.022812 | NEI avg EF - PM, fuel type | 704143 | 8.0315
| TX | Snyder Wind Farm | 56602 | ERCT | ERCOT All | WND | 63 |  | 153705 |  |  | 0 |  |  |  | 0
| TX | SolaireHolman Solar Project | 60989 | ERCT | ERCOT All | SUN | 50 |  | 106012 |  |  | 0 |  |  |  | 0
| TX | Solemio LLC | 62522 | ERCT | ERCOT All | SUN | 80
| TX | South Plains II | 60087 | ERCT | ERCOT All | WND | 300 |  | 1154432 |  |  | 0 |  |  |  | 0
| TX | South Plains Wind Phase I | 59384 | ERCT | ERCOT All | WND | 200 |  | 825730 |  |  | 0 |  |  |  | 0
| TX | South Texas Project | 6251 | ERCT | ERCOT All | NUC | 2708.6 |  | 20687632 |  |  | 0 |  |  |  | 0
| TX | South Trent Wind Farm | 56649 | ERCT | ERCOT All | WND | 101.2 |  | 314914 |  |  | 0 |  |  |  | 0
| TX | Spinning Spur Wind II | 58774 | ERCT | ERCOT All | WND | 161 |  | 573097 |  |  | 0 |  |  |  | 0
| TX | Spinning Spur Wind III | 58775 | ERCT | ERCOT All | WND | 194 |  | 845262 |  |  | 0 |  |  |  | 0
| TX | Spinning Spur Wind LLC | 57973 | SPSO | SPP South | WND | 161 |  | 723423 |  |  | 0 |  |  |  | 0
| TX | Stanton Wind Energy LLC | 56644 | ERCT | ERCOT All | WND | 120 |  | 325833 |  |  | 0 |  |  |  | 0
| TX | State Farm Insur Support Center Central | 55390 | ERCT | ERCOT All | DFO | 10.8 |  | 106.998 | 1750.002 | 0.27156 | 5.076 | 0.31035 | Estimated using an emission factor | 1750.002 | 0.27156
| TX | Stella Wind Farm | 59063 | ERCT | ERCOT All | WND | 201 |  | 53607 |  |  | 0 |  |  |  | 0
| TX | Stella Wind Farm II | 59064 | ERCT | ERCOT All | WND | 200
| TX | Stephens Ranch Wind Energy LLC | 57983 | ERCT | ERCOT All | WND | 376 |  | 1329239 |  |  | 0 |  |  |  | 0
| TX | Sterling Solar (TX) | 61871 | ERCT | ERCOT All | SUN | 10 |  | 977 |  |  | 0 |  |  |  | 0
| TX | SunE CPS1 LLC | 58068 | ERCT | ERCOT All | SUN | 10 |  | 16254 |  |  | 0 |  |  |  | 0
| TX | SunE CPS2 LLC | 58027 | ERCT | ERCOT All | SUN | 10 |  | 16734 |  |  | 0 |  |  |  | 0
| TX | SunE CPS3 LLC | 58009 | ERCT | ERCOT All | SUN | 10.6 |  | 16423 |  |  | 0 |  |  |  | 0
| TX | Sunray Wind I | 57326 | ERCT | ERCOT All | WND | 49.5 |  | 168644 |  |  | 0 |  |  |  | 0
| TX | Suzlon Project VIII LLC | 57741 | ERCT | ERCOT All | WND | 8.9 |  | 10035 |  |  | 0 |  | EPA/NEI; Estimated using an emission factor |  | 0
| TX | Sweetwater Wind 1 LLC | 56211 | ERCT | ERCOT All | WND | 37.5 |  | 141733 |  |  | 0 |  |  |  | 0
| TX | Sweetwater Wind 2 LLC | 56212 | ERCT | ERCOT All | WND | 98.8 |  | 366172 |  |  | 0 |  |  |  | 0
| TX | Sweetwater Wind 3 LLC | 56311 | ERCT | ERCOT All | WND | 135 |  | 431476 |  |  | 0 |  |  |  | 0
| TX | Sweetwater Wind 4 LLC | 56337 | ERCT | ERCOT All | WND | 241 |  | 694820 |  |  | 0 |  |  |  | 0
| TX | Sweetwater Wind 5 | 56372 | ERCT | ERCOT All | WND | 80.5 |  | 215556 |  |  | 0 |  |  |  | 0
| TX | System Control Center | 61742 | ERCT | ERCOT All | MWH | 5 |  | 0
| TX | Tahoka Wind | 61921 | ERCT | ERCOT All | WND | 300 |  | 45387 |  |  | 0 |  |  |  | 0
| TX | Taygete Energy Project LLC | 62483 | ERCT | ERCOT All | SUN | 255
| TX | TECO CHP-1 | 57504 | ERCT | ERCOT All | NG | 48 | 0.55209 | 74235 | 400694.754 | 1.0986 | 0.029597 | 0.0054834 | NEI avg EF - PM, fuel type, firing type | 725778 | 1.9899
| TX | Tenet Hospital | 50241 | ERCT | ERCOT All | DFO | 4.2 | 0.14703 | 13 | 76.161 | 0.0059106 | 0.90932 | 0.15521 | Estimated using an emission factor | 518 | 0.0402
| TX | Tessman Road | 56113 | ERCT | ERCOT All | LFG | 9.8 |  | 50130.997 | 574529.998 | 4.2228 | 0.16847 | 0.0147 | Estimated using an emission factor | 574529.998 | 4.2228
| TX | Texas City Plant Union Carbide | 50153 | ERCT | ERCOT All | PUR | 85 | 1 | 51439 | 469020 |  | 0 | 0 | EPA/NEI; Estimated using an emission factor | 469020 | 0
| TX | Texas Gulf Wind 2 | 56662 | ERCT | ERCOT All | WND | 187.2
| TX | Texas Petrochemicals | 50229 | ERCT | ERCOT All | NG | 595 | 0.10462 | 232244 | 1282072.232 | 5.1619 | 0.044452 | 0.0080525 | EPA/NEI; Estimated using an emission factor | 12254233.064 | 49.3382
| TX | Tex-Mex Renewable Energy Project, LLC | 60269 | ERCT | ERCOT All | WND | 80
| TX | The Methodist Hospital, Gas Turbine | 59381 | ERCT | ERCOT All | NG | 5 | 1 | 28434 | 282519 | 0.77458 | 0.054483 | 0.0054834 | NEI avg EF - PM, fuel type, firing type | 282519 | 0.77458
| TX | Ticona Polymers Inc | 10243 | ERCT | ERCOT All | NG | 56.8 | 0.79729 | 205450 | 2099892.788 | 5.7573 | 0.056045 | 0.0054834 | EPA/NEI; Estimated using an emission factor | 2633780 | 7.221
| TX | Toledo Bend | 6595 | SRMV | SERC Mississippi Valley | WAT | 81 |  | 203973 |  |  | 0 |  |  |  | 0
| TX | Torrecillas Wind Energy, LLC | 61969 | ERCT | ERCOT All | WND | 300
| TX | Toyota HQ Plan | 61895 | ERCT | ERCOT All | SUN | 7.7 |  | 10611 |  |  | 0 |  |  |  | 0
| TX | TP 4 | 3586 | ERCT | ERCOT All | WAT | 2.4 |  | 7709 |  |  | 0 |  |  |  | 0
| TX | Tradinghouse | 3506 | ERCT | ERCOT All | NG | 471
| TX | Trent Wind Farm LP | 55968 | ERCT | ERCOT All | WND | 152 |  | 366325 |  |  | 0 |  |  |  | 0
| TX | Trinity Hills | 57520 | ERCT | ERCOT All | WND | 225 |  | 522869 |  |  | 0 |  |  |  | 0
| TX | Turbine | 7732 | AZNM | WECC Southwest | NG | 121
| TX | Turkey Track Wind Energy LLC | 56774 | ERCT | ERCOT All | WND | 169.5 |  | 494971 |  |  | 0 |  |  |  | 0
| TX | TX Hereford Wind | 58773 | ERCT | ERCOT All | WND | 200 |  | 784380 |  |  | 0 |  |  |  | 0
| TX | TX Jumbo Road Wind | 59621 | ERCT | ERCOT All | WND | 299.7 |  | 1028254 |  |  | 0 |  |  |  | 0
| TX | TXU Sweetwater Generating Plant | 50615 | ERCT | ERCOT All | NG | 344
| TX | Ty Cooke | 3602 | SPSO | SPP South | NG | 150.6 |  | 9170 | 145186 | 0.39806 | 0.086817 | 0.0054834 | EPA/NEI; Estimated using an emission factor | 145186 | 0.39806
| TX | Tyler Bluff Wind Project, LLC | 60502 | ERCT | ERCOT All | WND | 125.6 |  | 396150 |  |  | 0 |  |  |  | 0
| TX | UL Advanced Wind Turbine Test Facility | 61589 | SPSO | SPP South | WND | 3.5 |  | 2869 |  |  | 0 |  |  |  | 0
| TX | Union Carbide Seadrift Cogen | 50150 | ERCT | ERCOT All | NG | 168 | 0.66212 | 814326.64 | 5875532.741 | 14.715 | 0.03614 | 0.0050089 | EPA/NEI; Estimated using an emission factor | 8873853.95 | 22.2242
| TX | Union Valley Energy Center | 59616 | ERCT | ERCOT All | NG | 549
| TX | University of Texas at Dallas | 54607 | ERCT | ERCOT All | NG | 3.5 | 0 | 0
| TX | Upton County Solar | 60581 | ERCT | ERCOT All | SUN | 150 |  | 397803 |  |  | 0 |  |  |  | 0
| TX | Valero Refinery Corpus Christi East | 10203 | ERCT | ERCOT All | NG | 40
| TX | Valero Refinery Corpus Christi West | 50121 | ERCT | ERCOT All | PC | 76.7 | 1 | 162143 | 2287733 | 7.2106 | 0.088941 | 0.0063037 | EPA/NEI; Estimated using an emission factor | 2287733 | 7.2106
| TX | Van Alstyne Energy Center | 59617 | ERCT | ERCOT All | NG | 549
| TX | Victoria City Power LLC | 61241 | ERCT | ERCOT All | NG | 100
| TX | Victoria Port Power II LLC | 61966 | ERCT | ERCOT All | NG | 100
| TX | Victoria Port Power LLC | 61242 | ERCT | ERCOT All | NG | 100
| TX | Victoria Texas Plant | 10790 | ERCT | ERCOT All | NG | 102.4 | 0.47315 | 588842 | 3129547.189 | 8.5803 | 0.029143 | 0.0054834 | NEI avg EF - PM, fuel type, firing type | 6614224 | 18.1342
| TX | Village Creek Water Reclamation Facility | 54520 | ERCT | ERCOT All | OBG | 13.5 | 0.83645 | 33430 | 349129.11 | 3.7706 | 0.22558 | 0.0216 | EPA/NEI; Estimated using an emission factor | 417394 | 4.5079
| TX | W B Tuttle | 3613 | ERCT | ERCOT All | NG | 493.9
| TX | Wake Wind Energy Center | 58766 | ERCT | ERCOT All | WND | 443.1 |  | 1165613 |  |  | 0 |  | EPA/NEI; Estimated using an emission factor |  | 0
| TX | Walnut Springs Solar | 61370 | ERCT | ERCOT All | SUN | 5 |  | 11963 |  |  | 0 |  |  |  | 0
| TX | Wasson CO2 Removal Plant | 52122 | SPSO | SPP South | NG | 23.4 | 0.62697 | 162862 | 1313350.114 | 3.6008 | 0.044219 | 0.0054834 | NEI avg EF - PM, fuel type, firing type | 2094768 | 5.7432
| TX | Water Valley Wind Energy | 62846 | ERCT | ERCOT All | WND | 150
| TX | Webberville Solar Project | 57699 | ERCT | ERCOT All | SUN | 30 |  | 57220 |  |  | 0 |  |  |  | 0
| TX | Webster | 3471 | ERCT | ERCOT All | NG | 426.3
| TX | West Moore Solar | 61624 | ERCT | ERCOT All | SUN | 5
| TX | West Moore Solar II | 61625 | ERCT | ERCOT All | SUN | 5 |  | 0
| TX | West of the Pecos Solar | 62415 | ERCT | ERCOT All | SUN | 100
| TX | West Raymond Wind Farm LLC | 62855 | ERCT | ERCOT All | WND | 239.8
| TX | West Texas Wind Energy LLC | 55367 | ERCT | ERCOT All | WND | 75 |  | 118003 |  |  | 0 |  |  |  | 0
| TX | Westhollow Technology Center | 54330 | ERCT | ERCOT All | NG | 3.7 | 0.67772 | 12944 | 119173.22 | 0.32674 | 0.050485 | 0.0054834 | NEI avg EF - PM, fuel type, firing type | 175845 | 0.48211
| TX | WestRock (TX) | 50101 | ERCT | ERCOT All | BLQ | 57.7 | 0.10562 | 439678 | 2450995.258 | 9.64 | 0.04385 | 0.0078662 | EPA/NEI; Estimated using an emission factor | 23205412.98 | 91.2691
| TX | Westside Landfill Gas Recovery | 57020 | ERCT | ERCOT All | LFG | 4.8 |  | 29501.001 | 322665 | 2.3716 | 0.16078 | 0.0147 | EPA/NEI; Estimated using an emission factor | 322665 | 2.3716
| TX | Whirlwind Energy Center | 56673 | ERCT | ERCOT All | WND | 59.8 |  | 131907 |  |  | 0 |  |  |  | 0
| TX | White Camp Solar | 58888 | ERCT | ERCOT All | SUN | 100
| TX | Whitesboro Solar | 61410 | ERCT | ERCOT All | SUN | 5 |  | 10052 |  |  | 0 |  |  |  | 0
| TX | Whitesboro Solar II | 61411 | ERCT | ERCOT All | SUN | 5 |  | 9894 |  |  | 0 |  |  |  | 0
| TX | Whitetail | 58021 | ERCT | ERCOT All | WND | 92 |  | 254873 |  |  | 0 |  |  |  | 0
| TX | Whitewright Solar | 61524 | ERCT | ERCOT All | SUN | 10 |  | 20396 |  |  | 0 |  |  |  | 0
| TX | Whitney | 6414 | ERCT | ERCOT All | WAT | 41.8 |  | 71133 |  |  | 0 |  |  |  | 0
| TX | Wildcat Creek Wind Farm LLC | 62715 | ERCT | ERCOT All | WND | 180.1
| TX | Wildcat Ranch Wind Project | 61674 | SPSO | SPP South | WND | 150 |  | 66491 |  |  | 0 |  |  |  | 0
| TX | Wildorado Wind LLC | 56432 | SPSO | SPP South | WND | 161 |  | 656244 |  |  | 0 |  |  |  | 0
| TX | Williams Solar, LLC | 60859 | ERCT | ERCOT All | SUN | 20
| TX | Willow Springs Wind Farm | 60901 | ERCT | ERCOT All | WND | 250 |  | 973908 |  |  | 0 |  |  |  | 0
| TX | Windthorst-2 | 59238 | ERCT | ERCOT All | WND | 67.6 |  | 227328 |  |  | 0 |  |  |  | 0
| TX | Wolf Ridge Wind | 58080 | ERCT | ERCOT All | WND | 112.5 |  | 320852 |  |  | 0 |  |  |  | 0
| TX | Woodall Gas Plant | 57952 | SPSO | SPP South | NG | 3 |  | 24641.001 | 319272 | 0.067366 | 0.0054678 | 0.000422 | Estimated using an emission factor | 319272 | 0.067366
| TX | Woodville Renewable Power Project | 58944 | SRMV | SERC Mississippi Valley | WDS | 49.9 |  | 0 | 0 | 0 |  |  | NEI avg EF - PM, fuel type | 0 | 0
| TX | Woodward Mountain I | 55796 | ERCT | ERCOT All | WND | 82 |  | 142902 |  |  | 0 |  |  |  | 0
| TX | Woodward Mountain II | 55795 | ERCT | ERCOT All | WND | 78 |  | 109129 |  |  | 0 |  |  |  | 0
| TX | Works 4 | 54364 | ERCT | ERCOT All | DFO | 6 |  | 116.001 | 983.001 | 0.15237 | 2.627 | 0.31 | EPA/NEI; Estimated using an emission factor | 983.001 | 0.15237
| TX | Yates Gas Plant | 55025 | ERCT | ERCOT All | NG | 5.6 | 0.52362 | 24281 | 130895.424 | 0.35888 | 0.02956 | 0.0054834 | NEI avg EF - PM, fuel type, firing type | 249983 | 0.68538
| TX | Yellow Jacket | 61873 | ERCT | ERCOT All | SUN | 5 |  | 473 |  |  | 0 |  |  |  | 0
| TX | Air Liquide Bayport Complex | 10298 | ERCT | ERCOT All | NG | 537.2 | 0.36662 | 2204224 | 11159146.952 | 10.9511 | 0.0099364 | 0.0019627 | EPA/NEI; Estimated using an emission factor | 30437568 | 29.87
| TX | Antelope Elk Energy Center | 57865 | SPSO | SPP South | NG | 167.4 |  | 272307.996 | 5965611 | 19.6865 | 0.14459 | 0.0066 | EPA/NEI | 5965611 | 19.6865
| TX | Bacliff Generating Station | 60264 | ERCT | ERCOT All | NG | 427.2 |  | 67450.998 | 920923 | 2.19 | 0.064936 | 0.0047561 | EPA/NEI | 920923 | 2.19
| TX | Barney M. Davis | 4939 | ERCT | ERCOT All | NG | 1082.2 |  | 1800646 | 14167409 | 66.16 | 0.073485 | 0.0093397 | EPA/NEI | 14167409 | 66.16
| TX | Bastrop Clean Energy Center | 55168 | ERCT | ERCOT All | NG | 618.7 |  | 2074497 | 15654333 | 20.7674 | 0.020022 | 0.0026532 | EPA/NEI | 15654333 | 20.7674
| TX | Baytown Energy Center | 55327 | ERCT | ERCOT All | NG | 932.9 | 0.82881 | 4294527 | 27614521.727 | 25.7844 | 0.012008 | 0.0018675 | EPA/NEI | 33318154 | 31.11
| TX | Big Brown | 3497 | ERCT | ERCOT All | SUB | 1986.8 |  | 819142 | 8816783 | 127.6659 | 0.31171 | 0.02896 | EPA/NEI | 8816783 | 127.6659
| TX | Blackhawk Station | 55064 | SPSO | SPP South | NG | 370.8 | 0.37094 | 1478679 | 7436801.894 | 24.9639 | 0.033765 | 0.0067136 | EPA/NEI | 20048812 | 67.3
| TX | Bosque County Power Plant | 55172 | ERCT | ERCOT All | NG | 807 |  | 4184857 | 29441265 | 65.79 | 0.031442 | 0.0044692 | EPA/NEI | 29441265 | 65.79
| TX | Brazos Valley Energy, LP | 55357 | ERCT | ERCOT All | NG | 1075.6 |  | 2672723 | 20845964 | 56.32 | 0.042144 | 0.0054034 | EPA/NEI | 20845964 | 56.32
| TX | C. R. Wing Cogeneration Plant | 52176 | ERCT | ERCOT All | NG | 230 | 0.96943 | 611570 | 5600054.108 | 18.7054 | 0.061172 | 0.0066804 | EPA/NEI | 5776656 | 19.2953
| TX | Calpine Hidalgo Energy Center | 7762 | ERCT | ERCOT All | NG | 551.3 |  | 1968953 | 14049873 | 34.42 | 0.034963 | 0.0048997 | EPA/NEI | 14049873 | 34.42
| TX | Carbon Capture Plant | 58378 | ERCT | ERCOT All | NG | 102.7 |  | 276596 | 5854520 | 22.8778 | 0.16542 | 0.0078154 | NEI avg EF - PM, fuel type, firing type | 5854520 | 22.8778
| TX | Cedar Bayou | 3460 | ERCT | ERCOT All | NG | 2295 |  | 1437763 | 15747236 | 59.4187 | 0.082654 | 0.0075466 | EPA/NEI | 15747236 | 59.4187
| TX | Cedar Bayou 4 | 56806 | ERCT | ERCOT All | NG | 535.5 |  | 623340 | 9507132 | 31.3736 | 0.10066 | 0.0066 | EPA/NEI | 9507132 | 31.3736
| TX | Chamon Power, LLC | 60460 | ERCT | ERCOT All | NG | 121 |  | 45857 | 626030 | 2.4464 | 0.10669 | 0.0078154 | NEI avg EF - PM, fuel type, firing type | 626030 | 2.4464
| TX | Channel Energy Center | 55299 | ERCT | ERCOT All | OG | 923.8 | 0.57585 | 4142358 | 20109261.215 | 36.7682 | 0.017752 | 0.0036568 | EPA/NEI | 34920910 | 63.85
| TX | Channelview Cogeneration Facility | 55187 | ERCT | ERCOT All | NG | 918.3 | 0.56715 | 5347392 | 30724093.191 | 72.8445 | 0.027245 | 0.0047418 | EPA/NEI | 54172950 | 128.44
| TX | Coleto Creek | 6178 | ERCT | ERCOT All | SUB | 622.4 |  | 3850242 | 41137930 | 171.7404 | 0.08921 | 0.0083495 | EPA/NEI | 41137930 | 171.7404
| TX | Colorado Bend Energy Center | 56350 | ERCT | ERCOT All | NG | 580.1 |  | 1759466 | 15057536 | 49.7432 | 0.056544 | 0.0066071 | EPA/NEI | 15057536 | 49.7432
| TX | Colorado Bend II | 60122 | ERCT | ERCOT All | NG | 1230.3 |  | 4510963 | 31829080 | 74.0644 | 0.032838 | 0.0046539 | EPA/NEI | 31829080 | 74.0644
| TX | Copper Station | 9 | AZNM | WECC Southwest | NG | 86.9 |  | 47287 | 792909 | 2.6166 | 0.11067 | 0.0066 | EPA/NEI | 792909 | 2.6166
| TX | Corpus Christi Energy Center | 55206 | ERCT | ERCOT All | NG | 593.3 | 0.57405 | 2045715 | 12631797.286 | 16.0481 | 0.015689 | 0.0025409 | EPA/NEI | 22004668 | 27.9558
| TX | Cottonwood Energy Project | 55358 | SRMV | SERC Mississippi Valley | NG | 1433.6 |  | 7170723 | 52546317 | 149.0397 | 0.041569 | 0.0056727 | EPA/NEI | 52546317 | 149.0397
| TX | Decker Creek | 3548 | ERCT | ERCOT All | NG | 932.3 |  | 902273 | 10634792 | 13.1611 | 0.029173 | 0.0024751 | EPA/NEI; Estimated using an emission factor | 10634792 | 13.1611
| TX | Decordova | 8063 | ERCT | ERCOT All | NG | 1627.8 |  | 13143.998 | 189430 | 1.2684 | 0.193 | 0.013392 | EPA/NEI | 189430 | 1.2684
| TX | Deer Park Energy Center | 55464 | ERCT | ERCOT All | NG | 1176 | 0.57727 | 6891970 | 41508514.686 | 37.3554 | 0.01084 | 0.0017999 | EPA/NEI | 71904396 | 64.71
| TX | Eastman Cogeneration Facility | 55176 | SPSO | SPP South | NG | 467.7 | 0.54285 | 2193721.93 | 12531549.49 | 26.0461 | 0.023746 | 0.0041569 | EPA/NEI | 23084821 | 47.9805
| TX | Ector County Energy Center | 58471 | ERCT | ERCOT All | NG | 358.8 |  | 469089 | 5462612 | 6.83 | 0.02912 | 0.0025006 | EPA/NEI | 5462612 | 6.83
| TX | Ennis Power Company, LLC | 55223 | ERCT | ERCOT All | NG | 418 |  | 1641207 | 11431805 | 38.7881 | 0.047268 | 0.006786 | EPA/NEI | 11431805 | 38.7881
| TX | Exelon Laporte Generating Station | 55365 | ERCT | ERCOT All | NG | 236 |  | 50643 | 753438 | 0.913 | 0.036056 | 0.0024236 | EPA/NEI | 753438 | 0.913
| TX | ExxonMobil Beaumont Refinery | 50625 | SRMV | SERC Mississippi Valley | NG | 697.8 | 0.6018 | 4210850.001 | 24012802.024 | 60.7481 | 0.028853 | 0.0050596 | EPA/NEI | 39901536 | 100.9439
| TX | Forney Power Plant | 55480 | ERCT | ERCOT All | NG | 1894.2 |  | 10421597 | 76024101 | 135.6264 | 0.026028 | 0.003568 | EPA/NEI | 76024101 | 135.6264
| TX | Freestone Power Generation | 55226 | ERCT | ERCOT All | NG | 1036 |  | 6394911 | 46636150 | 71.42 | 0.022337 | 0.0030629 | EPA/NEI | 46636150 | 71.42
| TX | Friendswood Energy Center | 60468 | ERCT | ERCOT All | NG | 121.5 |  | 23311 | 330451 | 1.1 | 0.094376 | 0.0066576 | EPA/NEI | 330451 | 1.1
| TX | Gibbons Creek Steam Electric Station | 6136 | ERCT | ERCOT All | SUB | 453.5 |  | 786451 | 9527039 | 39.1762 | 0.099628 | 0.0082242 | EPA/NEI | 9527039 | 39.1762
| TX | Graham | 3490 | ERCT | ERCOT All | NG | 634.7 |  | 131164 | 1546512 | 5.294 | 0.080723 | 0.0068464 | EPA/NEI | 1546512 | 5.294
| TX | Greens Bayou | 3464 | ERCT | ERCOT All | NG | 878.4 |  | 48969 | 753275 | 2.4298 | 0.099238 | 0.0064513 | EPA/NEI | 753275 | 2.4298
| TX | Gregory Power Facility | 55086 | ERCT | ERCOT All | NG | 432 | 1 | -6353 |  |  | 0
| TX | Guadalupe Generating Station | 55153 | ERCT | ERCOT All | NG | 1088.2 |  | 5527011 | 44495414 | 84.51 | 0.030581 | 0.0037986 | EPA/NEI | 44495414 | 84.51
| TX | H W Pirkey Power Plant | 7902 | SPSO | SPP South | LIG | 721 |  | 4585248 | 53272993 | 100.1 | 0.043662 | 0.003758 | EPA/NEI | 53272993 | 100.1
| TX | Handley Generating Station | 3491 | ERCT | ERCOT All | NG | 1433.3 |  | 757356 | 9226755 | 35.2767 | 0.093158 | 0.0076466 | EPA/NEI | 9226755 | 35.2767
| TX | Hardin County Peaking Facility | 56604 | SRMV | SERC Mississippi Valley | NG | 173 |  | 45942 | 589777 | 3.8675 | 0.16836 | 0.013115 | EPA/NEI | 589777 | 3.8675
| TX | Harrington Station | 6193 | SPSO | SPP South | SUB | 1080 |  | 4783688 | 51250210 | 89.0511 | 0.037231 | 0.0034752 | EPA/NEI | 51250210 | 89.0511
| TX | Harrison County Power Project | 55664 | SPSO | SPP South | NG | 570 |  | 1572405 | 11529384 | 51.306 | 0.065258 | 0.0089 | EPA/NEI | 11529384 | 51.306
| TX | Hays Energy Facility | 55144 | ERCT | ERCOT All | NG | 989 |  | 3060201 | 23188726 | 72.588 | 0.04744 | 0.0062606 | EPA/NEI | 23188726 | 72.588
| TX | J K Spruce | 7097 | ERCT | ERCOT All | SUB | 1444 |  | 7228933 | 76731281 | 115.1 | 0.031844 | 0.0030001 | EPA/NEI | 76731281 | 115.1
| TX | J Robert Massengale Generating Station | 3604 | SPSO | SPP South | NG | 107 |  | 171241 | 1527673 | 5.0413 | 0.05888 | 0.0066 | EPA/NEI | 1527673 | 5.0413
| TX | J T Deely | 6181 | ERCT | ERCOT All | SUB | 932 |  | 4596611 | 58059116 | 91.67 | 0.039886 | 0.0031578 | EPA/NEI | 58059116 | 91.67
| TX | Jack County Generation Facility | 55230 | ERCT | ERCOT All | NG | 1280 |  | 3651675 | 26782953 | 25.4 | 0.013911 | 0.0018967 | EPA/NEI | 26782953 | 25.4
| TX | Johnson County Generation Facility | 54817 | ERCT | ERCOT All | NG | 282.6 |  | 447947 | 3679065 | 12.14 | 0.054203 | 0.0065995 | EPA/NEI | 3679065 | 12.14
| TX | Jones Station | 3482 | SPSO | SPP South | NG | 860.4 |  | 2400985 | 25866323 | 75.9251 | 0.063245 | 0.0058706 | EPA/NEI | 25866323 | 75.9251
| TX | Knox Lee Power Plant | 3476 | SPSO | SPP South | NG | 501 |  | 142855 | 1822435 | 6.97 | 0.097581 | 0.0076491 | EPA/NEI | 1822435 | 6.97
| TX | Lake Hubbard | 3452 | ERCT | ERCOT All | NG | 927.5 |  | 275420 | 3314571 | 10.7061 | 0.077744 | 0.00646 | EPA/NEI | 3314571 | 10.7061
| TX | Lamar Power Plant | 55097 | ERCT | ERCOT All | NG | 1112.6 |  | 7285075 | 52094170 | 88.5065 | 0.024298 | 0.0033979 | EPA/NEI | 52094170 | 88.5065
| TX | Laredo | 3439 | ERCT | ERCOT All | NG | 450.8 |  | 173217 | 1635719 | 2.85 | 0.032907 | 0.0034847 | EPA/NEI | 1635719 | 2.85
| TX | Leon Creek | 3609 | ERCT | ERCOT All | NG | 418.3 |  | 201102 | 2260063 | 5.1742 | 0.051458 | 0.0045788 | EPA/NEI | 2260063 | 5.1742
| TX | Lewis Creek | 3457 | SRMV | SERC Mississippi Valley | NG | 542.8 |  | 1996351 | 19699414 | 71.3971 | 0.071528 | 0.0072487 | EPA/NEI | 19699414 | 71.3971
| TX | Limestone | 298 | ERCT | ERCOT All | SUB | 1849.8 |  | 9548363 | 101180247 | 475.9074 | 0.099684 | 0.0094071 | EPA/NEI | 101180247 | 475.9074
| TX | Lone Star Power Plant | 3477 | SPSO | SPP South | NG | 40 |  | 5917 | 86137 | 0.32 | 0.10816 | 0.00743 | EPA/NEI | 86137 | 0.32
| TX | Lost Pines 1 | 55154 | ERCT | ERCOT All | NG | 609 |  | 2320257 | 16883936 | 41.2547 | 0.03556 | 0.0048869 | EPA/NEI | 16883936 | 41.2547
| TX | Magic Valley Generating Station | 55123 | ERCT | ERCOT All | NG | 801 |  | 3271743 | 23565193 | 47.8 | 0.02922 | 0.0040568 | EPA/NEI | 23565193 | 47.8
| TX | Martin Lake | 6146 | ERCT | ERCOT All | LIG | 3179.6 |  | 14049804 | 149422692 | 1054.1114 | 0.15005 | 0.014109 | EPA/NEI | 149422692 | 1054.1114
| TX | Midlothian Energy | 55091 | ERCT | ERCOT All | NG | 1734 |  | 5539329 | 42566342 | 146.9857 | 0.05307 | 0.0069062 | EPA/NEI | 42566342 | 146.9857
| TX | Montana Power Station | 58562 | AZNM | WECC Southwest | NG | 527.2 |  | 1148971 | 10424203 | 36.4389 | 0.063429 | 0.0069912 | EPA/NEI | 10424203 | 36.4389
| TX | Morgan Creek | 3492 | ERCT | ERCOT All | NG | 2163.7 |  | 9111 | 146326 | 1.2371 | 0.27156 | 0.016909 | EPA/NEI | 146326 | 1.2371
| TX | Mountain Creek Generating Station | 3453 | ERCT | ERCOT All | NG | 958.3 |  | 408655 | 5281565 | 20.2719 | 0.099213 | 0.0076765 | EPA/NEI | 5281565 | 20.2719
| TX | Mustang Station | 55065 | SPSO | SPP South | NG | 521 |  | 2085579 | 16610786 | 54.8154 | 0.052566 | 0.0066 | EPA/NEI | 16610786 | 54.8154
| TX | Mustang Station (56326) | 56326 | SPSO | SPP South | NG | 510 |  | 851420.001 | 10672770 | 35.2202 | 0.082733 | 0.0066 | EPA/NEI | 10672770 | 35.2202
| TX | Nacogdoches Power LLC | 55708 | ERCT | ERCOT All | WDS | 1039 |  | 157673 | 2346902 | 1.2731 | 0.016149 | 0.0010849 | EPA/NEI | 2346902 | 1.2731
| TX | New Gulf Power Facility | 50137 | ERCT | ERCOT All | NG | 114.4 |  | 19800 | 297292 | 0.2973 | 0.03003 | 0.0020001 | EPA/NEI | 297292 | 0.2973
| TX | Newman | 3456 | AZNM | WECC Southwest | NG | 882 |  | 3192531.43 | 31648766 | 62.9622 | 0.039443 | 0.0039788 | EPA/NEI | 31648766 | 62.9622
| TX | Nichols Station | 3484 | SPSO | SPP South | NG | 474.7 |  | 869806 | 10221875 | 37.6175 | 0.086496 | 0.0073602 | EPA/NEI | 10221875 | 37.6175
| TX | Nueces Bay | 3441 | ERCT | ERCOT All | NG | 942.7 |  | 2172539 | 16690175 | 79.1 | 0.072818 | 0.0094786 | EPA/NEI | 16690175 | 79.1
| TX | O W Sommers | 3611 | ERCT | ERCOT All | NG | 892 |  | 912427 | 10756813 | 39.67 | 0.086955 | 0.0073758 | EPA/NEI | 10756813 | 39.67
| TX | Oak Grove | 6180 | ERCT | ERCOT All | LIG | 3397 |  | 12216046 | 121344303 | 728.0659 | 0.1192 | 0.012 | EPA/NEI | 121344303 | 728.0659
| TX | Odessa Ector Generating Station | 55215 | ERCT | ERCOT All | NG | 1152.8 |  | 7420294 | 54708872 | 48.8834 | 0.013176 | 0.001787 | EPA/NEI | 54708872 | 48.8834
| TX | Oklaunion Power Station | 127 | ERCT | ERCOT All | SUB | 720 |  | 3320056 | 38461743 | 65.16 | 0.039252 | 0.0033883 | EPA/NEI | 38461743 | 65.16
| TX | Optim Energy Altura Cogen, LLC | 50815 | ERCT | ERCOT All | NG | 643.6 | 0.46456 | 2990075 | 16610881.571 | 32.4347 | 0.021695 | 0.0039052 | EPA/NEI | 35756194 | 69.8182
| TX | Panda Sherman Power Station | 58005 | ERCT | ERCOT All | NG | 803.2 |  | 3645692 | 27606141 | 19.5141 | 0.010705 | 0.0014138 | EPA/NEI | 27606141 | 19.5141
| TX | Panda Temple Power Station | 58001 | ERCT | ERCOT All | NG | 1606.4 |  | 5472304 | 43226063 | 45.6652 | 0.01669 | 0.0021129 | EPA/NEI | 43226063 | 45.6652
| TX | Paris Energy Center | 50109 | ERCT | ERCOT All | NG | 265.6 |  | 461662 | 4169921 | 15.097 | 0.065403 | 0.0072409 | EPA/NEI | 4169921 | 15.097
| TX | Pasadena Power Plant | 55047 | ERCT | ERCOT All | NG | 815 | 0.90705 | 3957181 | 25449637.469 | 37.3252 | 0.018865 | 0.0029333 | EPA/NEI | 28057503 | 41.15
| TX | Permian Basin | 3494 | ERCT | ERCOT All | NG | 1097.4 |  | 66529 | 926603 | 6.4397 | 0.19359 | 0.0139 | EPA/NEI | 926603 | 6.4397
| TX | Plant X | 3485 | SPSO | SPP South | NG | 434.4 |  | 1221177 | 14120435 | 52.0182 | 0.085194 | 0.0073678 | EPA/NEI | 14120435 | 52.0182
| TX | Port Comfort Peaking Facility | 60459 | ERCT | ERCOT All | NG | 121 |  | 47020 | 665338 | 2.6 | 0.11059 | 0.0078154 | NEI avg EF - PM, fuel type, firing type | 665338 | 2.6
| TX | Power Lane Steam Plant | 4195 | ERCT | ERCOT All | NG | 112.2 |  | 32019.001 | 24646 | 0.0918 | 0.0057341 | 0.0074495 | EPA/NEI | 24646 | 0.0918
| TX | Quail Run Energy Center | 56349 | ERCT | ERCOT All | NG | 550.4 |  | 1512197 | 13127418 | 45.054 | 0.059587 | 0.0068641 | EPA/NEI | 13127418 | 45.054
| TX | R W Miller | 3628 | ERCT | ERCOT All | NG | 603.6 |  | 402062 | 5193614 | 20.856 | 0.10375 | 0.0080314 | EPA/NEI | 5193614 | 20.856
| TX | Ray Olinger | 3576 | ERCT | ERCOT All | NG | 427.7 |  | 80947 | 1035618 | 3.78 | 0.093394 | 0.0073 | EPA/NEI | 1035618 | 3.78
| TX | Rio Nogales Power Project, LP | 55137 | ERCT | ERCOT All | NG | 940.2 |  | 3115812 | 23075566 | 88.6082 | 0.056876 | 0.0076798 | EPA/NEI | 23075566 | 88.6082
| TX | Roland C. Dansby Power Plant | 6243 | ERCT | ERCOT All | NG | 203.2 |  | 139787 | 2077806 | 7.7197 | 0.11045 | 0.0074306 | EPA/NEI | 2077806 | 7.7197
| TX | Sabine | 3459 | SRMV | SERC Mississippi Valley | NG | 2051.2 |  | 4191510 | 45243022 | 163.8364 | 0.078175 | 0.0072425 | EPA/NEI | 45243022 | 163.8364
| TX | Sabine Cogeneration Facility | 55104 | SRMV | SERC Mississippi Valley | NG | 106.5 | 0.75494 | 589472 | 5943164.865 | 16.9709 | 0.05758 | 0.0057111 | EPA/NEI | 7872418 | 22.48
| TX | Sam Bertron | 3468 | ERCT | ERCOT All | NG | 875.1
| TX | Sam Rayburn Plant | 3631 | ERCT | ERCOT All | NG | 240.2 |  | 223591 | 2062196 | 6.9196 | 0.061895 | 0.0067109 | EPA/NEI | 2062196 | 6.9196
| TX | Sam Seymour | 6179 | ERCT | ERCOT All | SUB | 1690 |  | 10360090 | 113685574 | 635.8622 | 0.12275 | 0.011186 | EPA/NEI | 113685574 | 635.8622
| TX | San Jacinto County Peaking Facility | 56603 | SRMV | SERC Mississippi Valley | NG | 170 |  | 150105 | 1862888 | 12.389 | 0.16507 | 0.013301 | EPA/NEI | 1862888 | 12.389
| TX | San Jacinto Steam Electric Station | 7325 | ERCT | ERCOT All | NG | 176.4 | 1 | 1063319 | 14615126 | 87.9116 | 0.16535 | 0.01203 | EPA/NEI | 14615126 | 87.9116
| TX | San Miguel | 6183 | ERCT | ERCOT All | LIG | 410 |  | 2509410 | 34931394 | 80.8 | 0.064398 | 0.0046262 | EPA/NEI | 34931394 | 80.8
| TX | Sand Hill Energy Center | 7900 | ERCT | ERCOT All | NG | 696.4 |  | 1803765.998 | 14875230 | 23.9798 | 0.026589 | 0.0032241 | EPA/NEI | 14875230 | 23.9798
| TX | Sandow | 6648 | ERCT | ERCOT All | LIG | 590.6 |  | 107106 | 1300541 | 34.9282 | 0.65222 | 0.053713 | EPA/NEI | 1300541 | 34.9282
| TX | Sandow Station | 52071 | ERCT | ERCOT All | LIG | 1024.5 |  | 141443 | 1394382 | 12.7684 | 0.18054 | 0.018314 | EPA/NEI | 1394382 | 12.7684
| TX | Sandy Creek Energy Station | 56611 | ERCT | ERCOT All | SUB | 1008 |  | 6469237 | 64732980 | 216.9 | 0.067056 | 0.0067014 | EPA/NEI | 64732980 | 216.9
| TX | Silas Ray | 3559 | ERCT | ERCOT All | NG | 170.4 |  | 40928 | 464935 | 1.3 | 0.063526 | 0.0055922 | EPA/NEI | 464935 | 1.3
| TX | Sim Gideon | 3601 | ERCT | ERCOT All | NG | 623 |  | 550196 | 5836651 | 21.838 | 0.079383 | 0.0074831 | EPA/NEI | 5836651 | 21.838
| TX | South Houston Green Power Site | 55470 | ERCT | ERCOT All | NG | 861 | 0.44863 | 3900260 | 20555802.933 | 79.4766 | 0.040755 | 0.0077328 | EPA/NEI | 45818703 | 177.1529
| TX | Spencer | 4266 | ERCT | ERCOT All | NG | 173.7 |  | 9377 | 136403 | 0.5081 | 0.10837 | 0.00745 | EPA/NEI | 136403 | 0.5081
| TX | SRW Cogen Limited Partnership | 55120 | SRMV | SERC Mississippi Valley | NG | 610.4 | 0.60901 | 3046399 | 15582433.173 | 32.3872 | 0.021263 | 0.0041569 | EPA/NEI | 25586349 | 53.1798
| TX | Stryker Creek | 3504 | ERCT | ERCOT All | NG | 713.4 |  | 115130 | 1458818 | 4.5554 | 0.079135 | 0.0062453 | EPA/NEI | 1458818 | 4.5554
| TX | Sweeny Cogeneration Facility | 55015 | ERCT | ERCOT All | NG | 572 | 0.36743 | 2838644 | 19268445.094 | 13.7681 | 0.0097005 | 0.0014291 | EPA/NEI | 52440617 | 37.4709
| TX | T C Ferguson Power Plant | 4937 | ERCT | ERCOT All | NG | 1020.6 |  | 3086140 | 21299829 | 42.5107 | 0.027549 | 0.0039916 | EPA/NEI | 21299829 | 42.5107
| TX | T H Wharton | 3469 | ERCT | ERCOT All | NG | 1437.7 |  | 572455.998 | 5849942 | 17.989 | 0.062848 | 0.0061501 | EPA/NEI | 5849942 | 17.989
| TX | Tenaska Frontier Generating Station | 55062 | ERCT | ERCOT All | NG | 939.7 |  | 3566210 | 26278532 | 32.5801 | 0.018272 | 0.0024796 | EPA/NEI | 26278532 | 32.5801
| TX | Tenaska Gateway Generating Station | 55132 | ERCT | ERCOT All | NG | 939.6 |  | 2905428 | 21578981 | 59.1197 | 0.040696 | 0.0054794 | EPA/NEI | 21578981 | 59.1197
| TX | Texas City Cogeneration | 52088 | ERCT | ERCOT All | NG | 450 | 0.43454 | 955109 | 5435332.098 | 17.451 | 0.036543 | 0.0064213 | EPA/NEI | 12508297 | 40.16
| TX | Tolk Station | 6194 | SPSO | SPP South | SUB | 1135.8 |  | 3810060 | 38076417 | 51.282 | 0.026919 | 0.0026936 | EPA/NEI | 38076417 | 51.282
| TX | Trinidad | 3507 | ERCT | ERCOT All | NG | 243.3 |  | 40265 | 624228 | 2.3166 | 0.11507 | 0.0074223 | EPA/NEI | 624228 | 2.3166
| TX | Twin Oaks | 7030 | ERCT | ERCOT All | LIG | 949.2 |  | 2457779 | 28563246 | 421.75 | 0.3432 | 0.029531 | EPA/NEI | 28563246 | 421.75
| TX | V H Braunig | 3612 | ERCT | ERCOT All | NG | 1713 |  | 3786807 | 29067690 | 91 | 0.048062 | 0.0062612 | EPA/NEI | 29067690 | 91
| TX | Victoria Power Station | 3443 | ERCT | ERCOT All | NG | 712.9 |  | 1027601 | 8101559 | 23.1723 | 0.0451 | 0.0057205 | EPA/NEI | 8101559 | 23.1723
| TX | W A Parish | 3470 | ERCT | ERCOT All | SUB | 4008.4 |  | 15850521 | 164203035 | 1385.0171 | 0.17476 | 0.01687 | EPA/NEI | 164203035 | 1385.0171
| TX | Welsh Power Plant | 6139 | SPSO | SPP South | SUB | 1674 |  | 5456590 | 61656785 | 34.72 | 0.012726 | 0.0011262 | EPA/NEI | 61656785 | 34.72
| TX | Wilkes Power Plant | 3478 | SPSO | SPP South | NG | 882 |  | 577375 | 6815977 | 25.4 | 0.087984 | 0.0074531 | EPA/NEI | 6815977 | 25.4
| TX | Winchester Power Park | 56674 | ERCT | ERCOT All | NG | 242 |  | 38309 | 355267 | 1.3407 | 0.069994 | 0.0075476 | EPA/NEI | 355267 | 1.3407
| TX | Wise County Power Company, LLC | 55320 | ERCT | ERCOT All | NG | 821.7 |  | 1071554.27 | 7947704 | 9.2946 | 0.017348 | 0.0023389 | EPA/NEI | 7947704 | 9.2946
| TX | Wolf Hollow Generating Station | 55139 | ERCT | ERCOT All | NG | 788.4 |  | 1407017 | 11245932 | 53.1373 | 0.075532 | 0.00945 | EPA/NEI | 11245932 | 53.1373
| TX | Wolf Hollow II | 59812 | ERCT | ERCOT All | NG | 1231.2 |  | 5316812 | 36521766 | 133.0004 | 0.05003 | 0.0072833 | EPA/NEI | 36521766 | 133.0004
| UT | Bartholomew | 3688 | NWPP | WECC Northwest | WAT | 1.5 |  | 1116 |  |  | 0 |  | EPA/NEI; Estimated using an emission factor |  | 0
| UT | Beryl Solar Plant | 58598 | NWPP | WECC Northwest | SUN | 3 |  | 6279 |  |  | 0 |  |  |  | 0
| UT | Bloomington Power Plant | 7767 | NWPP | WECC Northwest | DFO | 11.9 |  | 187.998 | 2275.002 | 0.35247 | 3.7497 | 0.30986 | Estimated using an emission factor | 2275.002 | 0.35247
| UT | Bloomington Solar I | 62805 | NWPP | WECC Northwest | SUN | 2 |  | 99 |  |  | 0 |  |  |  | 0
| UT | Blue Mountain Biogas | 58130 | NWPP | WECC Northwest | OBG | 3.2 | 1 | 1382 | 22376 | 0.16446 | 0.23801 | 0.0147 | Estimated using an emission factor | 22376 | 0.16446
| UT | Blundell | 299 | NWPP | WECC Northwest | GEO | 74.8 |  | 223051 |  |  | 0 |  | EPA/NEI; Estimated using an emission factor |  | 0
| UT | Boulder | 3699 | NWPP | WECC Northwest | WAT | 4.2 |  | 19520.001 |  |  | 0 |  |  |  | 0
| UT | Bountiful City | 3665 | NWPP | WECC Northwest | NG | 44.4 |  | 20513.001 | 223518.999 | 0.61282 | 0.05975 | 0.0054834 | EPA/NEI; Estimated using an emission factor | 223518.999 | 0.61282
| UT | Brigham City | 3666 | NWPP | WECC Northwest | WAT | 1.8 |  | 6243 |  |  | 0 |  |  |  | 0
| UT | Buckhorn Solar Plant | 58600 | NWPP | WECC Northwest | SUN | 3 |  | 5969 |  |  | 0 |  |  |  | 0
| UT | Carbon | 3644 | NWPP | WECC Northwest | BIT | 188.6
| UT | Causey | 7548 | NWPP | WECC Northwest | WAT | 2.1 |  | 3249 |  |  | 0 |  |  |  | 0
| UT | Cedar Valley Solar Plant | 58599 | NWPP | WECC Northwest | SUN | 3 |  | 5969 |  |  | 0 |  |  |  | 0
| UT | Central Energy Plant USU | 58139 | NWPP | WECC Northwest | NG | 5 |  | 32723 | 496522 | 1.3613 | 0.083202 | 0.0054834 | NEI avg EF - PM, fuel type, firing type | 496522 | 1.3613
| UT | Cove Mountain Solar | 62469 | NWPP | WECC Northwest | SUN | 58
| UT | Cove Mountain Solar 2 | 62470 | NWPP | WECC Northwest | SUN | 122
| UT | Cutler Hydro | 3646 | NWPP | WECC Northwest | WAT | 30 |  | 69760 |  |  | 0 |  |  |  | 0
| UT | Deer Creek (UT) | 6404 | NWPP | WECC Northwest | WAT | 4.8 |  | 22572 |  |  | 0 |  |  |  | 0
| UT | eBay - South Jordan | 59281 | NWPP | WECC Northwest | NG | 9.8 |  | 75228 | 562549 | 0 | 0 | 0 | Estimated using an emission factor | 562549 | 0
| UT | Echo Dam | 4263 | NWPP | WECC Northwest | WAT | 4.4 |  | 6786.001 |  |  | 0 |  |  |  | 0
| UT | Enel Cove Fort | 58570 | NWPP | WECC Northwest | GEO | 25 |  | 157760 |  |  | 0 |  |  |  | 0
| UT | Enterprise Solar, LLC | 59386 | NWPP | WECC Northwest | SUN | 80 |  | 225336 |  |  | 0 |  |  |  | 0
| UT | Escalante Solar I, LLC | 59387 | NWPP | WECC Northwest | SUN | 80 |  | 204549 |  |  | 0 |  |  |  | 0
| UT | Escalante Solar II, LLC | 59388 | NWPP | WECC Northwest | SUN | 80 |  | 208002 |  |  | 0 |  |  |  | 0
| UT | Escalante Solar III, LLC | 59389 | NWPP | WECC Northwest | SUN | 80 |  | 206537 |  |  | 0 |  |  |  | 0
| UT | Fiddler's Canyon #1 | 59787 | NWPP | WECC Northwest | SUN | 3 |  | 7485 |  |  | 0 |  |  |  | 0
| UT | Fiddler's Canyon #2 | 59786 | NWPP | WECC Northwest | SUN | 3 |  | 7366 |  |  | 0 |  |  |  | 0
| UT | Fiddler's Canyon 3 | 59932 | NWPP | WECC Northwest | SUN | 3 |  | 7092 |  |  | 0 |  |  |  | 0
| UT | Flaming Gorge | 6405 | RMPA | WECC Rockies | WAT | 151.8 |  | 628820.001 |  |  | 0 |  |  |  | 0
| UT | Gateway | 3697 | NWPP | WECC Northwest | WAT | 4 |  | 7336 |  |  | 0 |  |  |  | 0
| UT | Granite | 3651 | NWPP | WECC Northwest | WAT | 2 |  | 5360 |  |  | 0 |  |  |  | 0
| UT | Granite Mountain Solar East, LLC | 59946 | NWPP | WECC Northwest | SUN | 80 |  | 208091 |  |  | 0 |  |  |  | 0
| UT | Granite Mountain Solar West, LLC | 59945 | NWPP | WECC Northwest | SUN | 50.4 |  | 123567 |  |  | 0 |  |  |  | 0
| UT | Granite Peak Solar Plant | 58604 | NWPP | WECC Northwest | SUN | 3 |  | 6074 |  |  | 0 |  |  |  | 0
| UT | Greenville Solar Plant | 58603 | NWPP | WECC Northwest | SUN | 2.2 |  | 4098 |  |  | 0 |  |  |  | 0
| UT | Heber City | 7111 | NWPP | WECC Northwest | NG | 19.6 |  | 19481 | 192085.999 | 0.04053 | 0.004161 | 0.000422 | EPA/NEI; Estimated using an emission factor | 192085.999 | 0.04053
| UT | Hill AFB LFG Facility, Bldg #737 | 60349 | NWPP | WECC Northwest | LFG | 2.3 |  | 13718 | 146365.001 | 1.0758 | 0.15684 | 0.0147 | Estimated using an emission factor | 146365.001 | 1.0758
| UT | HTW Plant 303 COGEN | 58597 | NWPP | WECC Northwest | NG | 7.4 | 0.44166 | 32632 | 170148.264 | 0.46649 | 0.028591 | 0.0054834 | NEI avg EF - PM, fuel type, firing type | 385247 | 1.0562
| UT | Hunter Solar LLC | 62656 | NWPP | WECC Northwest | SUN | 100
| UT | Hurricane City Power | 57899 | NWPP | WECC Northwest | NG | 16 |  | 4894.999 | 55250.002 | 2.9 | 1.1849 | 0.10498 | EPA/NEI; Estimated using an emission factor | 55250.002 | 2.9
| UT | Hydro II | 7034 | NWPP | WECC Northwest | WAT | 6.6 |  | 18688 |  |  | 0 |  |  |  | 0
| UT | Hydro III | 3675 | NWPP | WECC Northwest | WAT | 2.8 |  | 3414 |  |  | 0 |  | EPA/NEI; Estimated using an emission factor |  | 0
| UT | Hydro Plant No 3 | 925 | NWPP | WECC Northwest | WAT | 2.8 |  | 2406 |  |  | 0 |  |  |  | 0
| UT | Iron Springs Solar, LLC | 59941 | NWPP | WECC Northwest | SUN | 80 |  | 211796 |  |  | 0 |  |  |  | 0
| UT | Joes Valley Dam | 4264 | NWPP | WECC Northwest | WAT | 3.4
| UT | Jordanelle Dam Hydroelectric Project | 61853 | NWPP | WECC Northwest | WAT | 13 |  | 47619 |  |  | 0 |  |  |  | 0
| UT | Kennecott Power Plant | 56163 | NWPP | WECC Northwest | WH | 434.5 | 0.66944 | 193008 | 421326.991 | 1.1555 | 0.011973 | 0.0054849 | EPA/NEI; Estimated using an emission factor | 629369.058 | 1.726
| UT | Lagoon Cogeneration Facility | 50942 | NWPP | WECC Northwest | NG | 3 | 1 | 0
| UT | Laho Solar Plant | 58602 | NWPP | WECC Northwest | SUN | 3 |  | 6420 |  |  | 0 |  |  |  | 0
| UT | Lake Creek Dam | 159 | NWPP | WECC Northwest | WAT | 1.5 |  | 2753 |  |  | 0 |  |  |  | 0
| UT | Latigo Wind Park | 59965 | NWPP | WECC Northwest | WND | 62.1 |  | 155251 |  |  | 0 |  |  |  | 0
| UT | Little Cottonwood | 6537 | NWPP | WECC Northwest | WAT | 4.8 |  | 5528 |  |  | 0 |  |  |  | 0
| UT | Little Mountain | 6553 | NWPP | WECC Northwest | NG | 16
| UT | Logan City | 4251 | NWPP | WECC Northwest | NG | 21.5 |  | 1425.999 | 25272.999 | 0.069288 | 0.097178 | 0.0054832 | EPA/NEI; Estimated using an emission factor | 25272.999 | 0.069288
| UT | Long Ridge Solar Farm | 61170 | CAMX | WECC California | SUN | 300
| UT | Manti Lower | 1020 | NWPP | WECC Northwest | WAT | 1.2 |  | 1566 |  |  | 0 |  |  |  | 0
| UT | Manti Upper | 3676 | NWPP | WECC Northwest | WAT | 1.6 |  | 1400 |  |  | 0 |  |  |  | 0
| UT | Milford 2 | 59958 | NWPP | WECC Northwest | SUN | 3 |  | 7203 |  |  | 0 |  |  |  | 0
| UT | Milford Flat Solar Plant | 58601 | NWPP | WECC Northwest | SUN | 3 |  | 6293 |  |  | 0 |  |  |  | 0
| UT | Milford Solar 1 | 62812 | NWPP | WECC Northwest | SUN | 99
| UT | Milford Wind Corridor I LLC | 57079 | CAMX | WECC California | WND | 203.5 |  | 394366 |  |  | 0 |  |  |  | 0
| UT | Milford Wind Corridor Phase III | 57546 | NWPP | WECC Northwest | WND | 100
| UT | Milford Wind Corridor Stage II LLC | 57107 | CAMX | WECC California | WND | 102 |  | 197100 |  |  | 0 |  |  |  | 0
| UT | Murray City | 3683 | NWPP | WECC Northwest | NG | 7.2
| UT | Murray Turbine | 8010 | NWPP | WECC Northwest | NG | 42 |  | 9221.001 | 110313 | 0.30244 | 0.065599 | 0.0054834 | NEI avg EF - PM, fuel type, firing type | 110313 | 0.30244
| UT | Olmstead | 3655 | NWPP | WECC Northwest | WAT | 10.3 |  | 0
| UT | Pavant Solar II LLC | 60449 | NWPP | WECC Northwest | SUN | 50 |  | 121567 |  |  | 0 |  |  |  | 0
| UT | Pavant Solar III | 60886 | NWPP | WECC Northwest | SUN | 20 |  | 50512 |  |  | 0 |  |  |  | 0
| UT | Pavant Solar, LLC | 59702 | NWPP | WECC Northwest | SUN | 50 |  | 121658 |  |  | 0 |  |  |  | 0
| UT | Payson | 7408 | NWPP | WECC Northwest | NG | 9.7 |  | 4 | 229.999 | 4.853e-05 | 0.024265 | 0.000422 | Estimated using an emission factor | 229.999 | 4.853e-05
| UT | Pine View Dam | 7132 | NWPP | WECC Northwest | WAT | 1.8 |  | 4117 |  |  | 0 |  |  |  | 0
| UT | Pioneer | 3656 | NWPP | WECC Northwest | WAT | 5 |  | 9235 |  |  | 0 |  |  |  | 0
| UT | Provo Power Plant | 61508 | NWPP | WECC Northwest | NG | 12 |  | 5297 | 68435 | 0.01444 | 0.0054521 | 0.000422 | Estimated using an emission factor | 68435 | 0.01444
| UT | Quail Creek Hydro Plant #1 | 52039 | NWPP | WECC Northwest | WAT | 2.3 |  | 8241 |  |  | 0 |  |  |  | 0
| UT | Quichapa 1 | 61119 | NWPP | WECC Northwest | SUN | 3 |  | 8053 |  |  | 0 |  |  |  | 0
| UT | Quichapa 2 | 61120 | NWPP | WECC Northwest | SUN | 3 |  | 7957 |  |  | 0 |  |  |  | 0
| UT | Quichapa 3 | 61121 | NWPP | WECC Northwest | SUN | 3 |  | 7964 |  |  | 0 |  |  |  | 0
| UT | Sage Solar I-III | 62399 | NWPP | WECC Northwest | SUN | 57.6
| UT | Salt Lake Energy Systems | 56554 | NWPP | WECC Northwest | LFG | 3.2 |  | 25856 | 282366 | 2.0754 | 0.16054 | 0.0147 | Estimated using an emission factor | 282366 | 2.0754
| UT | Salt Palace Solar Gen Plant | 58006 | NWPP | WECC Northwest | SUN | 1.3 |  | 2277 |  |  | 0 |  |  |  | 0
| UT | Sigurd Solar LLC | 62666 | NWPP | WECC Northwest | SUN | 80
| UT | Snake Creek | 3658 | NWPP | WECC Northwest | WAT | 1.2 |  | 4978 |  |  | 0 |  |  |  | 0
| UT | Snowbird Power Plant | 10215 | NWPP | WECC Northwest | NG | 1.8 | 0.48118 | 15 | 105.378 | 2.2235e-05 | 0.0029646 | 0.000422 | Estimated using an emission factor | 219 | 4.6209e-05
| UT | South Milford Solar Plant | 59620 | NWPP | WECC Northwest | SUN | 2.9 |  | 7703 |  |  | 0 |  |  |  | 0
| UT | Spanish Fork | 3691 | NWPP | WECC Northwest | WAT | 3.6 |  | 7192.999 |  |  | 0 |  |  |  | 0
| UT | Spanish Fork Wind Park 2 LLC | 56751 | NWPP | WECC Northwest | WND | 18.9 |  | 44398 |  |  | 0 |  |  |  | 0
| UT | St George Red Rock | 7080 | NWPP | WECC Northwest | DFO | 14 |  | 599 | 3837 | 0.59489 | 1.9863 | 0.31008 | Estimated using an emission factor | 3837 | 0.59489
| UT | Stairs | 3659 | NWPP | WECC Northwest | WAT | 1 |  | 3767 |  |  | 0 |  |  |  | 0
| UT | Sunnyside Cogen Associates | 50951 | NWPP | WECC Northwest | WC | 58.1 | 1 | 412891 | 4989073.399 | 15.4788 | 0.074978 | 0.0062051 | EPA/NEI | 4989073.399 | 15.4788
| UT | Tesoro SLC Cogeneration Plant | 56509 | NWPP | WECC Northwest | NG | 30.4 | 0.97054 | 182165 | 2013633.977 | 5.5208 | 0.060613 | 0.0054834 | NEI avg EF - PM, fuel type, firing type | 2074765 | 5.6884
| UT | Thermo No 1 | 57353 | NWPP | WECC Northwest | GEO | 28 |  | 64926 |  |  | 0 |  | EPA/NEI; Estimated using an emission factor |  | 0
| UT | Thermo Solar PV-01 | 59883 | NWPP | WECC Northwest | SUN | 2.9
| UT | Three Peaks Power | 60432 | NWPP | WECC Northwest | SUN | 80 |  | 225931 |  |  | 0 |  |  |  | 0
| UT | Tooele Army Depot | 59817 | NWPP | WECC Northwest | WND | 3.2 |  | 3440 |  |  | 0 |  | EPA/NEI; Estimated using an emission factor |  | 0
| UT | Trans-Jordan Generating Station | 56853 | NWPP | WECC Northwest | LFG | 4.8 |  | 38504.001 | 465200.001 | 3.4192 | 0.1776 | 0.0147 | Estimated using an emission factor | 465200.001 | 3.4192
| UT | Uintah | 3704 | NWPP | WECC Northwest | WAT | 1.2 |  | 6436 |  |  | 0 |  |  |  | 0
| UT | Unit 4 | 7015 | NWPP | WECC Northwest | WAT | 1.5 |  | 4471 |  |  | 0 |  |  |  | 0
| UT | Upper Beaver | 3643 | NWPP | WECC Northwest | WAT | 2.5 |  | 7387 |  |  | 0 |  |  |  | 0
| UT | US Magnesium | 58191 | NWPP | WECC Northwest | NG | 78 | 0.34058 | 217208.999 | 1656118.982 | 4.5406 | 0.041808 | 0.0054834 | EPA/NEI; Estimated using an emission factor | 4862610.999 | 13.3318
| UT | Utah Red Hills Renewable Energy Park | 58660 | NWPP | WECC Northwest | SUN | 80 |  | 209479 |  |  | 0 |  |  |  | 0
| UT | Veyo Heat Recovery Project | 60421 | NWPP | WECC Northwest | WH | 9.5 | 1 | 53104 |  |  | 0 |  |  |  | 0
| UT | Wanship | 3698 | NWPP | WECC Northwest | WAT | 1.9 |  | 5863 |  |  | 0 |  |  |  | 0
| UT | Washington City Electric Generation | 59660 | NWPP | WECC Northwest | NG | 6 |  | 104.001 | 10863 | 0.0022921 | 0.044078 | 0.000422 | Estimated using an emission factor | 10863 | 0.0022921
| UT | Weber | 3661 | NWPP | WECC Northwest | WAT | 3.8 |  | 11273 |  |  | 0 |  |  |  | 0
| UT | Weber State University - Davis Campus PV | 60821 | NWPP | WECC Northwest | SUN | 1.3 |  | 2380 |  |  | 0 |  |  |  | 0
| UT | Whitehead | 7028 | NWPP | WECC Northwest | NG | 31 | 1 | 10130.999 | 111330 | 0.02349 | 0.0046373 | 0.000422 | Estimated using an emission factor | 111330 | 0.02349
| UT | Bonanza | 7790 | NWPP | WECC Northwest | BIT | 609.5 |  | 3654103 | 39741115 | 506.8979 | 0.27744 | 0.02551 | EPA/NEI | 39741115 | 506.8979
| UT | Currant Creek Power Project | 56102 | NWPP | WECC Northwest | NG | 649 |  | 2418275 | 18019971 | 23.8174 | 0.019698 | 0.0026434 | EPA/NEI | 18019971 | 23.8174
| UT | Gadsby | 3648 | NWPP | WECC Northwest | NG | 492.1 |  | 59310 | 1020953 | 3.8247 | 0.12897 | 0.0074924 | EPA/NEI | 1020953 | 3.8247
| UT | Hunter | 6165 | NWPP | WECC Northwest | BIT | 1577.2 |  | 8293966 | 86611650 | 126.2017 | 0.030432 | 0.0029142 | EPA/NEI | 86611650 | 126.2017
| UT | Huntington | 8069 | NWPP | WECC Northwest | BIT | 1037.3 |  | 5087824 | 53114190 | 170.3597 | 0.066968 | 0.0064148 | EPA/NEI | 53114190 | 170.3597
| UT | Intermountain | 6481 | CAMX | WECC California | BIT | 1640 |  | 8499300 | 82934315 | 987.2823 | 0.23232 | 0.023809 | EPA/NEI | 82934315 | 987.2823
| UT | Lake Side Power Plant | 56237 | NWPP | WECC Northwest | NG | 1385 |  | 4861169 | 35860774 | 55.3033 | 0.022753 | 0.0030843 | EPA/NEI | 35860774 | 55.3033
| UT | Millcreek Power | 56253 | NWPP | WECC Northwest | NG | 80 |  | 111468 | 1149954 | 3.2976 | 0.059167 | 0.0057352 | EPA/NEI | 1149954 | 3.2976
| UT | Nebo Power Station | 56177 | NWPP | WECC Northwest | NG | 140 |  | 433490 | 3358078 | 9.6653 | 0.044593 | 0.0057564 | NEI avg EF - PM, fuel type, firing type | 3358078 | 9.6653
| UT | West Valley Power Plant | 55622 | NWPP | WECC Northwest | NG | 217 |  | 215130 | 2356203 | 4.6296 | 0.04304 | 0.0039297 | EPA/NEI | 2356203 | 4.6296
| VA | Amelia | 56681 | SRVC | SERC Virginia/Carolina | LFG | 14.4 |  | 45656.976 | 499447.008 | 3.6709 | 0.1608 | 0.0147 | Estimated using an emission factor | 499447.008 | 3.6709
| VA | Ameresco Stafford | 56894 | SRVC | SERC Virginia/Carolina | LFG | 2.2 |  | 10959 | 118391 | 0.87018 | 0.15881 | 0.0147 | Estimated using an emission factor | 118391 | 0.87018
| VA | Bath County | 6167 | SRVC | SERC Virginia/Carolina | WAT | 2862 |  | -982621.998 |  |  | 0 |  |  |  | 0
| VA | Bayview | 3782 | RFCE | RFC East | DFO | 12 |  | 2949 | 28507.002 | 4.4184 | 2.9966 | 0.30999 | Estimated using an emission factor | 28507.002 | 4.4184
| VA | Bedford Solar | 61126 | RFCW | RFC West | SUN | 3 |  | 5361 |  |  | 0 |  |  |  | 0
| VA | Belle Haven Diesel Generation Facility | 60234 | RFCE | RFC East | DFO | 4 |  | 248 | 2345 | 0.36363 | 2.9325 | 0.31013 | Estimated using an emission factor | 2345 | 0.36363
| VA | Boydton Plank Road Cogen Plant | 54766 | SRVC | SERC Virginia/Carolina | DFO | 10.2 |  | 495.006 | 4706.008 | 0.72726 | 2.9384 | 0.30908 | Estimated using an emission factor | 4706.008 | 0.72726
| VA | Brasfield | 10155 | SRVC | SERC Virginia/Carolina | WAT | 2.9 |  | 11072 |  |  | 0 |  |  |  | 0
| VA | Bristol Plant | 60222 | SRTV | SERC Tennessee Valley | LFG | 5.4 |  | 8733.996 | 107364.006 | 0.78917 | 0.18071 | 0.014701 | Estimated using an emission factor | 107364.006 | 0.78917
| VA | Brunswick Landfill Gas | 56682 | SRVC | SERC Virginia/Carolina | LFG | 10.5 |  | 49805 | 538798.995 | 3.9601 | 0.15902 | 0.0147 | Estimated using an emission factor | 538798.995 | 3.9601
| VA | Buck Hydro | 3772 | RFCW | RFC West | WAT | 8.4 |  | 37376.001 |  |  | 0 |  |  |  | 0
| VA | Buckingham Solar LLC | 60917 | SRVC | SERC Virginia/Carolina | SUN | 19.8 |  | 30511 |  |  | 0 |  |  |  | 0
| VA | Byllesby 2 | 3773 | RFCW | RFC West | WAT | 21.6 |  | 53416 |  |  | 0 |  |  |  | 0
| VA | C4GT | 61760 | SRVC | SERC Virginia/Carolina | NG | 1060
| VA | Charles City | 56683 | SRVC | SERC Virginia/Carolina | LFG | 14.4 |  | 68497.008 | 737620.992 | 5.4215 | 0.1583 | 0.0147 | Estimated using an emission factor | 737620.992 | 5.4215
| VA | Cherrydale Solar Power Facility | 61375 | RFCE | RFC East | SUN | 20 |  | 31614 |  |  | 0 |  |  |  | 0
| VA | Chesapeake | 3803 | SRVC | SERC Virginia/Carolina | DFO | 812.1 |  | 1529 | 21134.999 | 0.18238 | 0.23856 | 0.017258 | EPA/NEI; Estimated using an emission factor | 21134.999 | 0.18238
| VA | Chesterfield Landfill Gas | 56684 | SRVC | SERC Virginia/Carolina | LFG | 14.4 |  | 63698.976 | 783026.016 | 5.7552 | 0.1807 | 0.0147 | Estimated using an emission factor | 783026.016 | 5.7552
| VA | Church Street Plant | 7438 | SRVC | SERC Virginia/Carolina | DFO | 7.3 |  | 59 | 509.001 | 0.079205 | 2.6849 | 0.31122 | EPA/NEI; Estimated using an emission factor | 509.001 | 0.079205
| VA | Clarke Solar Power Facility | 61374 | RFCW | RFC West | SUN | 10 |  | 16330 |  |  | 0 |  |  |  | 0
| VA | Claytor | 3774 | RFCW | RFC West | WAT | 74.8 |  | 304469 |  |  | 0 |  |  |  | 0
| VA | Coastal Virginia Offshore Wind (CVOW) | 59693 | SRVC | SERC Virginia/Carolina | WND | 12
| VA | Coleman Falls | 56313 | RFCW | RFC West | WAT | 1.5 |  | 0
| VA | Colonial Trail West | 61985 | SRVC | SERC Virginia/Carolina | SUN | 142.4
| VA | Correctional Solar LLC | 60915 | SRVC | SERC Virginia/Carolina | SUN | 20 |  | 33266 |  |  | 0 |  |  |  | 0
| VA | Covanta Alexandria/Arlington Energy | 50663 | SRVC | SERC Virginia/Carolina | MSW | 29 |  | 132255 | 3353560.091 | 2.6158 | 0.039557 | 0.00156 | Estimated using an emission factor | 3353560.091 | 2.6158
| VA | Covanta Fairfax Energy | 50658 | SRVC | SERC Virginia/Carolina | MSW | 124 |  | 663657 | 11703455.109 | 8.2158 | 0.024759 | 0.001404 | Estimated using an emission factor | 11703455.109 | 8.2158
| VA | Cushaw | 3798 | SRVC | SERC Virginia/Carolina | WAT | 7.5 |  | 1710 |  |  | 0 |  |  |  | 0
| VA | Danville | 61849 | SRVC | SERC Virginia/Carolina | SUN | 6 |  | 5661 |  |  | 0 |  |  |  | 0
| VA | Danville Kentuck Road Plant | 56364 | SRVC | SERC Virginia/Carolina | DFO | 1.8 |  | 0
| VA | Danville New Design Plant | 56363 | SRVC | SERC Virginia/Carolina | DFO | 1.8 |  | 0
| VA | Danville Westover Plant | 56365 | SRVC | SERC Virginia/Carolina | DFO | 1.8 |  | 126 | 1725 | 0.26737 | 4.244 | 0.31 | Estimated using an emission factor | 1725 | 0.26737
| VA | Dean Drive Area Electric Generators | 56491 | SRVC | SERC Virginia/Carolina | DFO | 3.2 |  | 49 | 509 | 0.07905 | 3.2265 | 0.31061 | Estimated using an emission factor | 509 | 0.07905
| VA | Depot Solar Center, LLC | 61691 | SRVC | SERC Virginia/Carolina | SUN | 15
| VA | Desper Solar | 62730 | SRVC | SERC Virginia/Carolina | SUN | 88.2
| VA | DG AMP Solar Front Royal | 61055 | SRVC | SERC Virginia/Carolina | SUN | 2.5 |  | 4565 |  |  | 0 |  |  |  | 0
| VA | Dominion/Lo Mar | 7797 | SRVC | SERC Virginia/Carolina | DFO | 24.6 |  | 171.999 | 2041 | 0.18039 | 2.0975 | 0.17676 | EPA/NEI; Estimated using an emission factor | 2041 | 0.18039
| VA | Downtown | 55954 | SRVC | SERC Virginia/Carolina | DFO | 3.2 |  | 48 | 522 | 0.08091 | 3.3712 | 0.31 | Estimated using an emission factor | 522 | 0.08091
| VA | Eastern Shore Solar, LLC | 60127 | RFCE | RFC East | SUN | 80 |  | 153665 |  |  | 0 |  |  |  | 0
| VA | Electric Avenue Facility | 56367 | SRVC | SERC Virginia/Carolina | DFO | 6.9 |  | 119.999 | 1104 | 0.17112 | 2.852 | 0.31 | Estimated using an emission factor | 1104 | 0.17112
| VA | Elkton | 52148 | SRVC | SERC Virginia/Carolina | NG | 9.8 | 0.10139 | 15193.999 | 86218.705 | 0.44875 | 0.059069 | 0.01041 | EPA/NEI; Estimated using an emission factor | 850382 | 4.4261
| VA | Emporia | 50175 | SRVC | SERC Virginia/Carolina | WAT | 2.5 |  | 5479 |  |  | 0 |  |  |  | 0
| VA | Essex Solar Center | 61406 | SRVC | SERC Virginia/Carolina | SUN | 20 |  | 37917 |  |  | 0 |  |  |  | 0
| VA | Flannagan Hydroelectric Project | 58827 | RFCW | RFC West | WAT | 1.6
| VA | Frederick County LFGTE Facility | 57754 | SRVC | SERC Virginia/Carolina | LFG | 2 |  | 9719 | 100438 | 0.73822 | 0.15191 | 0.0147 | Estimated using an emission factor | 100438 | 0.73822
| VA | Fries Hydroelectric Project | 10798 | RFCW | RFC West | WAT | 5.4 |  | 25681 |  |  | 0 |  |  |  | 0
| VA | Gateway Gen | 7798 | SRVC | SERC Virginia/Carolina | DFO | 3.6 |  | 37 | 353 | 0.05487 | 2.9659 | 0.31088 | Estimated using an emission factor | 353 | 0.05487
| VA | Glen Lyn | 3776 | RFCW | RFC West | BIT | 337.5
| VA | Godwin Drive Plant | 7439 | SRVC | SERC Virginia/Carolina | DFO | 6.3 |  | 96 | 992.999 | 0.15376 | 3.2033 | 0.30969 | Estimated using an emission factor | 992.999 | 0.15376
| VA | Grasshopper Solar | 62813 | SRVC | SERC Virginia/Carolina | SUN | 80
| VA | Halifax | 50178 | SRVC | SERC Virginia/Carolina | WAT | 1.6 |  | 3282 |  |  | 0 |  |  |  | 0
| VA | Halifax County Biomass | 58560 | SRVC | SERC Virginia/Carolina | WDS | 49.9 |  | 260291 | 3762721.06 | 42.918 | 0.32977 | 0.022812 | NEI avg EF - PM, fuel type | 3762721.06 | 42.918
| VA | Harrisonburg Power Plant | 56006 | SRVC | SERC Virginia/Carolina | NG | 2.5
| VA | Henrico | 57356 | SRVC | SERC Virginia/Carolina | LFG | 3.6 |  | 16163.004 | 183683.004 | 1.3501 | 0.16706 | 0.0147 | Estimated using an emission factor | 183683.004 | 1.3501
| VA | Highlander Solar Station 1 | 62014 | SRVC | SERC Virginia/Carolina | SUN | 165
| VA | Holcomb Rock | 56314 | RFCW | RFC West | WAT | 1.8 |  | 0
| VA | Hollyfield | 61023 | SRVC | SERC Virginia/Carolina | SUN | 17 |  | 6017 |  |  | 0 |  |  |  | 0
| VA | Hopewell Mill | 50813 | SRVC | SERC Virginia/Carolina | BLQ | 47.6 | 0.20892 | 287497 | 2046708.346 | 10.8578 | 0.075533 | 0.01061 | EPA/NEI; Estimated using an emission factor | 9796680 | 51.9713
| VA | HP Hood CT | 59860 | RFCW | RFC West | NG | 15 | 0.44339 | 83390 | 417877.106 | 1.1457 | 0.027478 | 0.0054834 | NEI avg EF - PM, fuel type, firing type | 942457 | 2.5839
| VA | I 95 Landfill Phase II | 54723 | SRVC | SERC Virginia/Carolina | LFG | 3.2 |  | 15781 | 218247 | 1.6041 | 0.2033 | 0.0147 | Estimated using an emission factor | 218247 | 1.6041
| VA | I 95 Municipal Landfill Phase I | 52051 | SRVC | SERC Virginia/Carolina | LFG | 3.2 | 1 | 13764 | 164774 | 1.2111 | 0.17598 | 0.0147 | Estimated using an emission factor | 164774 | 1.2111
| VA | IKEA Norfolk Rooftop PV System | 62355 | SRVC | SERC Virginia/Carolina | SUN | 1.3
| VA | International Paper Franklin Mill | 52152 | SRVC | SERC Virginia/Carolina | BLQ | 146.1 | 0.22531 | 237532 | 1351072.1 | 20.9747 | 0.17661 | 0.031049 | EPA/NEI; Estimated using an emission factor | 5996633.76 | 93.0949
| VA | John H Kerr | 3833 | SRVC | SERC Virginia/Carolina | WAT | 296.8 |  | 735128.998 |  |  | 0 |  |  |  | 0
| VA | King & Queen | 56686 | SRVC | SERC Virginia/Carolina | LFG | 10.8 |  | 67312.008 | 674420.004 | 4.957 | 0.14728 | 0.0147 | Estimated using an emission factor | 674420.004 | 4.957
| VA | Leesville | 3777 | RFCW | RFC West | WAT | 40 |  | 83759 |  |  | 0 |  |  |  | 0
| VA | Low Moor | 3799 | SRVC | SERC Virginia/Carolina | DFO | 82.8 |  | 2916 | 45946 | 0.39652 | 0.27196 | 0.01726 | NEI avg EF - PM, fuel type, firing type | 45946 | 0.39652
| VA | Luray Hydro Station | 3789 | RFCW | RFC West | WAT | 1.6 |  | 5629 |  |  | 0 |  |  |  | 0
| VA | Martin Solar Center | 61458 | SRVC | SERC Virginia/Carolina | SUN | 5 |  | 8793 |  |  | 0 |  |  |  | 0
| VA | Martinsville | 3826 | RFCW | RFC West | WAT | 1.3 |  | 647 |  |  | 0 |  |  |  | 0
| VA | Martinsville LFG Generator | 57893 | RFCW | RFC West | LFG | 1.1 |  | 4382 | 52570 | 0.38639 | 0.17635 | 0.0147 | Estimated using an emission factor | 52570 | 0.38639
| VA | Meherrin Solar | 62758 | SRVC | SERC Virginia/Carolina | SUN | 59.6
| VA | Merck | 59905 | SRVC | SERC Virginia/Carolina | SUN | 2.1 |  | 152 |  |  | 0 |  |  |  | 0
| VA | MillerCoors Shenandoah Brewery | 58057 | RFCW | RFC West | OBG | 1.4 |  | 5552 | 52486 | 0.56685 | 0.2042 | 0.0216 | Estimated using an emission factor | 52486 | 0.56685
| VA | MM Prince William Energy | 55156 | SRVC | SERC Virginia/Carolina | LFG | 6.6 |  | 50977.999 | 599978 | 4.4098 | 0.17301 | 0.0147 | Estimated using an emission factor | 599978 | 4.4098
| VA | Monterey Diesel Generation Facility | 59614 | RFCW | RFC West | DFO | 6 |  | 253 | 2362 | 0.3658 | 2.8917 | 0.30974 | Estimated using an emission factor | 2362 | 0.3658
| VA | Mount Clinton | 56004 | SRVC | SERC Virginia/Carolina | DFO | 24 |  | 229.32 | 3084 | 0.18617 | 1.6237 | 0.12074 | EPA/NEI; Estimated using an emission factor | 3084 | 0.18617
| VA | Mt. Jackson Solar | 61318 | SRVC | SERC Virginia/Carolina | SUN | 15.7
| VA | Multitrade of Pittsylvania LP | 52118 | SRVC | SERC Virginia/Carolina | WDS | 90 |  | 102952 | 1558717.6 | 17.7789 | 0.34538 | 0.022812 | EPA/NEI; Estimated using an emission factor | 1558717.6 | 17.7789
| VA | New River | 59845 | SRVC | SERC Virginia/Carolina | LFG | 5.4 |  | 20971.998 | 209098.998 | 1.5369 | 0.14657 | 0.0147 | Estimated using an emission factor | 209098.998 | 1.5369
| VA | Newport Hydro Station | 3790 | RFCW | RFC West | WAT | 1.4 |  | 3941 |  |  | 0 |  |  |  | 0
| VA | Niagara | 3778 | RFCW | RFC West | WAT | 3.6 |  | 7858 |  |  | 0 |  |  |  | 0
| VA | North Anna | 6168 | SRVC | SERC Virginia/Carolina | NUC | 1960.4 |  | 16034822 |  |  | 0 |  | EPA/NEI; Estimated using an emission factor |  | 0
| VA | Northern Neck | 3800 | SRVC | SERC Virginia/Carolina | DFO | 82.8 |  | 2525 | 39264 | 0.33883 | 0.26838 | 0.017259 | NEI avg EF - PM, fuel type, firing type | 39264 | 0.33883
| VA | Nottoway Diesel Generating Facility | 7941 | SRVC | SERC Virginia/Carolina | DFO | 4 |  | 257 | 2442 | 0.37851 | 2.9456 | 0.31 | Estimated using an emission factor | 2442 | 0.37851
| VA | Oceana Solar | 60584 | SRVC | SERC Virginia/Carolina | SUN | 17.6 |  | 27425 |  |  | 0 |  |  |  | 0
| VA | Onancock Diesel Generation Facility | 60236 | RFCE | RFC East | DFO | 4 |  | 193 | 1832 | 0.28396 | 2.9426 | 0.31 | Estimated using an emission factor | 1832 | 0.28396
| VA | Palmer Solar Center | 61457 | SRVC | SERC Virginia/Carolina | SUN | 5 |  | 10323 |  |  | 0 |  |  |  | 0
| VA | Park 500 Philip Morris USA | 50275 | SRVC | SERC Virginia/Carolina | NG | 19.1 | 0.18722 | 23494.701 | 160720.304 | 0.6471 | 0.055084 | 0.0080524 | EPA/NEI; Estimated using an emission factor | 858475.76 | 3.4564
| VA | Perdue Diesel Generation Facility | 60235 | RFCE | RFC East | DFO | 4 |  | 207 | 1960 | 0.3038 | 2.9353 | 0.31 | Estimated using an emission factor | 1960 | 0.3038
| VA | Philip Morris | 59911 | SRVC | SERC Virginia/Carolina | SUN | 2 |  | 69 |  |  | 0 |  |  |  | 0
| VA | Philpott Lake | 3834 | RFCW | RFC West | WAT | 14 |  | 31780 |  |  | 0 |  |  |  | 0
| VA | Piney Creek Solar | 62768 | SRVC | SERC Virginia/Carolina | SUN | 80
| VA | Pinnacles | 3825 | SRVC | SERC Virginia/Carolina | WAT | 11.1 |  | 34469.001 |  |  | 0 |  |  |  | 0
| VA | Pleasant Valley (VA) | 56005 | SRVC | SERC Virginia/Carolina | DFO | 20.5 |  | 205.8 | 3055 | 0.093108 | 0.90484 | 0.060955 | EPA/NEI; Estimated using an emission factor | 3055 | 0.093108
| VA | Pleinmont Solar 1 | 62012 | SRVC | SERC Virginia/Carolina | SUN | 75
| VA | Pleinmont Solar 2 | 62013 | SRVC | SERC Virginia/Carolina | SUN | 240
| VA | Ponton Diesel Generating Facility | 7940 | SRVC | SERC Virginia/Carolina | DFO | 4 |  | 166 | 1584 | 0.24552 | 2.9581 | 0.31 | Estimated using an emission factor | 1584 | 0.24552
| VA | Poplar Camp Wind Farm | 61111 | NYUP | NPCC Upstate NY | WND | 72
| VA | Pretlow | 55953 | SRVC | SERC Virginia/Carolina | DFO | 3.2 |  | 29 | 360 | 0.0558 | 3.8483 | 0.31 | Estimated using an emission factor | 360 | 0.0558
| VA | Puller Solar | 62140 | SRVC | SERC Virginia/Carolina | SUN | 15 |  | 3381 |  |  | 0 |  |  |  | 0
| VA | Radford | 3827 | RFCW | RFC West | WAT | 1
| VA | Radford Army Ammunition Plant | 52072 | RFCW | RFC West | NG | 24 | 1 | 31726 | 2747757 | 11.0631 | 0.69741 | 0.0080524 | EPA/NEI; Estimated using an emission factor | 2747757 | 11.0631
| VA | Rappahannock Solar, LLC | 62780 | SRVC | SERC Virginia/Carolina | SUN | 1.5
| VA | Remington Solar Facility | 59685 | SRVC | SERC Virginia/Carolina | SUN | 20 |  | 35343 |  |  | 0 |  |  |  | 0
| VA | Reusens | 3779 | RFCW | RFC West | WAT | 12.5 |  | 29174 |  |  | 0 |  |  |  | 0
| VA | Richmond Energy | 57897 | SRVC | SERC Virginia/Carolina | LFG | 6.4 |  | 47678 | 615627 | 4.5249 | 0.18981 | 0.0147 | Estimated using an emission factor | 615627 | 4.5249
| VA | Richmond Spider Solar | 62011 | SRVC | SERC Virginia/Carolina | SUN | 20
| VA | Rockville 1 & 2 | 56692 | SRVC | SERC Virginia/Carolina | DFO | 10.8 | 1 | 618.984 | 6333.984 | 0.98208 | 3.1732 | 0.3101 | Estimated using an emission factor | 6333.984 | 0.98208
| VA | Sadler Solar | 62814 | SRVC | SERC Virginia/Carolina | SUN | 100
| VA | Salem Electric Department | 56519 | RFCW | RFC West | DFO | 1.3 |  | 77 | 786 | 0.12183 | 3.1644 | 0.31 | Estimated using an emission factor | 786 | 0.12183
| VA | Salem Street Dept | 56289 | RFCW | RFC West | DFO | 1.8 |  | 120 | 1230 | 0.19065 | 3.1775 | 0.31 | Estimated using an emission factor | 1230 | 0.19065
| VA | Salem Water Plant | 56288 | RFCW | RFC West | DFO | 2 |  | 115 | 1110 | 0.17205 | 2.9922 | 0.31 | Estimated using an emission factor | 1110 | 0.17205
| VA | Sappony Solar LLC | 60916 | SRVC | SERC Virginia/Carolina | SUN | 20 |  | 39067 |  |  | 0 |  |  |  | 0
| VA | Schoolfield Dam | 54655 | SRVC | SERC Virginia/Carolina | WAT | 4.5 |  | 13346.001 |  |  | 0 |  |  |  | 0
| VA | Scott Solar Farm | 60316 | SRVC | SERC Virginia/Carolina | SUN | 17 |  | 13348 |  |  | 0 |  |  |  | 0
| VA | Scott-II Solar LLC | 60968 | SRVC | SERC Virginia/Carolina | SUN | 20 |  | 37374 |  |  | 0 |  |  |  | 0
| VA | Skipjack Solar Center | 62675 | SRVC | SERC Virginia/Carolina | SUN | 175
| VA | Smith Mountain | 3780 | RFCW | RFC West | WAT | 547.5 |  | 52415 |  |  | 0 |  | EPA/NEI; Estimated using an emission factor |  | 0
| VA | Snowden | 3821 | RFCW | RFC West | WAT | 5 |  | 12411 |  |  | 0 |  |  |  | 0
| VA | Southampton Solar, LLC | 61422 | SRVC | SERC Virginia/Carolina | SUN | 100 |  | 207258 |  |  | 0 |  |  |  | 0
| VA | Spring Grove I | 61986 | SRVC | SERC Virginia/Carolina | SUN | 97.9
| VA | Stratford Solar Center, LLC | 61908 | SRVC | SERC Virginia/Carolina | SUN | 15
| VA | Suffolk Energy Partners LP | 54781 | SRVC | SERC Virginia/Carolina | LFG | 3.2 |  | 19024 | 244484 | 1.797 | 0.18891 | 0.0147 | Estimated using an emission factor | 244484 | 1.797
| VA | Surry | 3806 | SRVC | SERC Virginia/Carolina | NUC | 1695 |  | 13219137 |  |  | 0 |  |  |  | 0
| VA | Tangier | 6390 | RFCE | RFC East | DFO | 4.1 |  | 165 | 1816 | 0.28148 | 3.4119 | 0.31 | EPA/NEI; Estimated using an emission factor | 1816 | 0.28148
| VA | Virginia Beach | 56693 | SRVC | SERC Virginia/Carolina | LFG | 10.8 |  | 1488.996 | 14245.992 | 0.10478 | 0.14074 | 0.01471 | Estimated using an emission factor | 14245.992 | 0.10478
| VA | Virginia Tech Power Plant | 56785 | RFCW | RFC West | NG | 6.3 | 0.09586 | 21780 | 122589.263 | 0.49357 | 0.045323 | 0.0080524 | NEI avg EF - PM, fuel type | 1278832 | 5.1489
| VA | VMEA 1 Credit Gen | 7440 | SRVC | SERC Virginia/Carolina | DFO | 14.8 |  | 184.998 | 1480 | 0.22893 | 2.475 | 0.30937 | EPA/NEI; Estimated using an emission factor | 1480 | 0.22893
| VA | VMEA Peaking Gen | 7441 | SRVC | SERC Virginia/Carolina | DFO | 6.4 |  | 83 | 732 | 0.11346 | 2.734 | 0.31 | Estimated using an emission factor | 732 | 0.11346
| VA | Waste Management Bethel LFGTE | 56531 | SRVC | SERC Virginia/Carolina | LFG | 4.8 |  | 37515 | 448033.998 | 3.293 | 0.17556 | 0.0147 | Estimated using an emission factor | 448033.998 | 3.293
| VA | Waste Management King George LFGTE | 57022 | SRVC | SERC Virginia/Carolina | LFG | 13.2 |  | 83002 | 1472868 | 15.907 | 0.38329 | 0.0216 | Estimated using an emission factor | 1472868 | 15.907
| VA | Waste Management Middle Peninsula LFGTE | 57018 | SRVC | SERC Virginia/Carolina | LFG | 6.4 |  | 51156 | 590824 | 4.3426 | 0.16978 | 0.0147 | Estimated using an emission factor | 590824 | 4.3426
| VA | Water Treatment Plant Generators | 56368 | SRVC | SERC Virginia/Carolina | DFO | 1.8 |  | 4 | 53 | 0.008215 | 4.1075 | 0.31 | Estimated using an emission factor | 53 | 0.008215
| VA | Waynesboro Virginia Plant | 10796 | SRVC | SERC Virginia/Carolina | BIT | 12.4
| VA | Western Branch High School | 59904 | SRVC | SERC Virginia/Carolina | SUN | 1 |  | 48 |  |  | 0 |  |  |  | 0
| VA | Wheelabrator Portsmouth | 54998 | SRVC | SERC Virginia/Carolina | MSW | 60 | 0.28247 | 217662 | 2080344.904 | 22.7174 | 0.20874 | 0.02184 | Estimated using an emission factor | 7364768.118 | 80.4233
| VA | Whitehouse Solar Farm | 60319 | SRVC | SERC Virginia/Carolina | SUN | 20 |  | 28485 |  |  | 0 |  |  |  | 0
| VA | Woodland Solar Farm | 60318 | SRVC | SERC Virginia/Carolina | SUN | 19 |  | 27099 |  |  | 0 |  |  |  | 0
| VA | Altavista Power Station | 10773 | SRVC | SERC Virginia/Carolina | WDS | 71.1 |  | 274069 | 3818630 | 10.1534 | 0.074093 | 0.0053178 | EPA/NEI | 3818630 | 10.1534
| VA | Bear Garden Generating Station | 56807 | SRVC | SERC Virginia/Carolina | NG | 559 |  | 4012754 | 28216382 | 22.8478 | 0.011388 | 0.0016195 | EPA/NEI | 28216382 | 22.8478
| VA | Bellemeade Power Station | 50966 | SRVC | SERC Virginia/Carolina | NG | 330 |  | 39792 | 357536 | 0.60739 | 0.030528 | 0.0033977 | EPA/NEI | 357536 | 0.60739
| VA | Birchwood Power Facility | 54304 | SRVC | SERC Virginia/Carolina | BIT | 258.3 | 1 | 547512 | 5999989 | 5.2679 | 0.019243 | 0.001756 | EPA/NEI | 5999989 | 5.2679
| VA | Bremo Power Station | 3796 | SRVC | SERC Virginia/Carolina | NG | 254.2 |  | 14083 | 164355 | 0.3262 | 0.046326 | 0.0039695 | EPA/NEI | 164355 | 0.3262
| VA | Brunswick County Power Station | 58260 | SRVC | SERC Virginia/Carolina | NG | 1472.2 |  | 8439453 | 58507014 | 139.1078 | 0.032966 | 0.0047553 | EPA/NEI | 58507014 | 139.1078
| VA | Buchanan Units 1 & 2 | 55738 | RFCW | RFC West | NG | 88 |  | 196485 | 1858017 | 13 | 0.13233 | 0.013993 | EPA/NEI | 1858017 | 13
| VA | Celanese Acetate LLC | 52089 | RFCW | RFC West | NG | 29.8 | 0.11278 | 171254.238 | 978776.445 | 3.3289 | 0.038876 | 0.0068021 | NEI avg EF - PM, fuel type, firing type | 8678532.001 | 29.5163
| VA | Chesterfield Power Station | 3797 | SRVC | SERC Virginia/Carolina | BIT | 1799.5 |  | 4149677 | 41648661 | 120.4949 | 0.058074 | 0.0057863 | EPA/NEI; Estimated using an emission factor | 41648661 | 120.4949
| VA | City Point Energy Center | 10377 | SRVC | SERC Virginia/Carolina | BIT | 114.8 | 0.051258 | 44177 | 261913.789 | 2.7866 | 0.12616 | 0.021279 | EPA/NEI | 5109684 | 54.3639
| VA | Clinch River | 3775 | RFCW | RFC West | NG | 712.5 |  | 563546 | 6749917 | 41.1373 | 0.14599 | 0.012189 | EPA/NEI; Estimated using an emission factor | 6749917 | 41.1373
| VA | Clover Power Station | 7213 | SRVC | SERC Virginia/Carolina | BIT | 848 |  | 2917180 | 32619504 | 449.8708 | 0.30843 | 0.027583 | EPA/NEI | 32619504 | 449.8708
| VA | Commonwealth Chesapeake | 55381 | RFCE | RFC East | DFO | 402.5 |  | 104503 | 1105272 | 43.1383 | 0.82559 | 0.078059 | EPA/NEI | 1105272 | 43.1383
| VA | Darbytown Combustion Turbine | 7212 | SRVC | SERC Virginia/Carolina | NG | 368.4 |  | 85266 | 1061810 | 5.3576 | 0.12567 | 0.010091 | EPA/NEI; Estimated using an emission factor | 1061810 | 5.3576
| VA | Doswell Limited Partnership | 52019 | SRVC | SERC Virginia/Carolina | NG | 1313 |  | 4858224.359 | 44913228 | 495.0876 | 0.20381 | 0.022046 | EPA/NEI; Estimated using an emission factor | 44913228 | 495.0876
| VA | Elizabeth River Combustion Turbine Sta | 52087 | SRVC | SERC Virginia/Carolina | NG | 388.8 |  | 252114.999 | 3055783 | 11.7385 | 0.09312 | 0.0076828 | EPA/NEI | 3055783 | 11.7385
| VA | Gordonsville Power Station | 54844 | SRVC | SERC Virginia/Carolina | NG | 300.4 |  | 815652 | 7142344 | 23.0987 | 0.056639 | 0.0064681 | EPA/NEI | 7142344 | 23.0987
| VA | GP Big Island, LLC | 50479 | RFCW | RFC West | NG | 7.9 | 0.13959 | 53863 | 238715.814 | 0.37564 | 0.013948 | 0.0031471 | EPA/NEI; Estimated using an emission factor | 1710163 | 2.6911
| VA | Gravel Neck Combustion Turbine | 7032 | SRVC | SERC Virginia/Carolina | NG | 407.7 |  | 91390.001 | 1150585 | 17.7545 | 0.38854 | 0.030862 | EPA/NEI | 1150585 | 17.7545
| VA | Greensville County Power Station | 59913 | SRVC | SERC Virginia/Carolina | NG | 1773.3 |  | 917306 | 5364655 | 15.4406 | 0.033665 | 0.0057564 | NEI avg EF - PM, fuel type, firing type | 5364655 | 15.4406
| VA | Hopewell Cogeneration Facility | 10633 | SRVC | SERC Virginia/Carolina | NG | 399 | 0.9335 | 1434087 | 11918621.293 | 9.9881 | 0.01393 | 0.001676 | EPA/NEI | 12767666 | 10.6996
| VA | Hopewell Power Station | 10771 | SRVC | SERC Virginia/Carolina | WDS | 71.1 | 1 | 305797 | 4458061 | 17.577 | 0.11496 | 0.0078855 | EPA/NEI | 4458061 | 17.577
| VA | Ladysmith Combustion Turbine Sta | 7839 | SRVC | SERC Virginia/Carolina | NG | 892.5 |  | 698227 | 7043619 | 24.2737 | 0.069529 | 0.0068924 | EPA/NEI | 7043619 | 24.2737
| VA | Louisa Generation Facility | 7837 | SRVC | SERC Virginia/Carolina | NG | 509.1 |  | 537224.998 | 6108869 | 36.525 | 0.13598 | 0.011958 | EPA/NEI | 6108869 | 36.525
| VA | Marsh Run Generation Facility | 7836 | SRVC | SERC Virginia/Carolina | NG | 708.8 |  | 564064.001 | 5869446 | 34.875 | 0.12366 | 0.011884 | EPA/NEI | 5869446 | 34.875
| VA | Mecklenburg Power Station | 52007 | SRVC | SERC Virginia/Carolina | BIT | 139.8 |  | 57984 | 732394 | 0.71191 | 0.024556 | 0.0019441 | EPA/NEI | 732394 | 0.71191
| VA | Panda Stonewall Power Project | 59004 | SRVC | SERC Virginia/Carolina | NG | 812 |  | 4868251 | 34655006 | 43.2657 | 0.017775 | 0.0024969 | EPA/NEI | 34655006 | 43.2657
| VA | Possum Point Power Station | 3804 | SRVC | SERC Virginia/Carolina | NG | 2081.9 |  | 3723249.002 | 27463158 | 93.5729 | 0.050264 | 0.0068144 | EPA/NEI | 27463158 | 93.5729
| VA | Remington Combustion Turbine Station | 7838 | SRVC | SERC Virginia/Carolina | NG | 705.5 |  | 954324 | 9614510 | 28.9661 | 0.060705 | 0.0060255 | EPA/NEI | 9614510 | 28.9661
| VA | RockTenn West Point Mill | 10017 | SRVC | SERC Virginia/Carolina | BIT | 101 | 0.17818 | 568429 | 4375555.05 | 42.6643 | 0.15011 | 0.019501 | EPA/NEI; Estimated using an emission factor | 24556846.85 | 239.4434
| VA | Southampton Power Station | 10774 | SRVC | SERC Virginia/Carolina | WDS | 71.1 | 1 | 313703 | 4721854 | 13.8144 | 0.088073 | 0.0058513 | EPA/NEI | 4721854 | 13.8144
| VA | Spruance Genco, LLC | 54081 | SRVC | SERC Virginia/Carolina | BIT | 229.6 | 0.030534 | 38985 | 243393.826 | 0.87816 | 0.045051 | 0.0072159 | EPA/NEI; Estimated using an emission factor | 7971349 | 28.76
| VA | Tasley Energy Center | 3785 | RFCE | RFC East | DFO | 27 |  | 768 | 18509 | 0.024484 | 0.063761 | 0.0026457 | EPA/NEI | 18509 | 0.024484
| VA | Tenaska Virginia Generating Station | 55439 | SRVC | SERC Virginia/Carolina | NG | 946.1 |  | 5771750 | 40861838 | 30.9926 | 0.010739 | 0.0015169 | EPA/NEI | 40861838 | 30.9926
| VA | Virginia City Hybrid Energy Center | 56808 | RFCW | RFC West | BIT | 668 |  | 2957761 | 30117272 | 161.8019 | 0.10941 | 0.010745 | EPA/NEI | 30117272 | 161.8019
| VA | Warren County Power Station | 55939 | SRVC | SERC Virginia/Carolina | NG | 1472.2 |  | 8203122 | 56474491 | 45.4868 | 0.01109 | 0.0016109 | EPA/NEI | 56474491 | 45.4868
| VA | WestRock Virginia Corp Covington Ops | 50900 | SRVC | SERC Virginia/Carolina | WDS | 187.4 | 0.20403 | 1006484 | 15501131.936 | 80.7769 | 0.16051 | 0.010422 | EPA/NEI; Estimated using an emission factor | 75973066.033 | 395.8973
| VA | Wolf Hills Energy | 55285 | RFCW | RFC West | NG | 285 |  | 109393 | 1270357 | 8.38 | 0.15321 | 0.013193 | EPA/NEI | 1270357 | 8.38
| VA | Yorktown Power Station | 3809 | SRVC | SERC Virginia/Carolina | RFO | 1257 |  | 626058 | 6470166 | 242.6195 | 0.77507 | 0.074996 | EPA/NEI | 6470166 | 242.6195
| VT | 158th Fighter Wing Solar Farm | 60542 | NEWE | NPCC New England | SUN | 1.3 |  | 1409 |  |  | 0 |  |  |  | 0
| VT | Apple Hill Solar | 61037 | NEWE | NPCC New England | SUN | 2
| VT | Ascutney | 3708 | NEWE | NPCC New England | DFO | 13.2 |  | 252 | 11722 | 0.10116 | 0.80283 | 0.017259 | NEI avg EF - PM, fuel type, firing type | 11722 | 0.10116
| VT | Ball Mountain Hydro | 59040 | NEWE | NPCC New England | WAT | 2.4 |  | 2564.004 |  |  | 0 |  |  |  | 0
| VT | Barton Solar Farm | 59741 | NEWE | NPCC New England | SUN | 1.9 |  | 2548 |  |  | 0 |  |  |  | 0
| VT | Beldens | 6451 | NEWE | NPCC New England | WAT | 5.7 |  | 17698 |  |  | 0 |  |  |  | 0
| VT | Bellows Falls | 3745 | NEWE | NPCC New England | WAT | 40.8 |  | 246119.001 |  |  | 0 |  |  |  | 0
| VT | Bolton Falls | 7056 | NEWE | NPCC New England | WAT | 8.8 |  | 19245 |  |  | 0 |  |  |  | 0
| VT | Boltonville Hydro Associates | 50539 | NEWE | NPCC New England | WAT | 1.1 |  | 3672.001 |  |  | 0 |  |  |  | 0
| VT | Cadys Falls | 3765 | NEWE | NPCC New England | WAT | 1.6 |  | 1403 |  |  | 0 |  |  |  | 0
| VT | Canaan | 3750 | NEWE | NPCC New England | WAT | 1.1 |  | 3722 |  |  | 0 |  |  |  | 0
| VT | Cavendish | 3710 | NEWE | NPCC New England | WAT | 1.7 |  | 6257 |  |  | 0 |  |  |  | 0
| VT | Chace Mill Winooski One | 54355 | NEWE | NPCC New England | WAT | 7.5 |  | 24899.001 |  |  | 0 |  |  |  | 0
| VT | Charlotte Solar LLC VT | 59719 | NEWE | NPCC New England | SUN | 2 |  | 2962 |  |  | 0 |  |  |  | 0
| VT | Chester Power Partners | 59755 | NEWE | NPCC New England | SUN | 2.2 |  | 2474 |  |  | 0 |  |  |  | 0
| VT | Chittenden County Solar Partners | 57481 | NEWE | NPCC New England | SUN | 2.2 |  | 3085 |  |  | 0 |  |  |  | 0
| VT | Claire Solar Farm | 59477 | NEWE | NPCC New England | SUN | 2.2 |  | 3349 |  |  | 0 |  |  |  | 0
| VT | Clarendon Solar Farm | 59476 | NEWE | NPCC New England | SUN | 2 |  | 2624 |  |  | 0 |  |  |  | 0
| VT | Clark Falls | 3711 | NEWE | NPCC New England | WAT | 3 |  | 15316 |  |  | 0 |  |  |  | 0
| VT | Colchester 16 | 3735 | NEWE | NPCC New England | DFO | 18 |  | 169 | 5828 | 0.050294 | 0.59519 | 0.017259 | NEI avg EF - PM, fuel type, firing type | 5828 | 0.050294
| VT | Cold River Road Solar | 60912 | NEWE | NPCC New England | SUN | 2.3 |  | 3230 |  |  | 0 |  |  |  | 0
| VT | Coolidge Solar 1, LLC | 61959 | NEWE | NPCC New England | SUN | 19.6 |  | 317 |  |  | 0 |  |  |  | 0
| VT | Coventry Clean Energy Corporation | 62859 | NEWE | NPCC New England | LFG | 8
| VT | Coventry Photovoltaic, LLC | 60411 | NEWE | NPCC New England | SUN | 2.2 |  | 2288 |  |  | 0 |  |  |  | 0
| VT | Deerfield Wind LLC | 61039 | NEWE | NPCC New England | WND | 30 |  | 89116 |  |  | 0 |  |  |  | 0
| VT | Deweys Mill | 10137 | NEWE | NPCC New England | WAT | 3 |  | 2226 |  |  | 0 |  |  |  | 0
| VT | East Barnet | 788 | NEWE | NPCC New England | WAT | 2.2 |  | 5854 |  |  | 0 |  |  |  | 0
| VT | Elizabeth Mines Solar 1 | 61124 | NEWE | NPCC New England | SUN | 5 |  | 6963 |  |  | 0 |  |  |  | 0
| VT | Essex Junction 19 | 3737 | NEWE | NPCC New England | WAT | 20 |  | 32007 | 4846 | 0.75144 | 0.046955 | 0.31013 | EPA/NEI; Estimated using an emission factor | 4846 | 0.75144
| VT | Fairfax Falls | 3712 | NEWE | NPCC New England | WAT | 3.5 |  | 18426 |  |  | 0 |  |  |  | 0
| VT | Florence | 7337 | NEWE | NPCC New England | DFO | 9.2 | 1 | 0
| VT | Georgia Mountain Community Wind Farm | 58238 | NEWE | NPCC New England | WND | 10 |  | 26455 |  |  | 0 |  |  |  | 0
| VT | Gilman Mill | 10608 | NEWE | NPCC New England | WAT | 8.8 |  | 24492 |  |  | 0 |  | EPA/NEI; Estimated using an emission factor |  | 0
| VT | Glen | 3714 | NEWE | NPCC New England | WAT | 2 |  | 8275 |  |  | 0 |  |  |  | 0
| VT | GMP Solar - Hartford | 60874 | NEWE | NPCC New England | SUN | 5 |  | 7308 |  |  | 0 |  |  |  | 0
| VT | GMP Solar - Panton | 60562 | NEWE | NPCC New England | SUN | 5.9 |  | 8440 | 0 |  | 0 |  | EPA/NEI; Estimated using an emission factor | 0 | 0
| VT | GMP Solar - Richmond | 60547 | NEWE | NPCC New England | SUN | 1.9 |  | 2739 |  |  | 0 |  |  |  | 0
| VT | GMP Solar - Williamstown | 60877 | NEWE | NPCC New England | SUN | 5 |  | 6945 |  |  | 0 |  |  |  | 0
| VT | GMP Solar - Williston | 60875 | NEWE | NPCC New England | SUN | 4.7 |  | 6903 |  |  | 0 |  |  |  | 0
| VT | GMP Solar/Storage-Essex | 62383 | NEWE | NPCC New England |  | 6.5 | [6 empty] | EPA/NEI; Estimated using an emission factor
| VT | GMP Solar/Storage-Ferrisburgh | 62382 | NEWE | NPCC New England |  | 7 | [6 empty] | EPA/NEI; Estimated using an emission factor
| VT | GMP Solar/Storage-Milton | 62381 | NEWE | NPCC New England |  | 7 | [6 empty] | EPA/NEI; Estimated using an emission factor
| VT | Gorge 18 | 6475 | NEWE | NPCC New England | WAT | 3 |  | 9791 |  |  | 0 |  |  |  | 0
| VT | Great Falls (VT) | 3762 | NEWE | NPCC New England | WAT | 1.9 |  | 3141.999 |  |  | 0 |  |  |  | 0
| VT | Harriman | 3746 | NEWE | NPCC New England | WAT | 33.6 |  | 128820.999 |  |  | 0 |  |  |  | 0
| VT | Highgate Falls | 6618 | NEWE | NPCC New England | WAT | 11.1 |  | 33263 |  |  | 0 |  |  |  | 0
| VT | Huntington Falls | 50713 | NEWE | NPCC New England | WAT | 5.7 |  | 21711 |  |  | 0 |  |  |  | 0
| VT | Kingdom Community Wind | 57979 | NEWE | NPCC New England | WND | 65 |  | 160513 |  |  | 0 |  |  |  | 0
| VT | Limerick Road Solar Farm | 60537 | NEWE | NPCC New England | SUN | 2.2 |  | 3294 |  |  | 0 |  |  |  | 0
| VT | Lower Middlebury | 3716 | NEWE | NPCC New England | WAT | 2.4 |  | 6798 |  |  | 0 |  |  |  | 0
| VT | Main Street Solar Project | 59682 | NEWE | NPCC New England | SUN | 1.5 |  | 2156 |  |  | 0 |  |  |  | 0
| VT | Marshfield 6 | 3739 | NEWE | NPCC New England | WAT | 5 |  | 8879 |  |  | 0 |  |  |  | 0
| VT | Mcindoes | 6483 | NEWE | NPCC New England | WAT | 10.4 |  | 45725 |  |  | 0 |  |  |  | 0
| VT | MHG Wallingford | 62728 | NEWE | NPCC New England | SUN | 2.2
| VT | Middlebury College | 57804 | NEWE | NPCC New England | WDS | 1.6 | 0.071519 | 3444.47 | 19332.084 | 0.2205 | 0.12803 | 0.022812 | EPA/NEI; Estimated using an emission factor | 270306 | 3.0831
| VT | Middlesex 2 | 3740 | NEWE | NPCC New England | WAT | 3.2 |  | 9570 |  |  | 0 |  |  |  | 0
| VT | Milton | 3717 | NEWE | NPCC New England | WAT | 7.4 |  | 33622 |  |  | 0 |  |  |  | 0
| VT | Moretown | 56891 | NEWE | NPCC New England | LFG | 3.2 |  | 12053 | 121283 | 0.89143 | 0.14792 | 0.0147 | EPA/NEI; Estimated using an emission factor | 121283 | 0.89143
| VT | Moretown Generating Station | 52033 | NEWE | NPCC New England | WAT | 1.2
| VT | Morrisville | 3764 | NEWE | NPCC New England | WAT | 1.8 |  | 3557 |  |  | 0 |  |  |  | 0
| VT | Nebraska Valley Solar Farm | 61125 | NEWE | NPCC New England | SUN | 1 |  | 1301 |  |  | 0 |  |  |  | 0
| VT | Newport | 3731 | NEWE | NPCC New England | WAT | 4 |  | 15064 |  |  | 0 |  |  |  | 0
| VT | Newport Diesels | 3730 | NEWE | NPCC New England | DFO | 6.9
| VT | Next Generation Solar Farm | 61340 | NEWE | NPCC New England | SUN | 2.2 |  | 1768 |  |  | 0 |  |  |  | 0
| VT | Open View Solar Farm | 58935 | NEWE | NPCC New England | SUN | 2 |  | 2917 |  |  | 0 |  |  |  | 0
| VT | Ottauquechee Hydro | 50126 | NEWE | NPCC New England | WAT | 1.8 |  | 2647 |  |  | 0 |  |  |  | 0
| VT | Peterson | 3720 | NEWE | NPCC New England | WAT | 6.3 |  | 25178 |  |  | 0 |  |  |  | 0
| VT | Pittsford | 3722 | NEWE | NPCC New England | WAT | 3.6 |  | 10150 |  |  | 0 |  |  |  | 0
| VT | Proctor | 6450 | NEWE | NPCC New England | WAT | 6.9 |  | 31207.001 |  |  | 0 |  |  |  | 0
| VT | Rutland | 3723 | NEWE | NPCC New England | DFO | 13.2 |  | 330 | 8420 | 0.072662 | 0.44037 | 0.017259 | NEI avg EF - PM, fuel type, firing type | 8420 | 0.072662
| VT | Ryegate Power Station | 51026 | NEWE | NPCC New England | WDS | 21.5 |  | 166902 | 2261586.5 | 25.7959 | 0.30911 | 0.022812 | NEI avg EF - PM, fuel type | 2261586.5 | 25.7959
| VT | Saint Albans Solar | 61928 | NEWE | NPCC New England | SUN | 4.9 |  | 337 |  |  | 0 |  |  |  | 0
| VT | Salisbury | 3724 | NEWE | NPCC New England | WAT | 1.3 |  | 3456 |  |  | 0 |  |  |  | 0
| VT | Searsburg | 6529 | NEWE | NPCC New England | WAT | 4 |  | 23189 |  |  | 0 |  |  |  | 0
| VT | Searsburg Wind Turbine | 7381 | NEWE | NPCC New England | WND | 6 |  | 12290 |  |  | 0 |  |  |  | 0
| VT | Sheffield Wind | 57080 | NEWE | NPCC New England | WND | 40 |  | 84972 |  |  | 0 |  |  |  | 0
| VT | Sheldon Solar | 58824 | NEWE | NPCC New England | SUN | 2.3 |  | 2385 |  |  | 0 |  |  |  | 0
| VT | Sheldon Springs Hydroelectric | 10494 | NEWE | NPCC New England | WAT | 25.2 |  | 63757 |  |  | 0 |  |  |  | 0
| VT | Silver Lake (VT) | 3725 | NEWE | NPCC New England | WAT | 2.2 |  | 5756 |  |  | 0 |  |  |  | 0
| VT | Smith (VT) | 3709 | NEWE | NPCC New England | WAT | 1.5 |  | 2737 |  |  | 0 |  |  |  | 0
| VT | St. Albans SPEED Project | 59445 | NEWE | NPCC New England | SUN | 2 |  | 2641 |  |  | 0 |  |  |  | 0
| VT | Stafford Hill Solar | 60518 | NEWE | NPCC New England | SUN | 4 |  | 2630 |  |  | 0 |  | EPA/NEI; Estimated using an emission factor |  | 0
| VT | Sudbury Solar | 60344 | NEWE | NPCC New England | SUN | 2 |  | 3032 |  |  | 0 |  |  |  | 0
| VT | SunGen Sharon 1 LLC | 58541 | NEWE | NPCC New England | SUN | 1.8 |  | 2548 |  |  | 0 |  |  |  | 0
| VT | SVEP Solar Project Company | 58144 | NEWE | NPCC New England | SUN | 2 |  | 2242 |  |  | 0 |  |  |  | 0
| VT | Technology Drive Solar | 58964 | NEWE | NPCC New England | SUN | 2 |  | 2698 |  |  | 0 |  |  |  | 0
| VT | VEC Alburgh Array | 60860 | NEWE | NPCC New England | SUN | 1 |  | 1447 |  |  | 0 |  |  |  | 0
| VT | VEC Energy Storage | 62907 | NEWE | NPCC New England | MWH | 1.9
| VT | VEC Magee Hill Solar | 60954 | NEWE | NPCC New England | SUN | 1.3 |  | 1623 |  |  | 0 |  |  |  | 0
| VT | Vergennes 9 | 6519 | NEWE | NPCC New England | WAT | 6.4 |  | 8785.001 | 3767 | 0.58404 | 0.13296 | 0.31008 | EPA/NEI; Estimated using an emission factor | 3767 | 0.58404
| VT | Vernon Dam | 2352 | NEWE | NPCC New England | WAT | 44.9 |  | 162363.997 |  |  | 0 |  | EPA/NEI; Estimated using an emission factor |  | 0
| VT | W K Sanders | 678 | NEWE | NPCC New England | WAT | 1.8 |  | 1003 |  |  | 0 |  |  |  | 0
| VT | Waterbury 22 | 6520 | NEWE | NPCC New England | WAT | 5.5 |  | 7102 |  |  | 0 |  |  |  | 0
| VT | West Charleston | 3753 | NEWE | NPCC New England | WAT | 4.2 |  | 3372 |  |  | 0 |  | EPA/NEI; Estimated using an emission factor |  | 0
| VT | West Danville 15 | 3743 | NEWE | NPCC New England | WAT | 1 |  | 948 |  |  | 0 |  |  |  | 0
| VT | Westminster | 62443 | NEWE | NPCC New England | SUN | 1.8
| VT | Weybridge | 3728 | NEWE | NPCC New England | WAT | 3 |  | 13118 |  |  | 0 |  |  |  | 0
| VT | Weybridge 1 Solar | 61038 | NEWE | NPCC New England | SUN | 3
| VT | Whitcomb Solar Farm | 59049 | NEWE | NPCC New England | SUN | 2.2 |  | 3500 |  |  | 0 |  |  |  | 0
| VT | Wilder | 2353 | NEWE | NPCC New England | WAT | 35.6 |  | 149637.001 |  |  | 0 |  |  |  | 0
| VT | Williamstown Solar | 58145 | NEWE | NPCC New England | SUN | 2 |  | 2432 |  |  | 0 |  |  |  | 0
| VT | Wrightsville Hydro Plant | 7051 | NEWE | NPCC New England | WAT | 1 |  | 2502 |  |  | 0 |  |  |  | 0
| VT | Berlin 5 | 3734 | NEWE | NPCC New England | DFO | 41.8 |  | 963 | 15624 | 0.18529 | 0.38482 | 0.023718 | NEI avg EF - PM, fuel type, firing type | 15624 | 0.18529
| VT | J C McNeil | 589 | NEWE | NPCC New England | WDS | 59.5 |  | 245501 | 4040843 | 40.8731 | 0.33298 | 0.02023 | EPA/NEI | 4040843 | 40.8731
| VT | Penny Lane Gas Turbine | 3754 | NEWE | NPCC New England | DFO | 25.5 |  | 485 | 9904 | 0.11745 | 0.48435 | 0.023718 | NEI avg EF - PM, fuel type, firing type | 9904 | 0.11745
| WA | Adams Nielson Solar | 61933 | NWPP | WECC Northwest | SUN | 19.2 |  | 1207 |  |  | 0 |  |  |  | 0
| WA | Alder | 3913 | NWPP | WECC Northwest | WAT | 50 |  | 206343 |  |  | 0 |  |  |  | 0
| WA | Big Horn Wind II | 57319 | NWPP | WECC Northwest | WND | 50 |  | 119320 |  |  | 0 |  |  |  | 0
| WA | Big Horn Wind Project | 56361 | NWPP | WECC Northwest | WND | 199 |  | 510765 |  |  | 0 |  |  |  | 0
| WA | Biotech LS 0836 | 56932 | NWPP | WECC Northwest | DFO | 1 |  | 0
| WA | Black Creek | 54860 | NWPP | WECC Northwest | WAT | 3.7 |  | 11824 |  |  | 0 |  |  |  | 0
| WA | Boulder Park | 8022 | NWPP | WECC Northwest | NG | 24.6 |  | 47931 | 439506 | 0.092736 | 0.0038696 | 0.000422 | Estimated using an emission factor | 439506 | 0.092736
| WA | Boundary | 6433 | NWPP | WECC Northwest | WAT | 1118.6 |  | 4003841 |  |  | 0 |  |  |  | 0
| WA | Box Canyon | 3891 | NWPP | WECC Northwest | WAT | 90 |  | 441606 |  |  | 0 |  |  |  | 0
| WA | Calligan Creek Hydroelectric Project | 60418 | NWPP | WECC Northwest | WAT | 6 |  | 11696 |  |  | 0 |  |  |  | 0
| WA | Camas Solar Project | 62071 | NWPP | WECC Northwest | SUN | 5
| WA | Cedar Falls (WA) | 6430 | NWPP | WECC Northwest | WAT | 30 |  | 86940 |  |  | 0 |  |  |  | 0
| WA | Cedar Hills | 57298 | NWPP | WECC Northwest | LFG | 5.4 | 1 | 29500.002 | 257558.994 | 1.8931 | 0.12834 | 0.0147 | Estimated using an emission factor | 257558.994 | 1.8931
| WA | Chandler | 6406 | NWPP | WECC Northwest | WAT | 12 |  | 57204 |  |  | 0 |  |  |  | 0
| WA | Chelan | 6424 | NWPP | WECC Northwest | WAT | 59.2 |  | 343741 |  |  | 0 |  |  |  | 0
| WA | Chief Joseph | 3921 | NWPP | WECC Northwest | WAT | 2456.2 |  | 12352466.008 |  |  | 0 |  |  |  | 0
| WA | Coastal Energy Project | 57756 | NWPP | WECC Northwest | WND | 6 |  | 12921 |  |  | 0 |  |  |  | 0
| WA | Columbia Generating Station | 371 | NWPP | WECC Northwest | NUC | 1200 |  | 9708441 |  |  | 0 |  |  |  | 0
| WA | Condit | 3846 | NWPP | WECC Northwest | WAT | 13.7
| WA | Consumer Operations LLC | 57759 | NWPP | WECC Northwest | BLQ | 61.5 |  | 50312.001 | 2700966.7 | 5.8584 | 0.23288 | 0.004338 | Estimated using an emission factor | 2700966.7 | 5.8584
| WA | Cosmo Specialty Fibers Plant | 50185 | NWPP | WECC Northwest | WDL | 15 | 0.10188 | 114615 | 638667.443 | 2.3422 | 0.040871 | 0.0073347 | EPA/NEI; Estimated using an emission factor | 6268622.063 | 22.9892
| WA | Cowiche | 50423 | NWPP | WECC Northwest | WAT | 1.7 |  | 2919 |  |  | 0 |  |  |  | 0
| WA | Cowlitz Falls | 7427 | NWPP | WECC Northwest | WAT | 70 |  | 226872 |  |  | 0 |  |  |  | 0
| WA | Coyote Crest Wind Farm | 58778 | NWPP | WECC Northwest | WND | 127.5
| WA | Crystal Mountain | 3853 | NWPP | WECC Northwest | DFO | 2.7 |  | 71 | 827 | 0.12818 | 3.6108 | 0.31 | Estimated using an emission factor | 827 | 0.12818
| WA | Cushman 1 | 3914 | NWPP | WECC Northwest | WAT | 43.2 |  | 114889 |  |  | 0 |  |  |  | 0
| WA | Cushman 2 | 3915 | NWPP | WECC Northwest | WAT | 84.6 |  | 175660.999 |  |  | 0 |  |  |  | 0
| WA | Darrington | 57969 | NWPP | WECC Northwest | WDS | 4.5 | 0.14497 | 16932 | 94316.964 | 1.0758 | 0.12707 | 0.022812 | NEI avg EF - PM, fuel type | 650616 | 7.421
| WA | Diablo | 6432 | NWPP | WECC Northwest | WAT | 182.4 |  | 624780 |  |  | 0 |  |  |  | 0
| WA | Diesel Generator Farm | 8021 | NWPP | WECC Northwest | DFO | 47.8
| WA | Drop 2 (WA) | 6507 | NWPP | WECC Northwest | WAT | 2.5 |  | 0
| WA | Drop 3 (WA) | 6508 | NWPP | WECC Northwest | WAT | 1.6
| WA | Electron | 3854 | NWPP | WECC Northwest | WAT | 22.8 |  | 136215.001 |  |  | 0 |  |  |  | 0
| WA | Eltopia Branch Canal 4.6 | 56696 | NWPP | WECC Northwest | WAT | 2.2 |  | 7941 |  |  | 0 |  |  |  | 0
| WA | Elwha Hydroelectric Project | 54051 | NWPP | WECC Northwest | WAT | 12.6
| WA | Everett Cogen | 7627 | NWPP | WECC Northwest | WDS | 42
| WA | FPL Energy Vansycle LLC (WA) | 55560 | NWPP | WECC Northwest | WND | 176.9 |  | 383995 |  |  | 0 |  |  |  | 0
| WA | Frederickson | 99 | NWPP | WECC Northwest | NG | 177.8 |  | 29871 | 854109 | 2.3417 | 0.15679 | 0.0054834 | NEI avg EF - PM, fuel type, firing type | 854109 | 2.3417
| WA | Fumaria Solar Project | 62070 | NWPP | WECC Northwest | SUN | 5
| WA | Glacier Battery Storage | 60444 | NWPP | WECC Northwest | MWH | 2 |  | -289 | 0 |  | 0 |  |  | 0 | 0
| WA | Glines Hydroelectric Project | 54050 | NWPP | WECC Northwest | WAT | 16.3
| WA | Goodnoe Hills | 56666 | NWPP | WECC Northwest | WND | 94 |  | 230513 |  |  | 0 |  |  |  | 0
| WA | Gorge | 6431 | NWPP | WECC Northwest | WAT | 207.3 |  | 946029.001 |  |  | 0 |  |  |  | 0
| WA | Grand Coulee | 6163 | NWPP | WECC Northwest | WAT | 6809 |  | 21042560.992 |  |  | 0 |  | EPA/NEI; Estimated using an emission factor |  | 0
| WA | Grimes Way | 56016 | NWPP | WECC Northwest | DFO | 4 |  | 339 | 4553 | 0.31812 | 1.8768 | 0.13974 | Estimated using an emission factor | 4553 | 0.31812
| WA | H M Jackson | 7588 | NWPP | WECC Northwest | WAT | 111.8 |  | 459517 |  |  | 0 |  |  |  | 0
| WA | Hancock Creek Hydroelectric Project | 60517 | NWPP | WECC Northwest | WAT | 6 |  | 13048 |  |  | 0 |  |  |  | 0
| WA | Harvest Wind Project | 57152 | NWPP | WECC Northwest | WND | 98.9 |  | 253242 |  |  | 0 |  |  |  | 0
| WA | Hopkins Ridge Wind | 56255 | NWPP | WECC Northwest | WND | 156.6 |  | 408658 |  |  | 0 |  |  |  | 0
| WA | Ice Harbor | 3925 | NWPP | WECC Northwest | WAT | 603 |  | 1710951.999 |  |  | 0 |  |  |  | 0
| WA | Juniper Canyon I Wind Project | 57320 | NWPP | WECC Northwest | WND | 151.2 |  | 335062 |  |  | 0 |  |  |  | 0
| WA | Kettle Falls Generating Station | 550 | NWPP | WECC Northwest | WDS | 57.9 |  | 345054 | 5008682.443 | 56.2955 | 0.3263 | 0.022479 | EPA/NEI; Estimated using an emission factor | 5008682.443 | 56.2955
| WA | Koma Kulshan Associates | 54267 | NWPP | WECC Northwest | WAT | 12 |  | 42411 |  |  | 0 |  |  |  | 0
| WA | LaGrande | 3916 | NWPP | WECC Northwest | WAT | 64 |  | 331666.002 |  |  | 0 |  |  |  | 0
| WA | Lilliwaup Falls Generating | 50700 | NWPP | WECC Northwest | WAT | 1.4 |  | 5140.002 |  |  | 0 |  |  |  | 0
| WA | Linden Wind Energy Project | 57635 | NWPP | WECC Northwest | WND | 50 |  | 139555 |  |  | 0 |  |  |  | 0
| WA | Little Falls (WA) | 3866 | NWPP | WECC Northwest | WAT | 34.8 |  | 166423 |  |  | 0 |  |  |  | 0
| WA | Little Goose | 3926 | NWPP | WECC Northwest | WAT | 810 |  | 2452129.002 |  |  | 0 |  |  |  | 0
| WA | Long Lake | 3867 | NWPP | WECC Northwest | WAT | 70 |  | 505089 |  |  | 0 |  |  |  | 0
| WA | Longview Fibre | 54562 | NWPP | WECC Northwest | BLQ | 135 | 0.087198 | 264084 | 1502159.474 | 4.7386 | 0.035887 | 0.0063091 | EPA/NEI; Estimated using an emission factor | 17227057.06 | 54.3435
| WA | Lower Baker | 3855 | NWPP | WECC Northwest | WAT | 111.2 |  | 385262 |  |  | 0 |  |  |  | 0
| WA | Lower Granite | 6175 | NWPP | WECC Northwest | WAT | 810 |  | 2466663 |  |  | 0 |  |  |  | 0
| WA | Lower Monumental | 3927 | NWPP | WECC Northwest | WAT | 810 |  | 2383417.998 |  |  | 0 |  |  |  | 0
| WA | Lower Snake River Wind Energy Project | 57195 | NWPP | WECC Northwest | WND | 342.7 |  | 833098 |  |  | 0 |  |  |  | 0
| WA | LRI LFGTE Facility | 58688 | NWPP | WECC Northwest | LFG | 4.5 |  | 33930.999 | 366573 | 2.6943 | 0.15881 | 0.0147 | Estimated using an emission factor | 366573 | 2.6943
| WA | Lund Hill | 61045 | NWPP | WECC Northwest | WND | 60
| WA | Main Canal Headworks | 56698 | NWPP | WECC Northwest | WAT | 26.8 |  | 98735 |  |  | 0 |  |  |  | 0
| WA | March Point Cogeneration | 54268 | NWPP | WECC Northwest | NG | 166.8 | 0.45795 | 899661 | 5143560.117 | 14.1021 | 0.03135 | 0.0054834 | EPA/NEI; Estimated using an emission factor | 11231664 | 30.7938
| WA | Marengo Wind Plant | 56466 | NWPP | WECC Northwest | WND | 210.6 |  | 500862 |  |  | 0 |  |  |  | 0
| WA | Mayfield | 3917 | NWPP | WECC Northwest | WAT | 162 |  | 645975 |  |  | 0 |  |  |  | 0
| WA | McKinley Paper Co. - Washington Mill | 58352 | NWPP | WECC Northwest | WDS | 20 | 1 | 0 | 0 | 0 |  |  | NEI avg EF - PM, fuel type | 0 | 0
| WA | McNary Dam Fish Attraction Project | 7511 | NWPP | WECC Northwest | WAT | 10 |  | 68628 |  |  | 0 |  |  |  | 0
| WA | Merwin | 3847 | NWPP | WECC Northwest | WAT | 136 |  | 450459.001 |  |  | 0 |  |  |  | 0
| WA | MESA 1 | 60016 | NWPP | WECC Northwest | MWH | 2 |  | -67 | 0 |  | 0 |  |  | 0 | 0
| WA | MESA 2 | 60021 | NWPP | WECC Northwest | MWH | 2.4 |  | -619 | 0 |  | 0 |  |  | 0 | 0
| WA | Meyers Falls | 3868 | NWPP | WECC Northwest | WAT | 1.6 |  | 10212 |  |  | 0 |  |  |  | 0
| WA | Monroe Street | 9095 | NWPP | WECC Northwest | WAT | 14.8 |  | 81033 |  |  | 0 |  |  |  | 0
| WA | Mossyrock | 3918 | NWPP | WECC Northwest | WAT | 300 |  | 907773 |  |  | 0 |  |  |  | 0
| WA | Newhalem | 9842 | NWPP | WECC Northwest | WAT | 2.3 |  | 1697 |  |  | 0 |  |  |  | 0
| WA | Nine Canyon | 7936 | NWPP | WECC Northwest | WND | 95.9 |  | 237801 |  |  | 0 |  |  |  | 0
| WA | Nine Mile | 3869 | NWPP | WECC Northwest | WAT | 37.6 |  | 143308 |  |  | 0 |  |  |  | 0
| WA | Nippon Dynawave Packaging Longview WA | 50187 | NWPP | WECC Northwest | BLQ | 62.4 | 0.098843 | 294260.806 | 1656375.803 | 6.102 | 0.041473 | 0.0073679 | EPA/NEI; Estimated using an emission factor | 16757638.276 | 61.7339
| WA | Nooksack Hydro | 58696 | NWPP | WECC Northwest | WAT | 1.5 |  | 22250 |  |  | 0 |  |  |  | 0
| WA | Northeast (WA) | 6210 | NWPP | WECC Northwest | NG | 61.8 |  | 1515 | 18566 | 0.050902 | 0.067198 | 0.0054834 | NEI avg EF - PM, fuel type, firing type | 18566 | 0.050902
| WA | Orchard Avenue 1 | 50421 | NWPP | WECC Northwest | WAT | 1.6 |  | 3086 |  |  | 0 |  |  |  | 0
| WA | Packwood | 3929 | NWPP | WECC Northwest | WAT | 27.5 |  | 87522 |  |  | 0 |  |  |  | 0
| WA | Palouse | 57530 | NWPP | WECC Northwest | WND | 105.3 |  | 327172 |  |  | 0 |  |  |  | 0
| WA | PEC Headworks | 7113 | NWPP | WECC Northwest | WAT | 6.6 |  | 19584 |  |  | 0 |  |  |  | 0
| WA | Penstemon Solar Project | 62069 | NWPP | WECC Northwest | SUN | 5
| WA | Port Townsend Paper | 50544 | NWPP | WECC Northwest | BLQ | 13.9 | 0.035016 | 37016.686 | 209249.867 | 2.8642 | 0.15475 | 0.027376 | EPA/NEI; Estimated using an emission factor | 5975881.901 | 81.7959
| WA | Potholes East Canal 66.0 | 56697 | NWPP | WECC Northwest | WAT | 2.3 |  | 4121 |  |  | 0 |  |  |  | 0
| WA | Priest Rapids | 3887 | NWPP | WECC Northwest | WAT | 955.6 |  | 4737055.004 |  |  | 0 |  |  |  | 0
| WA | Quincy Chute | 917 | NWPP | WECC Northwest | WAT | 9.4 |  | 31319 |  |  | 0 |  |  |  | 0
| WA | Randolph Road | 7994 | NWPP | WECC Northwest | DFO | 32
| WA | Rattlesnake | 62936 | NWPP | WECC Northwest | WND | 144
| WA | Rock Island | 6200 | NWPP | WECC Northwest | WAT | 629.4 |  | 2652143.001 |  |  | 0 |  |  |  | 0
| WA | Rocky Brook Hydroelectric | 50228 | NWPP | WECC Northwest | WAT | 1.6 |  | 546 |  |  | 0 |  |  |  | 0
| WA | Rocky Reach | 3883 | NWPP | WECC Northwest | WAT | 1299.6 |  | 6287760.998 |  |  | 0 |  |  |  | 0
| WA | Roosevelt Biogas 1 | 7832 | NWPP | WECC Northwest | LFG | 38.6 |  | 84352 | 936966 | 10.1192 | 0.23993 | 0.0216 | EPA/NEI; Estimated using an emission factor | 936966 | 10.1192
| WA | Ross | 6202 | NWPP | WECC Northwest | WAT | 450 |  | 688166 |  |  | 0 |  |  |  | 0
| WA | Roza | 6407 | NWPP | WECC Northwest | WAT | 12.9 |  | 72330 |  |  | 0 |  |  |  | 0
| WA | Russell D Smith | 56694 | NWPP | WECC Northwest | WAT | 6.1 |  | 13040 |  |  | 0 |  |  |  | 0
| WA | Saddle Mountain East Wind Farm | 62263 | NWPP | WECC Northwest | WND | 126
| WA | Sagebrush Power Partners | 56858 | NWPP | WECC Northwest | WND | 100.7 |  | 255567 |  |  | 0 |  |  |  | 0
| WA | SDS Lumber Gorge Energy Division | 50231 | NWPP | WECC Northwest | WDS | 13.5 | 0 | 0 | 0 | 0 |  |  | EPA/NEI; Estimated using an emission factor | 317472.3 | 3.6211
| WA | Sheep Creek Hydro | 50091 | NWPP | WECC Northwest | WAT | 1.6 |  | 6220.999 |  |  | 0 |  |  |  | 0
| WA | Sierra Pacific Aberdeen | 55882 | NWPP | WECC Northwest | WDS | 18 | 0.27223 | 122366 | 658510.284 | 7.511 | 0.12276 | 0.022812 | NEI avg EF - PM, fuel type | 2418930 | 27.5906
| WA | Sierra Pacific Burlington Facility | 56406 | NWPP | WECC Northwest | WDS | 28 | 0.26666 | 153153 | 824807.41 | 9.4078 | 0.12286 | 0.022812 | NEI avg EF - PM, fuel type | 3093102 | 35.2802
| WA | Skookumchuck | 7259 | NWPP | WECC Northwest | WAT | 1 |  | 3280 |  |  | 0 |  |  |  | 0
| WA | Snoqualmie | 3860 | NWPP | WECC Northwest | WAT | 18.4 |  | 68320 |  |  | 0 |  | EPA/NEI; Estimated using an emission factor |  | 0
| WA | Snoqualmie 2 | 7867 | NWPP | WECC Northwest | WAT | 48.5 |  | 127167 |  |  | 0 |  | EPA/NEI; Estimated using an emission factor |  | 0
| WA | South Fork Tolt | 622 | NWPP | WECC Northwest | WAT | 16.8 |  | 58268 |  |  | 0 |  |  |  | 0
| WA | SPI - Everett | 56281 | NWPP | WECC Northwest | WDS | 28
| WA | Spokane Waste to Energy | 50886 | NWPP | WECC Northwest | MSW | 26 |  | 123285 | 2565663.534 | 2.0012 | 0.032465 | 0.00156 | Estimated using an emission factor | 2565663.534 | 2.0012
| WA | Steam plant | 3920 | NWPP | WECC Northwest | WDS | 50
| WA | Sullivan CR | 773 | NWPP | WECC Northwest | WAT | 9
| WA | Summer Falls Power Plant | 56695 | NWPP | WECC Northwest | WAT | 92 |  | 360846 |  |  | 0 |  |  |  | 0
| WA | Swauk Wind LLC | 58441 | NWPP | WECC Northwest | WND | 4.3 |  | 11707 |  |  | 0 |  |  |  | 0
| WA | Swift 1 | 3850 | NWPP | WECC Northwest | WAT | 240 |  | 545382.999 |  |  | 0 |  |  |  | 0
| WA | Swift 2 | 6265 | NWPP | WECC Northwest | WAT | 72
| WA | Tieton Dam Hydro Electric Project | 57496 | NWPP | WECC Northwest | WAT | 13.8 |  | 48384 |  |  | 0 |  |  |  | 0
| WA | Tucannon River Wind Farm | 58571 | NWPP | WECC Northwest | WND | 266.8 |  | 843716 |  |  | 0 |  |  |  | 0
| WA | Tuolumne Wind Project | 56702 | NWPP | WECC Northwest | WND | 136.3 |  | 386208 |  |  | 0 |  |  |  | 0
| WA | Turner Energy Storage Project | 60675 | NWPP | WECC Northwest | MWH | 1.2 |  | -169 | 0 |  | 0 |  |  | 0 | 0
| WA | Twin Falls Hydro | 50827 | NWPP | WECC Northwest | WAT | 24 |  | 78310 |  |  | 0 |  |  |  | 0
| WA | Twin Reservoirs | 50382 | NWPP | WECC Northwest | WAT | 2.2 |  | 11466 |  |  | 0 |  |  |  | 0
| WA | Typha Solar Project | 62068 | NWPP | WECC Northwest | SUN | 5
| WA | University of Washington Power Plant | 54809 | NWPP | WECC Northwest | NG | 15 | 0.064189 | 18734.79 | 105016.32 | 0.4345 | 0.046384 | 0.0082749 | EPA/NEI; Estimated using an emission factor | 1636059 | 6.7691
| WA | Upper Baker | 3861 | NWPP | WECC Northwest | WAT | 104.8 |  | 333791 |  |  | 0 |  |  |  | 0
| WA | Upper Falls | 9096 | NWPP | WECC Northwest | WAT | 10 |  | 61161 |  |  | 0 |  |  |  | 0
| WA | Upriver Dam Hydro Plant | 50380 | NWPP | WECC Northwest | WAT | 17.6 |  | 51558.999 |  |  | 0 |  |  |  | 0
| WA | Urtica Solar Project | 62067 | NWPP | WECC Northwest | SUN | 5
| WA | Vantage Wind Energy LLC | 57188 | NWPP | WECC Northwest | WND | 90 |  | 252759 |  |  | 0 |  |  |  | 0
| WA | Wanapum | 3888 | NWPP | WECC Northwest | WAT | 2258 |  | 5337728 |  |  | 0 |  | EPA/NEI; Estimated using an emission factor |  | 0
| WA | Washington State University | 50083 | NWPP | WECC Northwest | BIT | 2
| WA | Weeks Falls | 54387 | NWPP | WECC Northwest | WAT | 4.3 |  | 14593 |  |  | 0 |  |  |  | 0
| WA | Wells | 3886 | NWPP | WECC Northwest | WAT | 774 |  | 4438938 |  |  | 0 |  |  |  | 0
| WA | West Point Treatment Plant | 50329 | NWPP | WECC Northwest | OBG | 4.6 | 0.54663 | 12504 | 73433.725 | 0.53974 | 0.08633 | 0.0147 | Estimated using an emission factor | 134340 | 0.9874
| WA | WestRock (WA) | 57099 | NWPP | WECC Northwest | BLQ | 64 | 0.22474 | 310246 | 2172654.811 | 8.0204 | 0.051704 | 0.0073831 | EPA/NEI; Estimated using an emission factor | 9667392.8 | 35.6874
| WA | White Creek Wind Farm | 56487 | NWPP | WECC Northwest | WND | 204 |  | 544026 |  |  | 0 |  |  |  | 0
| WA | White River (WA) | 3862 | NWPP | WECC Northwest | WAT | 70
| WA | Whitehorn | 6120 | NWPP | WECC Northwest | NG | 169.2 |  | 28556 | 768377 | 2.1067 | 0.14755 | 0.0054834 | NEI avg EF - PM, fuel type, firing type | 768377 | 2.1067
| WA | Wild Horse | 56322 | NWPP | WECC Northwest | WND | 273.1 |  | 639178 |  |  | 0 |  |  |  | 0
| WA | Windy Flats Wind Project | 57159 | NWPP | WECC Northwest | WND | 262.2 |  | 674457 |  |  | 0 |  |  |  | 0
| WA | Wynoochee | 7127 | NWPP | WECC Northwest | WAT | 12.8 |  | 26071 |  |  | 0 |  |  |  | 0
| WA | Yale | 3852 | NWPP | WECC Northwest | WAT | 134 |  | 519637 |  |  | 0 |  |  |  | 0
| WA | Yelm | 3878 | NWPP | WECC Northwest | WAT | 12 |  | 73625 |  |  | 0 |  |  |  | 0
| WA | Youngs Creek Hydroelectric Project | 57763 | NWPP | WECC Northwest | WAT | 7.5 |  | 4877 |  |  | 0 |  |  |  | 0
| WA | Centralia | 3845 | NWPP | WECC Northwest | RC | 1781.8 |  | 5367383 | 63569356 | 249.8 | 0.093081 | 0.0078591 | EPA/NEI | 63569356 | 249.8
| WA | Chehalis Generation Facility | 55662 | NWPP | WECC Northwest | NG | 698 |  | 1741969 | 12803757 | 27.03 | 0.031034 | 0.0042222 | EPA/NEI | 12803757 | 27.03
| WA | Encogen Generating Station | 7870 | NWPP | WECC Northwest | NG | 176.4 |  | 200543 | 1787256 | 6.2 | 0.061832 | 0.006938 | EPA/NEI | 1787256 | 6.2
| WA | Ferndale Generating Station | 54537 | NWPP | WECC Northwest | NG | 285.5 | 0.86988 | 660733 | 4868823.019 | 17.1627 | 0.05195 | 0.00705 | EPA/NEI | 5597138 | 19.73
| WA | Frederickson Power LP | 55818 | NWPP | WECC Northwest | NG | 318.3 |  | 709562 | 5004577 | 24.3 | 0.068493 | 0.0097111 | EPA/NEI | 5004577 | 24.3
| WA | Fredonia Generating Station | 607 | NWPP | WECC Northwest | NG | 376 |  | 129254 | 96911 | 0.56 | 0.0086651 | 0.011557 | EPA/NEI | 96911 | 0.56
| WA | Goldendale Generating Station | 55482 | NWPP | WECC Northwest | NG | 284.3 |  | 1091228 | 7888106 | 4.72 | 0.0086508 | 0.0011967 | EPA/NEI | 7888106 | 4.72
| WA | Grays Harbor Energy Center | 7999 | NWPP | WECC Northwest | NG | 697.8 |  | 2478312 | 18074895 | 19.8 | 0.015979 | 0.0021909 | EPA/NEI | 18074895 | 19.8
| WA | Mint Farm Generating Station | 55700 | NWPP | WECC Northwest | NG | 319 |  | 1363352 | 10152646 | 14.49 | 0.021256 | 0.0028544 | EPA/NEI | 10152646 | 14.49
| WA | River Road | 7605 | NWPP | WECC Northwest | NG | 248 |  | 1192592 | 8787590 | 22.85 | 0.03832 | 0.0052005 | EPA/NEI | 8787590 | 22.85
| WA | Sumas Generating Station | 54476 | NWPP | WECC Northwest | NG | 125.5 | 0.90441 | 272946 | 2198111.061 | 6.0596 | 0.044401 | 0.0055134 | EPA/NEI | 2430425 | 6.7
| WI | Alexander | 4060 | MROE | MRO East | WAT | 4.2 |  | 24375 |  |  | 0 |  |  |  | 0
| WI | Alma | 4140 | MROW | MRO West | BIT | 181
| WI | Ameresco Janesville | 56427 | MROE | MRO East | LFG | 3 |  | 12713.001 | 175206.999 | 1.2878 | 0.20259 | 0.0147 | Estimated using an emission factor | 175206.999 | 1.2878
| WI | Apple River | 6231 | MROW | MRO West | WAT | 3.2 |  | 11964.999 |  |  | 0 |  | EPA/NEI; Estimated using an emission factor |  | 0
| WI | Appleton | 4043 | RFCW | RFC West | WAT | 2.2 |  | 11630 |  |  | 0 |  |  |  | 0
| WI | Arcadia Electric | 4100 | MROW | MRO West | NG | 16.9 |  | 183 | 6040.999 | 0.60433 | 6.6047 | 0.20008 | Estimated using an emission factor | 6040.999 | 0.60433
| WI | Arcadia Solar | 62744 | MROW | MRO West | SUN | 5
| WI | Argyle | 7810 | MROW | MRO West | WAT | 4.5 |  | 134 | 87 | 0.013485 | 0.20127 | 0.31 | EPA/NEI; Estimated using an emission factor | 87 | 0.013485
| WI | Arpin Dam | 3995 | MROW | MRO West | WAT | 1.4 |  | 8591 |  |  | 0 |  |  |  | 0
| WI | Barron | 4102 | MROW | MRO West | WAT | 8.6 |  | 280 |  |  | 0 |  | EPA/NEI; Estimated using an emission factor |  | 0
| WI | Beloit Memorial Hospital Power Plant | 62117 | MROE | MRO East | NG | 3 | 0.41023 | 45 | 360.184 | 7.5999e-05 | 0.0033777 | 0.000422 | Estimated using an emission factor | 878 | 0.00018526
| WI | Berlin Landfill Gas | 56069 | MROE | MRO East | LFG | 2.4 |  | 13032.999 | 155808.999 | 1.1452 | 0.17574 | 0.0147 | Estimated using an emission factor | 155808.999 | 1.1452
| WI | Big Falls | 3983 | MROW | MRO West | WAT | 7.7 |  | 43423.001 |  |  | 0 |  |  |  | 0
| WI | Biron | 3971 | MROE | MRO East | WAT | 6 |  | 30627.001 |  |  | 0 |  | EPA/NEI; Estimated using an emission factor |  | 0
| WI | Biron Mill | 10234 | MROE | MRO East | SUB | 61.6 | 0.43994 | 172708 | 1450098.733 | 10.5691 | 0.12239 | 0.014577 | NEI avg EF - PM, fuel type | 3296128.27 | 24.0239
| WI | Blackhawk | 4048 | MROE | MRO East | NG | 50
| WI | Blue Sky Green Field Wind Project | 56391 | RFCW | RFC West | WND | 145.2 |  | 301738 |  |  | 0 |  |  |  | 0
| WI | Brule | 1775 | RFCW | RFC West | WAT | 5.3 |  | 16974.999 |  |  | 0 |  |  |  | 0
| WI | Butler Ridge | 56647 | MROE | MRO East | WND | 54 |  | 130998 |  |  | 0 |  |  |  | 0
| WI | Byron | 7901 | RFCW | RFC West | WND | 1.4 |  | 2081 |  |  | 0 |  |  |  | 0
| WI | Caldron Falls | 4061 | MROE | MRO East | WAT | 6.4 |  | 19166 |  |  | 0 |  |  |  | 0
| WI | Capitol Heat and Power | 54406 | MROE | MRO East | NG | 5 |  | 0
| WI | Cashton | 4107 | MROW | MRO West | DFO | 3.8 |  | 0
| WI | Cashton Greens Wind Farm | 57968 | MROW | MRO West | WND | 5 |  | 9411 |  |  | 0 |  |  |  | 0
| WI | Cashton Solar | 62858 | MROW | MRO West | SUN | 2
| WI | Castle Rock | 4079 | MROE | MRO East | WAT | 15 |  | 103669 |  |  | 0 |  |  |  | 0
| WI | Cedar Falls (WI) | 3998 | MROW | MRO West | WAT | 6 |  | 36549 |  |  | 0 |  |  |  | 0
| WI | Cedar Ridge | 56347 | MROE | MRO East | WND | 67.7 |  | 163498 |  |  | 0 |  |  |  | 0
| WI | Chippewa Falls | 4000 | MROW | MRO West | WAT | 21.6 |  | 76383 |  |  | 0 |  |  |  | 0
| WI | Clam River Dam | 4018 | MROW | MRO West | WAT | 1.2 |  | 5295 |  |  | 0 |  |  |  | 0
| WI | Clean Fuel Dane Community Digester | 59559 | MROE | MRO East | OBG | 2 | 0.59052 | 11413 | 63083.86 | 0.46367 | 0.081253 | 0.0147 | Estimated using an emission factor | 106827 | 0.78519
| WI | Combined Locks | 4201 | RFCW | RFC West | WAT | 6.2 |  | 36484 |  |  | 0 |  |  |  | 0
| WI | Conrath DPC Solar | 60889 | MROW | MRO West | SUN | 1 |  | 1479 |  |  | 0 |  |  |  | 0
| WI | Consumer Operations LLC | 10360 | MROE | MRO East | NG | 164 | 0.18904 | 157674 | 876794.798 | 4.4847 | 0.056885 | 0.01023 | EPA/NEI; Estimated using an emission factor | 4638250.601 | 23.7238
| WI | Cornell | 6086 | MROW | MRO West | WAT | 35.3 |  | 98311 |  |  | 0 |  |  |  | 0
| WI | Cumberland (WI) | 4112 | MROW | MRO West | DFO | 21.9 |  | 140 | 1517.001 | 0.10542 | 1.506 | 0.13899 | Estimated using an emission factor | 1517.001 | 0.10542
| WI | Cumberland Solar | 62849 | MROW | MRO West | SUN | 2.5
| WI | Custer Energy Center | 7795 | MROE | MRO East | NG | 24.5 |  | 1642 | 26415 | 0.072422 | 0.088212 | 0.0054834 | NEI avg EF - PM, fuel type, firing type | 26415 | 0.072422
| WI | Dairyland WTE Plant | 59810 | MROE | MRO East | OBG | 1.4 |  | 6163 | 73242 | 0.53833 | 0.1747 | 0.0147 | Estimated using an emission factor | 73242 | 0.53833
| WI | Danbury Dam | 4019 | MROW | MRO West | WAT | 1 |  | 3260 |  |  | 0 |  |  |  | 0
| WI | Danbury Diesel | 55998 | MROW | MRO West | DFO | 7.8 |  | -346 | 0 | 0 | 0 |  | Estimated using an emission factor | 0 | 0
| WI | Dane County Landfill #2 Rodefeld | 55770 | MROE | MRO East | LFG | 6.4 | 1 | 26253 | 284913 | 2.0941 | 0.15953 | 0.0147 | Estimated using an emission factor | 284913 | 2.0941
| WI | Deertrack Park Gas Recovery | 56520 | RFCW | RFC West | LFG | 6.4 |  | 37267 | 458755 | 3.3718 | 0.18096 | 0.0147 | Estimated using an emission factor | 458755 | 3.3718
| WI | Dells | 4002 | MROW | MRO West | WAT | 13.5 |  | 54209.999 |  |  | 0 |  | EPA/NEI; Estimated using an emission factor |  | 0
| WI | Diesel Generators | 56070 | MROE | MRO East | DFO | 54 |  | 577 | 5935 | 0.91992 | 3.1886 | 0.31 | Estimated using an emission factor | 5935 | 0.91992
| WI | Domtar Paper Company Rothschild | 50190 | MROE | MRO East | WAT | 9.4 | 1 | 12735 |  |  | 0 |  | EPA/NEI; Estimated using an emission factor |  | 0
| WI | Downsville DPC Solar | 60892 | MROW | MRO West | SUN | 1 |  | 1815 |  |  | 0 |  |  |  | 0
| WI | Du Bay | 3972 | MROE | MRO East | WAT | 7.2 |  | 44150 |  |  | 0 |  |  |  | 0
| WI | Eagle River | 4062 | MROE | MRO East | DFO | 4
| WI | Elroy | 4113 | MROW | MRO West | DFO | 6.6 |  | 33 | 239.999 | 0.037355 | 2.2639 | 0.31129 | Estimated using an emission factor | 239.999 | 0.037355
| WI | Elroy Solar | 62868 | MROW | MRO West | SUN | 1.5
| WI | Epic Verona | 62676 | MROE | MRO East |  | 43.2 | [6 empty] | EPA/NEI; Estimated using an emission factor
| WI | Fairbanks Morse Engine | 56937 | MROE | MRO East | DFO | 4.6 |  | 57 | 572 | 0.08866 | 3.1109 | 0.31 | Estimated using an emission factor | 572 | 0.08866
| WI | FCPC Renewable Generation | 59931 | RFCW | RFC West | OBG | 2.2 | 0.47393 | 7682 | 36945.857 | 0.27156 | 0.070699 | 0.0147 | Estimated using an emission factor | 77957 | 0.57299
| WI | Fennimore | 4114 | MROW | MRO West | DFO | 7.4 |  | 12.999 | 144 | 0.02232 | 3.4341 | 0.31 | Estimated using an emission factor | 144 | 0.02232
| WI | Fennimore Solar | 62847 | MROW | MRO West | SUN | 3
| WI | Fiber Recovery, Inc. | 61652 | MROE | MRO East | LFG | 2.4 | 1 | 6210.999 | 65141.001 | 0.47879 | 0.15418 | 0.0147 | Estimated using an emission factor | 65141.001 | 0.47879
| WI | Flambeau Crowley Rapids Project | 55684 | MROW | MRO West | WAT | 1.5 |  | 6011 |  |  | 0 |  |  |  | 0
| WI | Flambeau Hydroelectric Station | 4142 | MROW | MRO West | WAT | 22 |  | 79946 |  |  | 0 |  |  |  | 0
| WI | Flambeau Lower Project | 55685 | MROW | MRO West | WAT | 1.2 |  | 6327 |  |  | 0 |  |  |  | 0
| WI | Flambeau River Papers | 50620 | MROW | MRO West | WDS | 5.7 | 0.077445 | 21811 | 124605.07 | 1.4213 | 0.13032 | 0.022812 | NEI avg EF - PM, fuel type | 1608946 | 18.3518
| WI | Flambeau Solar Partners | 61595 | MROW | MRO West | SUN | 2.5 |  | 4473 |  |  | 0 |  |  |  | 0
| WI | Forward Wind Energy Center | 56942 | RFCW | RFC West | WND | 129 |  | 187982 |  |  | 0 |  |  |  | 0
| WI | Frederic Diesel | 4020 | MROW | MRO West | DFO | 13.7 |  | -87.998 | 0 | 0 | 0 |  | Estimated using an emission factor | 0 | 0
| WI | Galactic Wind | 62161 | MROE | MRO East | WND | 9.9 |  | 19597 |  |  | 0 |  |  |  | 0
| WI | Georgia-Pacific Corp - Nekoosa Mill | 50395 | MROE | MRO East | BLQ | 39 | 0.45025 | 214775.999 | 1038295.686 | 1.6304 | 0.015182 | 0.0031405 | EPA/NEI; Estimated using an emission factor | 2306045.339 | 3.6211
| WI | GL Dairy Biogas | 58219 | MROE | MRO East | OBG | 2 |  | 11509 | 116105 | 0.85338 | 0.1483 | 0.0147 | Estimated using an emission factor | 116105 | 0.85338
| WI | Glacier Hills | 57199 | RFCW | RFC West | WND | 162 |  | 350054 |  |  | 0 |  |  |  | 0
| WI | Glenmore Turbines | 7882 | MROE | MRO East | WND | 1.2
| WI | Gordon | 3976 | MROW | MRO West | DFO | 7 |  | 0
| WI | Grandfather Falls | 4063 | MROE | MRO East | WAT | 17.2 |  | 111468 |  |  | 0 |  |  |  | 0
| WI | Grantsburg Diesel | 4021 | MROW | MRO West | DFO | 6.4 |  | -299.999 | 87.001 | 0.01364 | 0 | 0.31356 | Estimated using an emission factor | 87.001 | 0.01364
| WI | GreenWhey Energy Inc | 58747 | MROW | MRO West | OBG | 3.2 | 0.52461 | 11113 | 53732.894 | 0.39494 | 0.071076 | 0.0147 | Estimated using an emission factor | 102424 | 0.75282
| WI | Grimh | 3996 | MROW | MRO West |  | 1.1
| WI | Hat Rapids | 4064 | MROE | MRO East | WAT | 2.6 |  | 9452 |  |  | 0 |  | EPA/NEI; Estimated using an emission factor |  | 0
| WI | High Falls (WI) | 4065 | MROE | MRO East | WAT | 7 |  | 22393 |  |  | 0 |  |  |  | 0
| WI | Holcombe | 4007 | MROW | MRO West | WAT | 33.9 |  | 110826.999 |  |  | 0 |  |  |  | 0
| WI | Holsum Elm Dairy | 58663 | MROE | MRO East | OBG | 1.2 | 0.80503 | 5155 | 42022.354 | 0.30886 | 0.11983 | 0.0147 | Estimated using an emission factor | 52200 | 0.38367
| WI | Holsum Irish Dairy | 62019 | MROE | MRO East | OBG | 1 |  | 3794 | 44999 | 0.33075 | 0.17435 | 0.0147 | Estimated using an emission factor | 44999 | 0.33075
| WI | HQC Rock River Solar Power Gen Station | 60573 | MROE | MRO East | SUN | 2.1 |  | 3177 |  |  | 0 |  |  |  | 0
| WI | IKEA Oak Creek Rooftop PV System | 61816 | RFCW | RFC West | SUN | 1.2 |  | 1089 |  |  | 0 |  |  |  | 0
| WI | Jefferson Solar Park | 59771 | RFCW | RFC West | SUN | 1 |  | 1227 |  |  | 0 |  |  |  | 0
| WI | Jim Falls | 4008 | MROW | MRO West | WAT | 59.8 |  | 147977.999 |  |  | 0 |  |  |  | 0
| WI | Johnson Falls | 4067 | MROE | MRO East | WAT | 3.4 |  | 11171 |  |  | 0 |  |  |  | 0
| WI | Juneau | 8050 | MROE | MRO East | DFO | 16
| WI | Kaukauna City Hydro | 7822 | RFCW | RFC West | WAT | 4.8 |  | 37433 |  |  | 0 |  |  |  | 0
| WI | Kaukauna Gas Turbine | 4118 | RFCW | RFC West | NG | 18 |  | 2013 | 21302 | 0.058404 | 0.058026 | 0.0054834 | NEI avg EF - PM, fuel type, firing type | 21302 | 0.058404
| WI | Kaukauna Paper Mill | 54098 | RFCW | RFC West | BIT | 44.6 | 0.1395 | 195719 | 1100462.57 | 12.7949 | 0.13075 | 0.023254 | EPA/NEI; Estimated using an emission factor | 7888547.288 | 91.719
| WI | Kilbourn | 4053 | MROE | MRO East | WAT | 9.7 |  | 50363.001 |  |  | 0 |  |  |  | 0
| WI | Kimberly Mill | 54885 | RFCW | RFC West | WAT | 37.3 |  | 13173.999 |  |  | 0 |  | EPA/NEI; Estimated using an emission factor |  | 0
| WI | La Farge | 4124 | MROW | MRO West | DFO | 1.5 |  | 0
| WI | LAC Courte Oreilles Hydroelect | 10453 | MROW | MRO West | WAT | 3.4 |  | 12177 |  |  | 0 |  |  |  | 0
| WI | Ladysmith Dam | 3986 | MROW | MRO West | WAT | 3.4 |  | 13008 |  |  | 0 |  |  |  | 0
| WI | Lafayette DPC Solar | 60888 | MROW | MRO West | SUN | 1 |  | 1375 |  |  | 0 |  |  |  | 0
| WI | Lake Area Landfill Gas Recovery | 56366 | MROW | MRO West | LFG | 3.8
| WI | Liberty Pole DPC Solar | 60891 | MROW | MRO West | SUN | 1.1 |  | 2071 |  |  | 0 |  |  |  | 0
| WI | Lincoln Turbines | 7366 | MROE | MRO East | WND | 9.2 |  | 5403 |  |  | 0 |  |  |  | 0
| WI | Little Chute | 4119 | RFCW | RFC West | WAT | 3.3 |  | 23760.999 |  |  | 0 |  |  |  | 0
| WI | Little Quinnesec Falls Hydro Project | 57190 | MROE | MRO East | WAT | 9 |  | 67174.001 |  |  | 0 |  |  |  | 0
| WI | Marathon Electric | 50990 | MROE | MRO East | DFO | 3.3 |  | 0 |  |  |  |  | EPA/NEI; Estimated using an emission factor
| WI | Medford DPC Solar | 60894 | MROW | MRO West | SUN | 2 |  | 2336 |  |  | 0 |  |  |  | 0
| WI | Menomonie | 4009 | MROW | MRO West | WAT | 5.4 |  | 26725 |  |  | 0 |  |  |  | 0
| WI | Merrill | 4068 | MROE | MRO East | WAT | 2.3 |  | 7515.001 |  |  | 0 |  |  |  | 0
| WI | Metro Gas Recovery | 50576 | RFCW | RFC West | LFG | 9.2 |  | 41652 | 643874 | 6.0704 | 0.29148 | 0.018856 | Estimated using an emission factor | 643874 | 6.0704
| WI | Middleton Airport Solar | 62731 | MROE | MRO East | SUN | 5
| WI | Milwaukee County | 7549 | RFCW | RFC West | SUB | 11
| WI | MMSD Jones Island Wastewater | 54851 | RFCW | RFC West | NG | 48.8 | 0.40312 | 89849.999 | 494576.549 | 3.1131 | 0.069297 | 0.012589 | EPA/NEI; Estimated using an emission factor | 1226868.999 | 7.7226
| WI | MMSD South Shore Wastewater | 55525 | RFCW | RFC West | OBG | 5.1 | 0.49107 | 30083.001 | 165417.298 | 1.2158 | 0.080831 | 0.0147 | Estimated using an emission factor | 336850.001 | 2.4758
| WI | Montfort Wind Energy Center | 55742 | RFCW | RFC West | WND | 30 |  | 39872 |  |  | 0 |  |  |  | 0
| WI | Mosinee Mill | 50614 | MROE | MRO East | BLQ | 23.4 | 0.17671 | 136503.999 | 747659.065 | 8.2643 | 0.12109 | 0.022107 | EPA/NEI; Estimated using an emission factor | 4231110.037 | 46.769
| WI | Mt. Hope DPC Solar | 60893 | MROE | MRO East | SUN | 1 |  | 2001 |  |  | 0 |  |  |  | 0
| WI | Nelson Dewey Generating Station | 4054 | MROE | MRO East | SUB | 227.2
| WI | New Auburn DPC Solar | 60936 | MROW | MRO West | SUN | 2.5 |  | 4564 |  |  | 0 |  |  |  | 0
| WI | New Badger | 4120 | RFCW | RFC West | WAT | 11.8 |  | 38037 |  |  | 0 |  | EPA/NEI; Estimated using an emission factor |  | 0
| WI | New Lisbon | 4130 | MROW | MRO West | DFO | 8.9 |  | 20.999 | 164.001 | 0.025265 | 2.4063 | 0.30811 | EPA/NEI; Estimated using an emission factor | 164.001 | 0.025265
| WI | New Lisbon Solar | 62848 | MROW | MRO West | SUN | 2.5
| WI | Niagara Mill | 54857 | MROE | MRO East | BIT | 11.8
| WI | Nine Springs | 9674 | MROE | MRO East | NG | 16.2 |  | 37 | 1446 | 0.0039645 | 0.2143 | 0.0054834 | NEI avg EF - PM, fuel type, firing type | 1446 | 0.0039645
| WI | Northern States Flambeau | 3984 | MROW | MRO West | NG | 16.3
| WI | Oconto Falls Lower | 50439 | RFCW | RFC West | WAT | 2 |  | 8232 |  |  | 0 |  |  |  | 0
| WI | Oconto Falls Upper | 4044 | RFCW | RFC West | WAT | 1.1 |  | 7503.999 |  |  | 0 |  |  |  | 0
| WI | Old Badger | 4121 | RFCW | RFC West | WAT | 2
| WI | Omega Hills Gas Recovery | 50577 | RFCW | RFC West | LFG | 13.9 |  | 91714 | 1584218 | 17.1096 | 0.37311 | 0.0216 | EPA/NEI; Estimated using an emission factor | 1584218 | 17.1096
| WI | Onalaska Campus Landfill Biogas | 57824 | MROW | MRO West | LFG | 1.1 |  | 3833 | 44791 | 0.32921 | 0.17178 | 0.0147 | Estimated using an emission factor | 44791 | 0.32921
| WI | Oneida Casino | 7602 | MROE | MRO East | DFO | 4
| WI | Oshkosh Foundation Rosedale Biodigester LLC | 58555 | MROE | MRO East | OBG | 1.4 |  | 3230 | 27703 | 0.20362 | 0.12608 | 0.0147 | Estimated using an emission factor | 27703 | 0.20362
| WI | Outagamie County Co-Generation Facility | 54842 | RFCW | RFC West | LFG | 8.8 | 1 | 48923 | 429027 | 3.1534 | 0.12891 | 0.0147 | EPA/NEI; Estimated using an emission factor | 429027 | 3.1534
| WI | Packaging of America Tomahawk Mill | 50476 | MROE | MRO East | NG | 18.7 | 0.11265 | 118827.187 | 657817.968 | 5.7232 | 0.096329 | 0.017401 | EPA/NEI; Estimated using an emission factor | 5839669.104 | 50.8073
| WI | Park Mill | 50408 | MROE | MRO East | WAT | 2.1 |  | 9977.999 |  |  | 0 |  |  |  | 0
| WI | Petenwell | 4080 | MROE | MRO East | WAT | 20 |  | 117353 |  |  | 0 |  |  |  | 0
| WI | Pheasant Run Landfill Gas Recovery | 54661 | RFCW | RFC West | LFG | 8.8 |  | 51235.998 | 618370.005 | 4.545 | 0.17741 | 0.0147 | Estimated using an emission factor | 618370.005 | 4.545
| WI | Pine | 4045 | RFCW | RFC West | WAT | 3.2 |  | 8061 |  |  | 0 |  |  |  | 0
| WI | Point Beach Nuclear Plant | 4046 | RFCW | RFC West | NUC | 1311 |  | 10128796 | 1863 | 0.016077 | 3.1745e-06 | 0.017259 | EPA/NEI; Estimated using an emission factor | 1863 | 0.016077
| WI | Port Edwards Mill | 54103 | MROE | MRO East | WAT | 13.6 |  | 37746.997 |  |  | 0 |  | EPA/NEI; Estimated using an emission factor |  | 0
| WI | Potato Rapids | 4071 | MROE | MRO East | WAT | 1.3 |  | 5661 |  |  | 0 |  |  |  | 0
| WI | Prairie Du Sac | 4056 | MROE | MRO East | WAT | 33.4 |  | 149688.999 |  |  | 0 |  |  |  | 0
| WI | Quilt Block Wind Farm LLC | 57116 | MROE | MRO East | WND | 98 |  | 351835 |  |  | 0 |  |  |  | 0
| WI | Rapide Croche | 4122 | RFCW | RFC West | WAT | 2.4 |  | 16799 |  |  | 0 |  |  |  | 0
| WI | Rhinelander Mill | 50933 | MROE | MRO East | NG | 25.3 | 0.085385 | 39559.034 | 216583.701 | 2.764 | 0.13974 | 0.025523 | EPA/NEI; Estimated using an emission factor | 2536543.13 | 32.3707
| WI | Richland Center Renewable Energy LLC | 58834 | MROE | MRO East | OBG | 1.8 | 0.58807 | 9797 | 86367.758 | 0.63481 | 0.12959 | 0.0147 | Estimated using an emission factor | 146867 | 1.0795
| WI | Ridgeview | 55925 | RFCW | RFC West | LFG | 8 |  | 28300 | 354869 | 2.6083 | 0.18433 | 0.0147 | EPA/NEI; Estimated using an emission factor | 354869 | 2.6083
| WI | Sand Lake DPC Solar | 60957 | MROW | MRO West | SUN | 1 |  | 2146 |  |  | 0 |  |  |  | 0
| WI | Sandstone Rapids | 4074 | MROE | MRO East | WAT | 3.8 |  | 13484 |  |  | 0 |  |  |  | 0
| WI | Sauk DPC Solar | 60887 | MROW | MRO West | SUN | 1 |  | 1522 |  |  | 0 |  |  |  | 0
| WI | Saxon Falls | 1756 | MROW | MRO West | WAT | 1.6 |  | 11658 |  |  | 0 |  |  |  | 0
| WI | Seven Mile Creek LFG | 56149 | MROW | MRO West | LFG | 4.8
| WI | Sherry Energy Center | 55834 | MROE | MRO East | NG | 1236
| WI | Shirley Wind | 57553 | MROE | MRO East | WND | 20 |  | 52955 |  |  | 0 |  |  |  | 0
| WI | Solon Diesel | 7058 | MROW | MRO West | DFO | 8 |  | 0
| WI | St Croix Falls | 4011 | MROW | MRO West | WAT | 23.2 |  | 113823.998 |  |  | 0 |  |  |  | 0
| WI | Stevens Point | 3973 | MROE | MRO East | WAT | 4.8 |  | 29644.998 |  |  | 0 |  |  |  | 0
| WI | Stevens Point Mill | 55861 | MROE | MRO East | NG | 7.6 | 0.076238 | 13687 | 83788.454 | 0.33735 | 0.049295 | 0.0080524 | NEI avg EF - PM, fuel type | 1099034 | 4.425
| WI | Stiles | 4147 | MROE | MRO East | WAT | 1 |  | 5929 |  |  | 0 |  |  |  | 0
| WI | Superior Generation Energy Center | 8057 | MROW | MRO West | NG | 170
| WI | Sycamore (WI) | 3993 | MROE | MRO East | NG | 41.6 |  | -220 | 875 | 0.002399 | 0 | 0.0054834 | NEI avg EF - PM, fuel type, firing type | 875 | 0.002399
| WI | Thornapple | 3988 | MROW | MRO West | WAT | 1.4 |  | 9607 |  |  | 0 |  |  |  | 0
| WI | Timberline Trail Gas Recovery | 56525 | MROW | MRO West | LFG | 5.6 |  | 21448 | 270338 | 1.987 | 0.18529 | 0.0147 | EPA/NEI; Estimated using an emission factor | 270338 | 1.987
| WI | Tisch Mills Wind | 60674 | MROE | MRO East | WND | 150
| WI | Tomahawk | 4075 | MROE | MRO East | WAT | 2.6 |  | 15478 |  |  | 0 |  |  |  | 0
| WI | Trego | 4012 | MROW | MRO West | WAT | 1.2 |  | 9353 |  |  | 0 |  |  |  | 0
| WI | Twin Falls (WI) | 59836 | RFCW | RFC West | WAT | 9.2 |  | 42777 |  |  | 0 |  |  |  | 0
| WI | UW Madison Charter Street Plant | 54408 | MROE | MRO East | NG | 33 | 0 | 0 | 0 | 0 |  |  | EPA/NEI; Estimated using an emission factor | 3621796.15 | 14.5821
| WI | Viola | 4139 | MROW | MRO West | DFO | 2.9 |  | 0 |  |  |  |  | EPA/NEI; Estimated using an emission factor
| WI | Warren DPC Solar | 60890 | MROW | MRO West | SUN | 2.2 |  | 3641 |  |  | 0 |  |  |  | 0
| WI | Washington Island | 4148 | MROE | MRO East | DFO | 5 |  | 235 | 2553 | 0.39571 | 3.3678 | 0.31 | Estimated using an emission factor | 2553 | 0.39571
| WI | Waupun Correctional Central Heating Plt | 54407 | MROE | MRO East | NG | 4.3 | 0 | 0
| WI | Wausau | 4077 | MROE | MRO East | WAT | 5.4 |  | 23066.001 |  |  | 0 |  |  |  | 0
| WI | Waxdale | 59448 | RFCW | RFC West | LFG | 10 | 0.42635 | 47749 | 252007.225 | 1.7063 | 0.07147 | 0.013542 | EPA/NEI; Estimated using an emission factor | 591079 | 4.0021
| WI | Wheaton Solar | 60203 | MROW | MRO West | SUN | 3.8
| WI | Whistling Winds DPC Solar | 60895 | MROE | MRO East | SUN | 1.5 |  | 2857 |  |  | 0 |  |  |  | 0
| WI | White River (WI) | 3989 | MROW | MRO West | WAT | 1 |  | 4756 |  |  | 0 |  |  |  | 0
| WI | Whiting | 3975 | MROE | MRO East | WAT | 5.1 |  | 30473.999 |  |  | 0 |  |  |  | 0
| WI | Whiting Mill | 10476 | MROE | MRO East | SUB | 4.1
| WI | Wind Turbine | 7886 | MROE | MRO East | WND | 11 |  | 15404 |  |  | 0 |  |  |  | 0
| WI | Winnebago County Landfill Gas | 50936 | MROE | MRO East | LFG | 6.5 | 0.5688 | 19727.001 | 131508.71 | 0.96659 | 0.097997 | 0.0147 | EPA/NEI; Estimated using an emission factor | 231203.999 | 1.6994
| WI | Winter | 8013 | MROW | MRO West | DFO | 5.6 |  | -81 | 83 | 0.01302 | 0 | 0.31373 | Estimated using an emission factor | 83 | 0.01302
| WI | Wisconsin Rapids | 3974 | MROE | MRO East | WAT | 8.8 |  | 52094.002 |  |  | 0 |  |  |  | 0
| WI | Wisconsin Rapids Paper Mill | 10466 | MROE | MRO East | PUR | 20.8 | 1 | 23221 | 211728 |  | 0 | 0 |  | 211728 | 0
| WI | Wisconsin Rapids Pulp Mill | 10477 | MROE | MRO East | BLQ | 72.3 | 0.11665 | 292702.33 | 1646585.846 | 5.2626 | 0.035959 | 0.0063921 | EPA/NEI; Estimated using an emission factor | 14115793.473 | 45.115
| WI | Wissota | 4015 | MROW | MRO West | WAT | 39.4 |  | 158345 |  |  | 0 |  |  |  | 0
| WI | WPPI Hartford DG | 56266 | RFCW | RFC West | DFO | 1.1 |  | 8 | 83 | 0.012865 | 3.2163 | 0.31 | Estimated using an emission factor | 83 | 0.012865
| WI | Appleton Coated, LLC | 55558 | RFCW | RFC West | NG | 66.5 | 0.99968 | 288118.13 | 2560961.511 | 8.4873 | 0.058916 | 0.0066282 | EPA/NEI | 2561785 | 8.4901
| WI | Bay Front | 3982 | MROW | MRO West | WDS | 67.2 |  | 166914 | 3014974 | 1.8154 | 0.021753 | 0.0012043 | EPA/NEI; Estimated using an emission factor | 3014974 | 1.8154
| WI | Blount Street | 3992 | MROE | MRO East | NG | 187.5 |  | 25584 | 415099 | 1.489 | 0.1164 | 0.0071744 | NEI avg EF - PM, fuel type, firing type | 415099 | 1.489
| WI | Columbia | 8023 | MROE | MRO East | SUB | 1112 |  | 6641670 | 75237289 | 97.4356 | 0.029341 | 0.0025901 | EPA/NEI | 75237289 | 97.4356
| WI | Concord | 7159 | RFCW | RFC West | NG | 381.6 |  | 142667 | 2064644 | 44.6011 | 0.62525 | 0.043205 | EPA/NEI | 2064644 | 44.6011
| WI | Depere Energy Center | 55029 | MROE | MRO East | NG | 192.3 | 1 | 237881 | 2557387 | 8.444 | 0.070994 | 0.0066036 | EPA/NEI | 2557387 | 8.444
| WI | Edgewater (4050) | 4050 | MROE | MRO East | SUB | 833.7 |  | 3287058 | 35992834 | 316.812 | 0.19276 | 0.017604 | EPA/NEI | 35992834 | 316.812
| WI | Elk Mound Generating Station | 7863 | MROW | MRO West | NG | 142 |  | 7084 | 102352 | 0.39996 | 0.11292 | 0.0078154 | NEI avg EF - PM, fuel type, firing type | 102352 | 0.39996
| WI | Elm Road Generating Station | 56068 | RFCW | RFC West | RC | 1402.6 |  | 7913698 | 83070050 | 2.2454 | 0.00056747 | 5.406e-05 | EPA/NEI | 83070050 | 2.2454
| WI | Fitchburg Generating Station | 3991 | MROE | MRO East | NG | 57.6 |  | -150 | 1914 | 0.0074794 | 0 | 0.0078154 | NEI avg EF - PM, fuel type, firing type | 1914 | 0.0074794
| WI | Fox Energy Center | 56031 | RFCW | RFC West | NG | 618.8 |  | 3644879 | 22888650 | 38.1238 | 0.020919 | 0.0033312 | EPA/NEI | 22888650 | 38.1238
| WI | French Island | 4005 | MROW | MRO West | WDS | 188 |  | 53870 | 1280950.563 | 14.5825 | 0.5414 | 0.022768 | EPA/NEI; Estimated using an emission factor | 1280950.563 | 14.5825
| WI | Genoa | 4143 | MROW | MRO West | SUB | 345.6 |  | 1681622 | 18422478 | 20.0024 | 0.023789 | 0.0021715 | EPA/NEI | 18422478 | 20.0024
| WI | Germantown Power Plant | 6253 | RFCW | RFC West | NG | 335.7 |  | 39479 | 651076 | 12.1894 | 0.61751 | 0.037444 | EPA/NEI | 651076 | 12.1894
| WI | Island Street Peaking Plant | 55836 | RFCW | RFC West | NG | 60.5 |  | 12377 | 157266 | 0.61455 | 0.099305 | 0.0078154 | NEI avg EF - PM, fuel type, firing type | 157266 | 0.61455
| WI | J P Madgett | 4271 | MROW | MRO West | SUB | 387 |  | 1891522 | 21745713 | 23.5555 | 0.024906 | 0.0021665 | EPA/NEI | 21745713 | 23.5555
| WI | Manitowoc | 4125 | MROE | MRO East | PC | 213.4 | 0.66554 | 146079 | 1481599.901 | 5.1837 | 0.070971 | 0.0069974 | EPA/NEI | 2226162 | 7.7887
| WI | Marshfield Utilities Combustion Turbine | 56480 | MROE | MRO East | NG | 60.4 |  | 1525 | 17017 | 0.066498 | 0.08721 | 0.0078154 | NEI avg EF - PM, fuel type, firing type | 17017 | 0.066498
| WI | Neenah Energy Facility | 55135 | RFCW | RFC West | NG | 371 |  | 236325 | 2641524 | 6.751 | 0.057133 | 0.0051114 | EPA/NEI | 2641524 | 6.751
| WI | Paris | 7270 | RFCW | RFC West | NG | 381.6 |  | 89686 | 1287312 | 28.0481 | 0.62547 | 0.043576 | EPA/NEI | 1287312 | 28.0481
| WI | Pleasant Prairie | 6170 | RFCW | RFC West | RC | 1235.2 |  | 1773830 | 21824167 | 1.1377 | 0.0012828 | 0.00010426 | EPA/NEI | 21824167 | 1.1377
| WI | Port Washington Generating Station | 4040 | RFCW | RFC West | NG | 1548.4 |  | 5829109 | 40810584 | 40.429 | 0.013871 | 0.0019813 | EPA/NEI | 40810584 | 40.429
| WI | Pulliam | 4072 | MROE | MRO East | SUB | 671.2 |  | 707322 | 8152595 | 15.385 | 0.043502 | 0.0037743 | EPA/NEI | 8152595 | 15.385
| WI | Riverside Energy Center | 55641 | MROE | MRO East | NG | 1402.8 |  | 2839949 | 22136454 | 23.818 | 0.016774 | 0.0021519 | EPA/NEI; Estimated using an emission factor | 22136454 | 23.818
| WI | Rock River | 4057 | MROE | MRO East | NG | 318.9 |  | 11726.001 | 278234 | 1.0873 | 0.18544 | 0.0078154 | EPA/NEI; Estimated using an emission factor | 278234 | 1.0873
| WI | Rockgen Energy Center | 55391 | MROE | MRO East | NG | 561 |  | 454799.001 | 5057655 | 10.4687 | 0.046037 | 0.0041397 | EPA/NEI | 5057655 | 10.4687
| WI | Rothschild Biomass Cogeneration Facility | 58124 | MROE | MRO East | WDS | 57.5 | 0.21924 | 127001 | 881828.951 | 0.56321 | 0.0088694 | 0.0012774 | EPA/NEI | 4022216 | 2.5689
| WI | Sheboygan Falls Energy Facility | 56166 | MROE | MRO East | NG | 346.8 |  | 357301 | 4029955 | 7.716 | 0.04319 | 0.0038293 | EPA/NEI | 4029955 | 7.716
| WI | Sheepskin | 4059 | MROE | MRO East | NG | 41.7 |  | 2148 | 97513 | 0.38105 | 0.3548 | 0.0078154 | NEI avg EF - PM, fuel type, firing type | 97513 | 0.38105
| WI | South Fond Du Lac | 7203 | MROE | MRO East | NG | 381.6 |  | 63285 | 1060891 | 4.1457 | 0.13102 | 0.0078154 | NEI avg EF - PM, fuel type, firing type | 1060891 | 4.1457
| WI | South Oak Creek | 4041 | RFCW | RFC West | RC | 1259.6 |  | 4767153 | 53472546 | 3.0543 | 0.0012814 | 0.00011424 | EPA/NEI | 53472546 | 3.0543
| WI | Valley (WEPCO) | 4042 | RFCW | RFC West | NG | 274.7 | 0.27925 | 276122 | 1824680.366 | 2.8987 | 0.020996 | 0.0031772 | EPA/NEI | 6534282 | 10.3805
| WI | West Campus Cogeneration Facility | 7991 | MROE | MRO East | NG | 169.3 | 0.66809 | 310175 | 2416472.332 | 2.875 | 0.018538 | 0.0023795 | EPA/NEI | 3616978 | 4.3033
| WI | West Marinette | 4076 | MROE | MRO East | NG | 270.1 |  | 236040.999 | 3191653 | 3.4151 | 0.028936 | 0.00214 | EPA/NEI | 3191653 | 3.4151
| WI | Weston | 4078 | MROE | MRO East | SUB | 1163.4 |  | 4621136 | 43668901 | 66.69 | 0.028863 | 0.0030543 | EPA/NEI; Estimated using an emission factor | 43668901 | 66.69
| WI | Wheaton Generating Plant | 4014 | MROW | MRO West | NG | 300.2 |  | 22990.002 | 374257 | 5.7535 | 0.50052 | 0.030746 | EPA/NEI; Estimated using an emission factor | 374257 | 5.7535
| WI | Whitewater Cogeneration Facility | 55011 | RFCW | RFC West | NG | 283.5 | 0.82429 | 753058.53 | 5100630.462 | 5.17 | 0.013731 | 0.0020272 | EPA/NEI | 6187878 | 6.272
| WV | AEP Milton NaS | 59995 | RFCW | RFC West | MWH | 2 |  | -210 | 0 |  | 0 |  |  | 0 | 0
| WV | Beech Ridge Energy LLC | 57151 | RFCW | RFC West | WND | 100.5 |  | 279635 |  |  | 0 |  |  |  | 0
| WV | Beech Ridge Energy Storage | 60390 | RFCW | RFC West | MWH | 31.5 |  | -3523 | 0 |  | 0 |  |  | 0 | 0
| WV | Beech Ridge II Wind Energy Center | 62482 | RFCW | RFC West | WND | 56.2
| WV | Belleville Dam | 7594 | RFCW | RFC West | WAT | 42 |  | 227870 |  |  | 0 |  |  |  | 0
| WV | Dam No. 4 Hydro Station | 6543 | RFCW | RFC West | WAT | 1.9 |  | 9608 |  |  | 0 |  |  |  | 0
| WV | Dam No. 5 Hydro Station | 6544 | RFCW | RFC West | WAT | 1 |  | 6829 |  |  | 0 |  |  |  | 0
| WV | ESC Brooke County Power I | 60202 | RFCW | RFC West | NG | 841.5
| WV | ESC Harrison County Power | 60206 | RFCW | RFC West | NG | 578.9
| WV | FirstEnergy Albright | 3942 | RFCW | RFC West | BIT | 278.2
| WV | FirstEnergy Rivesville | 3945 | RFCW | RFC West | BIT | 109.7
| WV | Gauley River Power Partners | 56333 | RFCW | RFC West | WAT | 80 |  | 290062 |  |  | 0 |  |  |  | 0
| WV | Glen Ferris Hydro | 50010 | RFCW | RFC West | WAT | 6.2 |  | 14093.998 |  |  | 0 |  |  |  | 0
| WV | Hawks Nest Hydro | 50011 | RFCW | RFC West | WAT | 102 |  | 673668 |  |  | 0 |  |  |  | 0
| WV | Kammer | 3947 | RFCW | RFC West | BIT | 712.5
| WV | Kanawha River | 3936 | RFCW | RFC West | BIT | 439.2
| WV | Laurel Mountain | 57447 | RFCW | RFC West | WND | 113.6 |  | 239327 | 0 |  | 0 |  | EPA/NEI; Estimated using an emission factor | 0 | 0
| WV | London | 6560 | RFCW | RFC West | WAT | 14.4 |  | 80661.999 |  |  | 0 |  |  |  | 0
| WV | Marmet | 6561 | RFCW | RFC West | WAT | 14.4 |  | 69938.001 |  |  | 0 |  |  |  | 0
| WV | Millville Hydro Station | 6546 | RFCW | RFC West | WAT | 2.8 |  | 12398 |  |  | 0 |  |  |  | 0
| WV | Morgantown L&D Hydroelectric Project | 62387 | RFCW | RFC West | WAT | 5
| WV | Moundsville Power | 59720 | RFCW | RFC West | NG | 712.6
| WV | Mountaineer Wind Energy Center | 55986 | RFCW | RFC West | WND | 66 |  | 146483 |  |  | 0 |  |  |  | 0
| WV | NedPower Mount Storm | 56495 | SRVC | SERC Virginia/Carolina | WND | 264 |  | 611330 |  |  | 0 |  |  |  | 0
| WV | New Creek Wind | 60132 | SRVC | SERC Virginia/Carolina | WND | 103 |  | 316535 |  |  | 0 |  |  |  | 0
| WV | New Martinsville Hannibal Hydro | 50036 | RFCW | RFC West | WAT | 37.4 |  | 188357 |  |  | 0 |  |  |  | 0
| WV | North Branch (WV) | 7537 | SRVC | SERC Virginia/Carolina | WC | 80
| WV | Opekiska L&D Hydroelectric Project | 62386 | RFCW | RFC West | WAT | 6
| WV | Philip Sporn | 3938 | RFCW | RFC West | BIT | 1105.5
| WV | Pinnacle Wind Force LLC | 57595 | RFCW | RFC West | WND | 55.2 |  | 168849 |  |  | 0 |  |  |  | 0
| WV | Willow Island Hydroelectric Plant | 57401 | RFCW | RFC West | WAT | 44 |  | 207697 |  |  | 0 |  |  |  | 0
| WV | Winfield | 6562 | RFCW | RFC West | WAT | 24.5 |  | 66460 |  |  | 0 |  |  |  | 0
| WV | Axiall Corporation Natrium Plant | 50491 | RFCW | RFC West | BIT | 123 | 0.26764 | 377231.776 | 1920213.803 | 176.0837 | 0.93356 | 0.1834 | EPA/NEI; Estimated using an emission factor | 7174753 | 657.9248
| WV | Big Sandy Peaker Plant | 55284 | RFCW | RFC West | NG | 353.4 |  | 159790.998 | 1757756 | 3.9716 | 0.049709 | 0.0045189 | EPA/NEI | 1757756 | 3.9716
| WV | Ceredo Generating Station | 55276 | RFCW | RFC West | NG | 519 |  | 154585.998 | 1861161 | 11.246 | 0.1455 | 0.012085 | EPA/NEI | 1861161 | 11.246
| WV | Fort Martin Power Station | 3943 | RFCW | RFC West | BIT | 1152 |  | 6014055 | 58988707 | 5686.511 | 1.8911 | 0.1928 | EPA/NEI | 58988707 | 5686.511
| WV | Grant Town Power Plant | 10151 | RFCW | RFC West | WC | 95.7 | 1 | 632907 | 9231340 | 67.7396 | 0.21406 | 0.014676 | EPA/NEI | 9231340 | 67.7396
| WV | Harrison Power Station | 3944 | RFCW | RFC West | BIT | 2052 |  | 13251012 | 129249324 | 1368.7503 | 0.20659 | 0.02118 | EPA/NEI | 129249324 | 1368.7503
| WV | John E Amos | 3935 | RFCW | RFC West | BIT | 2932.6 |  | 12984722 | 133639169 | 12880.7259 | 1.984 | 0.19277 | EPA/NEI; Estimated using an emission factor | 133639169 | 12880.7259
| WV | Longview Power | 56671 | RFCW | RFC West | BIT | 807.5 |  | 5224706 | 48831119 | 93.0122 | 0.035605 | 0.0038095 | EPA/NEI | 48831119 | 93.0122
| WV | Mitchell (WV) | 3948 | RFCW | RFC West | BIT | 1632.6 |  | 5503291 | 60202216 | 940.423 | 0.34177 | 0.031242 | EPA/NEI | 60202216 | 940.423
| WV | Morgantown Energy Facility | 10743 | RFCW | RFC West | WC | 68.9 | 0.50716 | 385266 | 3345290.56 | 66.8389 | 0.34698 | 0.03996 | EPA/NEI | 6596063 | 131.7893
| WV | Mount Storm Power Station | 3954 | SRVC | SERC Virginia/Carolina | BIT | 1680.9 |  | 5528936 | 57168000 | 908.9712 | 0.32881 | 0.0318 | EPA/NEI | 57168000 | 908.9712
| WV | Mountaineer (1301) | 6264 | RFCW | RFC West | BIT | 1300 |  | 5710017 | 58340963 | 927.0038 | 0.32469 | 0.031779 | EPA/NEI; Estimated using an emission factor | 58340963 | 927.0038
| WV | Pleasants Energy, LLC | 55349 | RFCW | RFC West | NG | 344 |  | 695107 | 7217231 | 17.2704 | 0.049691 | 0.0047859 | EPA/NEI | 7217231 | 17.2704
| WV | Pleasants Power Station | 6004 | RFCW | RFC West | RC | 1368 |  | 7021328 | 71132763 | 0.36727 | 0.00010461 | 1.0326e-05 | EPA/NEI | 71132763 | 0.36727
| WV | Willow Island Power Station | 3946 | RFCW | RFC West | BIT | 213.2
| WY | Alcova | 6409 | RMPA | WECC Rockies | WAT | 41.4 |  | 109144 |  |  | 0 |  |  |  | 0
| WY | Arvada | 8028 | RMPA | WECC Rockies | NG | 22.5 |  | 231 | 3851.001 | 0.010561 | 0.091437 | 0.0054848 | NEI avg EF - PM, fuel type, firing type | 3851.001 | 0.010561
| WY | Barber Creek | 8030 | RMPA | WECC Rockies | NG | 22.5 |  | 219 | 4685.001 | 0.012848 | 0.11733 | 0.0054846 | NEI avg EF - PM, fuel type, firing type | 4685.001 | 0.012848
| WY | Beaver Creek Gas Plant | 55278 | RMPA | WECC Rockies | NG | 5.9 | 0 | 0 |  |  |  |  | EPA/NEI; Estimated using an emission factor
| WY | Big Sand Draw Plant | 60130 | RMPA | WECC Rockies | NG | 8 |  | 29730 | 310716 | 0.065561 | 0.0044104 | 0.000422 | Estimated using an emission factor | 310716 | 0.065561
| WY | Boswell Wind I | 61393 | NWPP | WECC Northwest | WND | 80
| WY | Boswell Wind II | 61394 | NWPP | WECC Northwest | WND | 80
| WY | Boswell Wind III | 61395 | NWPP | WECC Northwest | WND | 80
| WY | Boswell Wind IV | 61396 | NWPP | WECC Northwest | WND | 80
| WY | Boysen | 505 | RMPA | WECC Rockies | WAT | 15 |  | 73796 |  |  | 0 |  |  |  | 0
| WY | Buffalo Bill | 7317 | RMPA | WECC Rockies | WAT | 18 |  | 104577.999 |  |  | 0 |  |  |  | 0
| WY | Campbell Hill Windpower | 57090 | NWPP | WECC Northwest | WND | 99 |  | 308503 |  |  | 0 |  |  |  | 0
| WY | Casper Wind Farm | 57093 | NWPP | WECC Northwest | WND | 17 |  | 30221 |  |  | 0 |  |  |  | 0
| WY | Chokecherry and Sierra Madre Wind | 58987 | NWPP | WECC Northwest | WND | 3000
| WY | Dunlap | 57299 | NWPP | WECC Northwest | WND | 111 |  | 391874 |  |  | 0 |  |  |  | 0
| WY | Ekola Flats | 62591 | NWPP | WECC Northwest | WND | 250.9
| WY | Elk Basin Gasoline Plant | 52127 | NWPP | WECC Northwest | OG | 2.5 | 1 | 10767 | 1111 | 0.0099589 | 0.0018499 | 0.017928 | EPA/NEI; Estimated using an emission factor | 1111 | 0.0099589
| WY | Fontenelle | 4185 | RMPA | WECC Rockies | WAT | 10 |  | 66647 |  |  | 0 |  |  |  | 0
| WY | Foote Creek I | 55607 | NWPP | WECC Northwest | WND | 41.4 |  | 133413 |  |  | 0 |  |  |  | 0
| WY | Foote Creek II | 55608 | NWPP | WECC Northwest | WND | 1.8 |  | 5929 |  |  | 0 |  |  |  | 0
| WY | Foote Creek III | 55609 | NWPP | WECC Northwest | WND | 24.8 |  | 71045 |  |  | 0 |  |  |  | 0
| WY | Foote Creek IV | 55610 | NWPP | WECC Northwest | WND | 16.8 |  | 52236 |  |  | 0 |  |  |  | 0
| WY | Fremont Canyon | 4176 | RMPA | WECC Rockies | WAT | 66.8 |  | 222712 |  |  | 0 |  |  |  | 0
| WY | Garland Canal Power Plant | 57551 | NWPP | WECC Northwest | WAT | 2.9 |  | 9193 |  |  | 0 |  |  |  | 0
| WY | General Chemical | 54318 | NWPP | WECC Northwest | BIT | 30 | 0.1092 | 227183 | 1270151.208 | 23.8983 | 0.21039 | 0.037631 | NEI avg EF - PM, fuel type | 11631232.63 | 218.8452
| WY | Genesis Alkali | 57915 | NWPP | WECC Northwest | SUB | 41 | 0.11788 | 304480 | 1682833.779 | 13.195 | 0.086672 | 0.015682 | NEI avg EF - PM, fuel type | 14275601.1 | 111.9338
| WY | Glendo | 4177 | RMPA | WECC Rockies | WAT | 38 |  | 77077 |  |  | 0 |  |  |  | 0
| WY | Glenrock | 56841 | NWPP | WECC Northwest | WND | 138 |  | 421454 |  |  | 0 |  |  |  | 0
| WY | Guernsey | 4178 | RMPA | WECC Rockies | WAT | 6.4 |  | 16165 |  |  | 0 |  |  |  | 0
| WY | Happy Jack Windpower Project | 56960 | RMPA | WECC Rockies | WND | 29.4 |  | 80316 |  |  | 0 |  |  |  | 0
| WY | Hartzog | 8026 | RMPA | WECC Rockies | NG | 22.5 |  | 243.999 | 4743 | 0.013004 | 0.10659 | 0.0054834 | NEI avg EF - PM, fuel type, firing type | 4743 | 0.013004
| WY | Heart Mountain | 6408 | RMPA | WECC Rockies | WAT | 5 |  | 22252 |  |  | 0 |  |  |  | 0
| WY | High Plains | 57040 | NWPP | WECC Northwest | WND | 99 |  | 327035 |  |  | 0 |  |  |  | 0
| WY | Kortes | 4180 | RMPA | WECC Rockies | WAT | 36 |  | 116004.999 |  |  | 0 |  |  |  | 0
| WY | Lake (WY) | 7039 | NWPP | WECC Northwest | DFO | 2.7 |  | 38 | 395 | 0.061225 | 3.2224 | 0.31 | Estimated using an emission factor | 395 | 0.061225
| WY | McFadden Ridge | 57039 | NWPP | WECC Northwest | WND | 28.5 |  | 100324 |  |  | 0 |  |  |  | 0
| WY | Medicine Bow | 692 | RMPA | WECC Rockies | WND | 10.1 |  | 17439 |  |  | 0 |  | EPA/NEI; Estimated using an emission factor |  | 0
| WY | Mountain Wind Power II LLC | 56753 | NWPP | WECC Northwest | WND | 80 |  | 5674 |  |  | 0 |  |  |  | 0
| WY | Mountain Wind Power LLC | 56752 | NWPP | WECC Northwest | WND | 61 |  | 4326 |  |  | 0 |  |  |  | 0
| WY | Neil Simpson | 4150 | RMPA | WECC Rockies | SUB | 21.7
| WY | Old Faithful | 2196 | NWPP | WECC Northwest | DFO | 2 |  | 159 | 1673 | 0.25947 | 3.2638 | 0.31019 | Estimated using an emission factor | 1673 | 0.25947
| WY | Osage (WY) | 4151 | RMPA | WECC Rockies | SUB | 34.5
| WY | Pilot Butte | 674 | RMPA | WECC Rockies | WAT | 1.6
| WY | Pioneer Wind Park, LLC | 60259 | NWPP | WECC Northwest | WND | 80 |  | 252682 |  |  | 0 |  |  |  | 0
| WY | Rock River I LLC | 55740 | NWPP | WECC Northwest | WND | 50 |  | 138698 |  |  | 0 |  |  |  | 0
| WY | Rolling Hills | 56842 | NWPP | WECC Northwest | WND | 99 |  | 277843 |  |  | 0 |  |  |  | 0
| WY | Seminoe | 4182 | RMPA | WECC Rockies | WAT | 51.6 |  | 104859 |  |  | 0 |  |  |  | 0
| WY | Seven Mile Hill | 56843 | NWPP | WECC Northwest | WND | 118.5 |  | 422023 |  |  | 0 |  |  |  | 0
| WY | Shoshone (WY) | 4183 | RMPA | WECC Rockies | WAT | 3 |  | 19356 |  |  | 0 |  |  |  | 0
| WY | Shute Creek Facility | 56312 | NWPP | WECC Northwest | OG | 144 | 0.50984 | 848223 | 5211689.012 | 30.0191 | 0.070781 | 0.01152 | NEI avg EF - PM, fuel type | 10222103.001 | 58.8788
| WY | Silver Sage Windpower | 57091 | RMPA | WECC Rockies | WND | 42 |  | 123734 |  |  | 0 |  |  |  | 0
| WY | Simplot Phosphates | 54472 | NWPP | WECC Northwest | OTH | 11.5 | 0.1502 | 89002.35 | 484910.549 | 0.18129 | 0.0040739 | 0.00074774 | EPA/NEI; Estimated using an emission factor | 3228448.096 | 1.207
| WY | Sinclair Oil Refinery | 54374 | NWPP | WECC Northwest | OG | 8.4 | 0.024802 | 8878.5 | 51817.459 | 0.5384 | 0.12128 | 0.020781 | EPA/NEI; Estimated using an emission factor | 2089206 | 21.7079
| WY | Spirit Mountain | 7541 | RMPA | WECC Rockies | WAT | 4.5 |  | 15539 |  |  | 0 |  |  |  | 0
| WY | Strawberry Creek | 6393 | NWPP | WECC Northwest | WAT | 1.5 |  | 10551.999 |  |  | 0 |  |  |  | 0
| WY | Sweetwater Solar | 61369 | NWPP | WECC Northwest | SUN | 92 |  | 824 |  |  | 0 |  |  |  | 0
| WY | Swift Creek | 6394 | NWPP | WECC Northwest | WAT | 2.5 |  | 7827 |  |  | 0 |  | EPA/NEI; Estimated using an emission factor |  | 0
| WY | TB Flats | 62516 | NWPP | WECC Northwest | WND | 503.2
| WY | Top of the World Windpower Project | 57327 | NWPP | WECC Northwest | WND | 200 |  | 542231 |  |  | 0 |  |  |  | 0
| WY | TransAlta Wyoming Wind | 56093 | NWPP | WECC Northwest | WND | 144 |  | 350158 |  |  | 0 |  |  |  | 0
| WY | Two Elk Generating Station | 55360 | NWPP | WECC Northwest | WC | 320
| WY | Western Sugar Coop - Torrington | 57967 | RMPA | WECC Rockies | NG | 2 | 0.02599 | 6262.32 | 36604.696 | 0.14738 | 0.047068 | 0.0080523 | NEI avg EF - PM, fuel type | 1408399 | 5.6705
| WY | Cheyenne Prairie Generating Station | 57703 | RMPA | WECC Rockies | NG | 220 |  | 187200.999 | 1472439 | 2.521 | 0.026934 | 0.0034243 | EPA/NEI | 1472439 | 2.521
| WY | Dave Johnston | 4158 | NWPP | WECC Northwest | SUB | 922.2 |  | 4800371 | 55646540 | 160.59 | 0.066907 | 0.0057718 | EPA/NEI | 55646540 | 160.59
| WY | Dry Fork Station | 56609 | MROW | MRO West | SUB | 483.7 |  | 2979572 | 31991345 | 3.5143 | 0.0023589 | 0.0002197 | EPA/NEI | 31991345 | 3.5143
| WY | Jim Bridger | 8066 | NWPP | WECC Northwest | SUB | 2441.9 |  | 10966745 | 114631664 | 335.6136 | 0.061206 | 0.0058555 | EPA/NEI | 114631664 | 335.6136
| WY | Laramie River | 6204 | MROW | MRO West | RC | 1710 |  | 10689948 | 123484096 | 145.8138 | 0.027281 | 0.0023617 | EPA/NEI | 123484096 | 145.8138
| WY | Naughton | 4162 | NWPP | WECC Northwest | SUB | 832 |  | 4740078 | 53157271 | 170.23 | 0.071826 | 0.0064048 | EPA/NEI; Estimated using an emission factor | 53157271 | 170.23
| WY | Neil Simpson II | 7504 | RMPA | WECC Rockies | SUB | 130 |  | 664449 | 8919192 | 0.15304 | 0.00046064 | 3.4316e-05 | EPA/NEI | 8919192 | 0.15304
| WY | Neil Simpson II (CT2) | 55477 | RMPA | WECC Rockies | NG | 40 |  | 11679 | 121569 | 0.10078 | 0.017259 | 0.0016581 | EPA/NEI | 121569 | 0.10078
| WY | Wygen I | 55479 | RMPA | WECC Rockies | SUB | 90 |  | 639452 | 7923311 | 2.4554 | 0.0076796 | 0.00061979 | EPA/NEI | 7923311 | 2.4554
| WY | Wygen II | 56319 | RMPA | WECC Rockies | SUB | 95 |  | 769549 | 9366084 | 0.089367 | 0.00023226 | 1.9083e-05 | EPA/NEI | 9366084 | 0.089367
| WY | Wygen III | 56596 | RMPA | WECC Rockies | SUB | 116 |  | 852015 | 10133978 | 0.54548 | 0.0012804 | 0.00010765 | EPA/NEI | 10133978 | 0.54548
| WY | Wyodak | 6101 | NWPP | WECC Northwest | SUB | 402.3 |  | 2251976 | 28491936 | 91.8129 | 0.08154 | 0.0064448 | EPA/NEI | 28491936 | 91.8129

## 2018 PM State-level Data
Data year | Plant state abbreviation | State annual net generation (MWh) | State annual PM2.5 emissions (tons) | State annual PM2.5 total output emission rate (lb/MWh)
YEAR | PSTATABB | STNGENAN | STPM25AN | STPM25RTA
2018 | AK | 6244300.149 | 1124.32 | 0.36011
2018 | AL | 143221259.248 | 3098.3508 | 0.043267
2018 | AR | 67999351.643 | 2515.6178 | 0.073989
2018 | AZ | 111639090.046 | 4837.4702 | 0.086663
2018 | CA | 195212859.582 | 2088.0557 | 0.021393
2018 | CO | 55375731.38 | 1272.2346 | 0.045949
2018 | CT | 39453552.523 | 249.0044 | 0.012623
2018 | DC | 74889.001 | 3.6914 | 0.098584
2018 | DE | 6240644.191 | 266.8411 | 0.085517
2018 | FL | 243456187.354 | 8141.9106 | 0.066886
2018 | GA | 129232893.261 | 2153.0757 | 0.033321
2018 | HI | 9796772.998 | 3362.6057 | 0.68647
2018 | IA | 63191960.4 | 1061.4845 | 0.033596
2018 | ID | 18172119.496 | 98.495 | 0.01084
2018 | IL | 187990218.418 | 4595.2329 | 0.048888
2018 | IN | 113451149.922 | 7823.8598 | 0.13792
2018 | KS | 51683745.199 | 1483.2763 | 0.057398
2018 | KY | 78804496.998 | 22795.7966 | 0.57854
2018 | LA | 101862424.388 | 2420.0106 | 0.047515
2018 | MA | 27123442.981 | 1239.5506 | 0.091401
2018 | MD | 43783522.967 | 865.2027 | 0.039522
2018 | ME | 11280700.003 | 393.3514 | 0.069739
2018 | MI | 115834924.306 | 2870.0882 | 0.049555
2018 | MN | 61425572.326 | 9869.3484 | 0.32134
2018 | MO | 81304229.764 | 4473.6455 | 0.11005
2018 | MS | 63473771.44 | 731.1286 | 0.023037
2018 | MT | 28195174.001 | 4001.1883 | 0.28382
2018 | NC | 134162507.279 | 4334.9515 | 0.064622
2018 | ND | 42612541.996 | 5720.839 | 0.2685
2018 | NE | 36966215.818 | 494.0361 | 0.026729
2018 | NH | 17063035.358 | 537.5396 | 0.063006
2018 | NJ | 74975548.734 | 1505.4596 | 0.040159
2018 | NM | 32534843.004 | 1320.2493 | 0.081159
2018 | NV | 39607668.204 | 693.4712 | 0.035017
2018 | NY | 132500581.801 | 2072.0927 | 0.031277
2018 | OH | 126184610.568 | 28796.0679 | 0.45641
2018 | OK | 86223720.801 | 2416.0922 | 0.056042
2018 | OR | 63917831.946 | 634.057 | 0.01984
2018 | PA | 215390665.858 | 17791.3013 | 0.1652
2018 | RI | 8372772.262 | 178.3838 | 0.04261
2018 | SC | 99322722.723 | 7182.2593 | 0.14462
2018 | SD | 12616395.683 | 47.7749 | 0.0075735
2018 | TN | 81539017.661 | 2470.7484 | 0.060603
2018 | TX | 476834935.717 | 10380.8743 | 0.043541
2018 | UT | 39375424 | 1931.4505 | 0.098104
2018 | VA | 94558960.368 | 2556.6935 | 0.054076
2018 | VT | 2175006.475 | 69.6433 | 0.06404
2018 | WA | 116746864.289 | 534.0106 | 0.0091482
2018 | WI | 65802102.201 | 936.6823 | 0.02847
2018 | WV | 67249024.77 | 23148.9147 | 0.68845
2018 | WY | 46112136.165 | 981.8516 | 0.042585

## 2018 Subregion Rates
Data Year | eGRID subregion acronym | eGRID subregion name | Subregion annual net generation (MWh) | PM2.5 Emissions (tons) | PM2.5 Total Output Emission rate (lb/MWh)
YEAR | SUBRGN | SRNAME | SRNGENAN | SRPM25AN | SRPM25RTA
2018 | AKGD | ASCC Alaska Grid | 4641060 | 495 | 0.21331
2018 | AKMS | ASCC Miscellaneous | 1603241 | 629 | 0.78466
2018 | AZNM | WECC Southwest | 165353383 | 6754 | 0.081692
2018 | CAMX | WECC California | 200103502 | 3018 | 0.030164
2018 | ERCT | ERCOT All | 411784692 | 8988 | 0.043654
2018 | FRCC | FRCC All | 233469406 | 7591 | 0.065028
2018 | HIMS | HICC Miscellaneous | 2743591 | 1284 | 0.936
2018 | HIOA | HICC Oahu | 7053182 | 2078 | 0.58924
2018 | MROE | MRO East | 24091646 | 632 | 0.052466
2018 | MROW | MRO West | 236704124 | 17561 | 0.14838
2018 | NEWE | NPCC New England | 105482006 | 2668 | 0.050587
2018 | NWPP | WECC Northwest | 294782039 | 7017 | 0.047608
2018 | NYCW | NPCC NYC/Westchester | 43455637 | 1293 | 0.059509
2018 | NYLI | NPCC Long Island | 10573426 | 316 | 0.059772
2018 | NYUP | NPCC Upstate NY | 84997204 | 745 | 0.01753
2018 | RFCE | RFC East | 297325701 | 15396 | 0.10356
2018 | RFCM | RFC Michigan | 94438353 | 2819 | 0.0597
2018 | RFCW | RFC West | 532056236 | 66930 | 0.25159
2018 | RMPA | WECC Rockies | 65413620 | 1281 | 0.039166
2018 | SPNO | SPP North | 70807115 | 2273 | 0.064203
2018 | SPSO | SPP South | 160677686 | 4165 | 0.051843
2018 | SRMV | SERC Mississippi Valley | 177877883 | 4977 | 0.05596
2018 | SRMW | SERC Midwest | 128388555 | 5897 | 0.091862
2018 | SRSO | SERC South | 262135271 | 6046 | 0.046129
2018 | SRTV | SERC Tennessee Valley | 224259819 | 25027 | 0.2232
2018 | SRVC | SERC Virginia/Carolina | 328151742 | 14691 | 0.089538
2018 | U.S. |  | 4168370120 | 210571 | 0.10103

## 2019 PM Unit-level Data
Data Year | Plant state abbreviation | Plant name | DOE/EIA ORIS plant or facility code | Unit ID | Prime Mover | Unit Operational Status | Unit bottom and firing type | Unit primary fuel | Unit operating hours | Unit unadjusted annual heat input (MMBtu) | Unit unadjusted annual PM2.5 emissions (tons) | Unit annual PM2.5 emission rate (lb/MMBtu) | Unit unadjusted annual heat input source | Unit unadjusted annual PM2.5 emissions source | Unit year on-line
YEAR | PSTATABB | PNAME | ORISPL | UNITID | PRMVR | UNTOPST | BOTFIRTY | FUELU1 | HRSOP | HTIAN | PM25AN | PM25RT | HTIANSRC | PM25SRC | UNTYRONL
2019 | AK | 7-Mile Ridge Wind Project | 60814 | WT1 | WT | CN | NA | WND
2019 | AK | Agrium Kenai Nitrogen Operations | 54452 | 644A | IC | RE | NA | NG
2019 | AK | Agrium Kenai Nitrogen Operations | 54452 | 644B | IC | RE | NA | NG
2019 | AK | Agrium Kenai Nitrogen Operations | 54452 | 644C | IC | RE | NA | NG
2019 | AK | Agrium Kenai Nitrogen Operations | 54452 | 644D | IC | RE | NA | NG
2019 | AK | Agrium Kenai Nitrogen Operations | 54452 | 644E | IC | RE | NA | NG
2019 | AK | Agrium Kenai Nitrogen Operations | 54452 | 644F | IC | RE | NA | NG
2019 | AK | Agrium Kenai Nitrogen Operations | 54452 | 644G | IC | RE | NA | NG
2019 | AK | Agrium Kenai Nitrogen Operations | 54452 | 744A | GT | OS | NA | NG |  |  |  | 0.0070853
2019 | AK | Agrium Kenai Nitrogen Operations | 54452 | 744B | GT | OS | NA | NG |  |  |  | 0.0070853
2019 | AK | Agrium Kenai Nitrogen Operations | 54452 | 744C | GT | OS | NA | NG |  |  |  | 0.0070853
2019 | AK | Agrium Kenai Nitrogen Operations | 54452 | 744D | GT | OS | NA | NG |  |  |  | 0.0070853
2019 | AK | Agrium Kenai Nitrogen Operations | 54452 | 744E | GT | OS | NA | NG |  |  |  | 0.0070853
2019 | AK | Alakanuk | 57053 | G309 | IC | CN | NA | DFO
2019 | AK | Alakanuk | 57053 | UNIT1 | IC | RE | NA | DFO
2019 | AK | Alakanuk | 57053 | UNIT2 | IC | RE | NA | DFO
2019 | AK | Alakanuk | 57053 | UNIT3 | IC | RE | NA | DFO
2019 | AK | Alakanuk | 57053 | UNIT4 | IC | SB | NA | DFO |  | 219 | 0.033881 | 0.30942 | EIA Prime Mover-level Data | NEI avg EF - PM, fuel type, firing type
2019 | AK | Allison Creek Hydro | 58982 | GEN1 | HY | OP | NA | WAT |  | 170380 |  | 1.5381e-07 | EIA Prime Mover-level Data | NEI avg EF - PM, fuel type, firing type
2019 | AK | Ambler | 60243 | 1 | IC | OP | NA | DFO |  | 4673.091 | 0.72433 | 0.31 | EIA Prime Mover-level Data | Estimated using an emission factor
2019 | AK | Ambler | 60243 | 2 | IC | OP | NA | DFO |  | 3504.818 | 0.54325 | 0.31 | EIA Prime Mover-level Data | Estimated using an emission factor
2019 | AK | Ambler | 60243 | 3 | IC | OP | NA | DFO |  | 4673.091 | 0.72433 | 0.31 | EIA Prime Mover-level Data | Estimated using an emission factor
2019 | AK | Anchorage 1 | 75 | 1 | GT | RE | NA | NG
2019 | AK | Anchorage 1 | 75 | 2 | GT | RE | NA | NG
2019 | AK | Anchorage 1 | 75 | 3 | GT | RE | NA | NG
2019 | AK | Anchorage 1 | 75 | 4 | GT | OP | NA | NG |  | 80893.99 | 0.22179 | 0.0054834 | EIA Prime Mover-level Data | NEI avg EF - PM, fuel type, firing type
2019 | AK | Anchorage 1 | 75 | 3R | GT | OP | NA | NG |  | 146508 | 0.40168 | 0.0054834 | EIA Prime Mover-level Data | NEI avg EF - PM, fuel type, firing type
2019 | AK | Anchorage 1 | 75 | D1 | IC | RE | NA | DFO
2019 | AK | Anchorage 1 | 75 | D2 | IC | RE | NA | DFO
2019 | AK | Anchorage 1 | 75 | P1 BS | IC | OP | NA | DFO |  | 93 | 0.014415 | 0.31 | EIA Prime Mover-level Data | Estimated using an emission factor
2019 | AK | Angoon | 7462 | 1 | IC | RE | NA | DFO
2019 | AK | Angoon | 7462 | 3 | IC | OP | NA | DFO |  | 5433 | 0.84211 | 0.31 | EIA Prime Mover-level Data | Estimated using an emission factor
2019 | AK | Angoon | 7462 | 1A | IC | OP | NA | DFO |  | 5433 | 0.84211 | 0.31 | EIA Prime Mover-level Data | Estimated using an emission factor
2019 | AK | Angoon | 7462 | 2A | IC | OP | NA | DFO |  | 5433 | 0.84211 | 0.31 | EIA Prime Mover-level Data | Estimated using an emission factor
2019 | AK | Aniak | 7182 | 1 | IC | OP | NA | DFO |  |  |  | 0.30942
2019 | AK | Aniak | 7182 | 3 | IC | RE | NA | DFO
2019 | AK | Aniak | 7182 | 4 | IC | RE | NA | DFO
2019 | AK | Aniak | 7182 | 5 | IC | RE | NA | DFO
2019 | AK | Aniak | 7182 | 9 | IC | OP | NA | DFO |  |  |  | 0.30942
2019 | AK | Aniak | 7182 | 10 | IC | OP | NA | DFO |  |  |  | 0.30942
2019 | AK | Annex Creek | 62 | 5 | HY | OP | NA | WAT |  | 107225.5 |  | 1.5381e-07 | EIA Prime Mover-level Data | NEI avg EF - PM, fuel type, firing type
2019 | AK | Annex Creek | 62 | 6 | HY | OP | NA | WAT |  | 131053.5 |  | 1.5381e-07 | EIA Prime Mover-level Data | NEI avg EF - PM, fuel type, firing type
2019 | AK | Auke Bay | 7250 | 4 | IC | SB | NA | DFO |  | 127 | 0.019685 | 0.31 | EIA Prime Mover-level Data | Estimated using an emission factor
2019 | AK | Auke Bay | 7250 | 13 | GT | SB | NA | DFO |  | 410.528 | 0.0035427 | 0.017259 | EIA Prime Mover-level Data | NEI avg EF - PM, fuel type, firing type
2019 | AK | Auke Bay | 7250 | 14 | GT | SB | NA | DFO |  | 4530.472 | 0.039096 | 0.017259 | EIA Prime Mover-level Data | NEI avg EF - PM, fuel type, firing type
2019 | AK | Aurora Energy LLC Chena | 79 | 1 | ST | OP | NA | SUB |  | 437398.6 | 3.7582 | 0.017184 | EIA Unit-level Data | NEI avg EF - PM, fuel type
2019 | AK | Aurora Energy LLC Chena | 79 | 2 | ST | OP | NA | SUB |  | 485632.1 | 4.1726 | 0.017184 | EIA Unit-level Data | NEI avg EF - PM, fuel type
2019 | AK | Aurora Energy LLC Chena | 79 | 3 | ST | OP | NA | SUB |  | 415637.7 | 3.5712 | 0.017184 | EIA Unit-level Data | NEI avg EF - PM, fuel type
2019 | AK | Aurora Energy LLC Chena | 79 | 5 | ST | OP | NA | SUB |  | 2041330 | 17.5393 | 0.017184 | EIA Unit-level Data | NEI avg EF - PM, fuel type
2019 | AK | Barrow | 7173 | 6 | GT | OP | NA | NG |  | 108004.5 | 0.29612 | 0.0054834 | EIA Prime Mover-level Data | NEI avg EF - PM, fuel type, firing type
2019 | AK | Barrow | 7173 | 7 | GT | OP | NA | NG |  | 108004.5 | 0.29612 | 0.0054834 | EIA Prime Mover-level Data | NEI avg EF - PM, fuel type, firing type
2019 | AK | Barrow | 7173 | 8 | GT | OP | NA | NG |  | 108004.5 | 0.29612 | 0.0054834 | EIA Prime Mover-level Data | NEI avg EF - PM, fuel type, firing type
2019 | AK | Barrow | 7173 | 9 | IC | OS | NA | NG |  |  |  | 0.0004219
2019 | AK | Barrow | 7173 | 10 | IC | OS | NA | NG |  |  |  | 0.0004219
2019 | AK | Barrow | 7173 | 11 | GT | OP | NA | NG |  | 207368.6 | 0.56854 | 0.0054834 | EIA Prime Mover-level Data | NEI avg EF - PM, fuel type, firing type
2019 | AK | Barrow | 7173 | 12 | GT | OP | NA | NG |  | 216009 | 0.59223 | 0.0054834 | EIA Prime Mover-level Data | NEI avg EF - PM, fuel type, firing type
2019 | AK | Battery Energy Storage System | 57583 | BESS | BA | OP | NA | MWH |  | 0 |  |  | EIA Prime Mover-level Data
2019 | AK | Beaver Falls | 6580 | 1 | HY | OP | NA | WAT |  | 57940.37 |  | 1.5381e-07 | EIA Prime Mover-level Data | NEI avg EF - PM, fuel type, firing type
2019 | AK | Beaver Falls | 6580 | 3 | HY | OP | NA | WAT |  | 127468.8 |  | 1.5381e-07 | EIA Prime Mover-level Data | NEI avg EF - PM, fuel type, firing type
2019 | AK | Beaver Falls | 6580 | 4 | HY | OP | NA | WAT |  | 127468.8 |  | 1.5381e-07 | EIA Prime Mover-level Data | NEI avg EF - PM, fuel type, firing type
2019 | AK | Beluga | 96 | 1 | GT | OP | NA | NG |  | 59464.94 | 0.16303 | 0.0054834 | EIA Prime Mover-level Data | NEI avg EF - PM, fuel type, firing type
2019 | AK | Beluga | 96 | 2 | GT | OP | NA | NG |  | 59464.94 | 0.16303 | 0.0054834 | EIA Prime Mover-level Data | NEI avg EF - PM, fuel type, firing type
2019 | AK | Beluga | 96 | 3 | GT | OP | NA | NG |  | 219648.6 | 0.60221 | 0.0054834 | EIA Prime Mover-level Data | NEI avg EF - PM, fuel type, firing type
2019 | AK | Beluga | 96 | 5 | GT | OP | NA | NG |  | 253841 | 0.69595 | 0.0054834 | EIA Prime Mover-level Data | NEI avg EF - PM, fuel type, firing type
2019 | AK | Beluga | 96 | 6 | GT | OP | NA | NG |  | 284316.8 | 0.77951 | 0.0054834 | EIA Prime Mover-level Data | NEI avg EF - PM, fuel type, firing type
2019 | AK | Beluga | 96 | 7 | GT | OP | NA | NG |  | 284316.8 | 0.77951 | 0.0054834 | EIA Prime Mover-level Data | NEI avg EF - PM, fuel type, firing type
2019 | AK | Beluga | 96 | 8 | CA | RE | NA | NG
2019 | AK | Bernice Lake | 6292 | 2 | GT | OP | NA | NG |  | 81993.05 | 0.2248 | 0.0054834 | EIA Prime Mover-level Data | NEI avg EF - PM, fuel type, firing type
2019 | AK | Bernice Lake | 6292 | 3 | GT | OP | NA | NG |  | 114077.3 | 0.31277 | 0.0054834 | EIA Prime Mover-level Data | NEI avg EF - PM, fuel type, firing type
2019 | AK | Bernice Lake | 6292 | 4 | GT | OP | NA | NG |  | 107739.7 | 0.29539 | 0.0054834 | EIA Prime Mover-level Data | NEI avg EF - PM, fuel type, firing type
2019 | AK | Bethel | 6566 | 1 | IC | OP | NA | DFO |  | 66805.5 | 10.3549 | 0.31 | EIA Prime Mover-level Data | Estimated using an emission factor
2019 | AK | Bethel | 6566 | 2 | IC | OP | NA | DFO |  | 66805.5 | 10.3549 | 0.31 | EIA Prime Mover-level Data | Estimated using an emission factor
2019 | AK | Bethel | 6566 | 3 | IC | OP | NA | DFO |  | 66805.5 | 10.3549 | 0.31 | EIA Prime Mover-level Data | Estimated using an emission factor
2019 | AK | Bethel | 6566 | 4 | IC | OP | NA | DFO |  | 66805.5 | 10.3549 | 0.31 | EIA Prime Mover-level Data | Estimated using an emission factor
2019 | AK | Bethel | 6566 | 6 | IC | OP | NA | DFO |  | 66805.5 | 10.3549 | 0.31 | EIA Prime Mover-level Data | Estimated using an emission factor
2019 | AK | Bethel | 6566 | 7 | IC | OP | NA | DFO |  | 66805.5 | 10.3549 | 0.31 | EIA Prime Mover-level Data | Estimated using an emission factor
2019 | AK | Black Bear Lake | 7752 | 1 | HY | OP | NA | WAT |  | 177867 |  | 1.5381e-07 | EIA Prime Mover-level Data | NEI avg EF - PM, fuel type, firing type
2019 | AK | Blue Lake Hydro | 93 | 1 | HY | RE | NA | WAT
2019 | AK | Blue Lake Hydro | 93 | 2 | HY | RE | NA | WAT
2019 | AK | Blue Lake Hydro | 93 | 3 | HY | OP | NA | WAT |  | 176471 |  | 1.5381e-07 | EIA Prime Mover-level Data | NEI avg EF - PM, fuel type, firing type
2019 | AK | Blue Lake Hydro | 93 | 4 | HY | OP | NA | WAT |  | 176471 |  | 1.5381e-07 | EIA Prime Mover-level Data | NEI avg EF - PM, fuel type, firing type
2019 | AK | Blue Lake Hydro | 93 | 5 | HY | OP | NA | WAT |  | 176471 |  | 1.5381e-07 | EIA Prime Mover-level Data | NEI avg EF - PM, fuel type, firing type
2019 | AK | Bradley Lake | 7367 | 1 | HY | OP | NA | WAT |  | 1841311 |  | 1.5381e-07 | EIA Prime Mover-level Data | NEI avg EF - PM, fuel type, firing type
2019 | AK | Bradley Lake | 7367 | 2 | HY | OP | NA | WAT |  | 1841311 |  | 1.5381e-07 | EIA Prime Mover-level Data | NEI avg EF - PM, fuel type, firing type
2019 | AK | Brevig Mission | 60260 | 1 | IC | OP | NA | DFO |  | 2378.8 | 0.36871 | 0.31 | EIA Prime Mover-level Data | Estimated using an emission factor
2019 | AK | Brevig Mission | 60260 | 2 | IC | OP | NA | DFO |  | 4757.6 | 0.73743 | 0.31 | EIA Prime Mover-level Data | Estimated using an emission factor
2019 | AK | Brevig Mission | 60260 | 3 | IC | RE | NA | DFO |  |  |  | 0.31
2019 | AK | Brevig Mission | 60260 | 3A | IC | OP | NA | DFO |  | 4757.6 | 0.73743 | 0.31 | EIA Prime Mover-level Data | Estimated using an emission factor
2019 | AK | Centennial | 7112 | IC6 | IC | OP | NA | DFO |  | 28855 | 4.4725 | 0.31 | EIA Prime Mover-level Data | Estimated using an emission factor
2019 | AK | Centennial | 7112 | IC7 | IC | RE | NA | DFO |  |  |  | 0.31
2019 | AK | Chester Lake | 7168 | 1 | HY | OP | NA | WAT |  | 51724 |  | 1.5381e-07 | EIA Prime Mover-level Data | NEI avg EF - PM, fuel type, firing type
2019 | AK | Chevak | 6311 | 1 | IC | RE | NA | DFO
2019 | AK | Chevak | 6311 | 2 | IC | RE | NA | DFO
2019 | AK | Chevak | 6311 | 3 | IC | RE | NA | DFO
2019 | AK | Chevak | 6311 | 1A | IC | OP | NA | DFO |  | 4733.056 | 0.73362 | 0.31 | EIA Prime Mover-level Data | Estimated using an emission factor
2019 | AK | Chevak | 6311 | 2A | IC | OP | NA | DFO |  | 4733.056 | 0.73362 | 0.31 | EIA Prime Mover-level Data | Estimated using an emission factor
2019 | AK | Chevak | 6311 | 3A | IC | OP | NA | DFO |  | 7572.889 | 1.1738 | 0.31 | EIA Prime Mover-level Data | Estimated using an emission factor
2019 | AK | Cooper Lake | 6291 | 1 | HY | OP | NA | WAT |  | 205246 |  | 1.5381e-07 | EIA Prime Mover-level Data | NEI avg EF - PM, fuel type, firing type
2019 | AK | Cooper Lake | 6291 | 2 | HY | OP | NA | WAT |  | 205246 |  | 1.5381e-07 | EIA Prime Mover-level Data | NEI avg EF - PM, fuel type, firing type
2019 | AK | Craig (AK) | 421 | 1 | IC | OP | NA | DFO |  | 747.783 | 0.11591 | 0.31 | EIA Prime Mover-level Data | Estimated using an emission factor
2019 | AK | Craig (AK) | 421 | 5 | IC | OP | NA | DFO |  | 1370.935 | 0.21249 | 0.31 | EIA Prime Mover-level Data | Estimated using an emission factor
2019 | AK | Craig (AK) | 421 | 6 | IC | OP | NA | DFO |  | 1370.935 | 0.21249 | 0.31 | EIA Prime Mover-level Data | Estimated using an emission factor
2019 | AK | Craig (AK) | 421 | 3A | IC | RE | NA | DFO
2019 | AK | Craig (AK) | 421 | 3B | IC | OP | NA | DFO |  | 2243.348 | 0.34772 | 0.31 | EIA Prime Mover-level Data | Estimated using an emission factor
2019 | AK | Delta Power | 56325 | 6 | GT | SB | NA | DFO |  | 944 | 0.0081464 | 0.017259 | EIA Prime Mover-level Data | NEI avg EF - PM, fuel type, firing type
2019 | AK | Delta Wind Farm | 58511 | EWT1 | WT | OP | NA | WND |  | 16744.26 |  | 0 | EIA Prime Mover-level Data | Estimated using an emission factor
2019 | AK | Delta Wind Farm | 58511 | EWT2 | WT | OP | NA | WND |  | 16744.26 |  | 0 | EIA Prime Mover-level Data | Estimated using an emission factor
2019 | AK | Delta Wind Farm | 58511 | NW1 | WT | OP | NA | WND |  | 1860.474 |  | 0 | EIA Prime Mover-level Data | Estimated using an emission factor
2019 | AK | Dillingham | 109 | 3 | IC | RE | NA | DFO
2019 | AK | Dillingham | 109 | 4 | IC | RE | NA | DFO
2019 | AK | Dillingham | 109 | 5 | IC | RE | NA | DFO
2019 | AK | Dillingham | 109 | 6 | IC | RE | NA | DFO
2019 | AK | Dillingham | 109 | 8 | IC | RE | NA | DFO
2019 | AK | Dillingham | 109 | 10 | IC | OP | NA | DFO |  | 18968.1 | 2.9401 | 0.31 | EIA Prime Mover-level Data | Estimated using an emission factor
2019 | AK | Dillingham | 109 | 11 | IC | OP | NA | DFO |  | 17243.73 | 2.6728 | 0.31 | EIA Prime Mover-level Data | Estimated using an emission factor
2019 | AK | Dillingham | 109 | 12 | IC | OP | NA | DFO |  | 17243.73 | 2.6728 | 0.31 | EIA Prime Mover-level Data | Estimated using an emission factor
2019 | AK | Dillingham | 109 | 13 | IC | OP | NA | DFO |  | 17243.73 | 2.6728 | 0.31 | EIA Prime Mover-level Data | Estimated using an emission factor
2019 | AK | Dillingham | 109 | 14 | IC | OP | NA | DFO |  | 17243.73 | 2.6728 | 0.31 | EIA Prime Mover-level Data | Estimated using an emission factor
2019 | AK | Dillingham | 109 | 15 | IC | OP | NA | DFO |  | 17243.73 | 2.6728 | 0.31 | EIA Prime Mover-level Data | Estimated using an emission factor
2019 | AK | Dillingham | 109 | 16 | IC | OP | NA | DFO |  | 8621.863 | 1.3364 | 0.31 | EIA Prime Mover-level Data | Estimated using an emission factor
2019 | AK | Dillingham | 109 | 17 | IC | OP | NA | DFO |  | 37936.2 | 5.8691 | 0.30942 | EIA Prime Mover-level Data | NEI avg EF - PM, fuel type, firing type
2019 | AK | Dillingham | 109 | 18 | IC | OP | NA | DFO |  | 37936.2 | 5.8691 | 0.30942 | EIA Prime Mover-level Data | NEI avg EF - PM, fuel type, firing type
2019 | AK | Dillingham | 109 | IC9 | IC | RE | NA | DFO
2019 | AK | Dutch Harbor | 7502 | 1 | IC | RE | NA | DFO
2019 | AK | Dutch Harbor | 7502 | 2 | IC | RE | NA | DFO
2019 | AK | Dutch Harbor | 7502 | 3 | IC | RE | NA | DFO
2019 | AK | Dutch Harbor | 7502 | 4 | IC | RE | NA | DFO
2019 | AK | Dutch Harbor | 7502 | 5 | IC | RE | NA | DFO
2019 | AK | Dutch Harbor | 7502 | 6 | IC | RE | NA | DFO
2019 | AK | Dutch Harbor | 7502 | 8 | IC | OA | NA | DFO |  | 26477.26 | 4.104 | 0.31 | EIA Prime Mover-level Data | Estimated using an emission factor
2019 | AK | Dutch Harbor | 7502 | 9 | IC | OA | NA | DFO |  | 26477.26 | 4.104 | 0.31 | EIA Prime Mover-level Data | Estimated using an emission factor
2019 | AK | Dutch Harbor | 7502 | 10 | IC | OP | NA | DFO |  | 114734.8 | 17.7839 | 0.31 | EIA Prime Mover-level Data | Estimated using an emission factor
2019 | AK | Dutch Harbor | 7502 | 11 | IC | OP | NA | DFO |  | 114734.8 | 17.7839 | 0.31 | EIA Prime Mover-level Data | Estimated using an emission factor
2019 | AK | Dutch Harbor | 7502 | 12 | IC | OP | NA | DFO |  | 97083.29 | 15.0479 | 0.31 | EIA Prime Mover-level Data | Estimated using an emission factor
2019 | AK | Dutch Harbor | 7502 | 13 | IC | OP | NA | DFO |  | 97083.29 | 15.0479 | 0.31 | EIA Prime Mover-level Data | Estimated using an emission factor
2019 | AK | Dutch Harbor | 7502 | 15 | IC | SB | NA | DFO |  | 6619.315 | 1.026 | 0.31 | EIA Prime Mover-level Data | Estimated using an emission factor
2019 | AK | Eielson AFB Central Heat & Power Plant | 50392 | 1 | ST | OP | NA | SUB |  | 590145.6 | 5.0706 | 0.017184 | EIA Unit-level Data | NEI avg EF - PM, fuel type
2019 | AK | Eielson AFB Central Heat & Power Plant | 50392 | 2 | ST | OP | NA | SUB |  | 699493.5 | 6.0101 | 0.017184 | EIA Unit-level Data | NEI avg EF - PM, fuel type
2019 | AK | Eielson AFB Central Heat & Power Plant | 50392 | 3 | ST | OP | NA | SUB |  | 314383 | 2.7012 | 0.017184 | EIA Unit-level Data | NEI avg EF - PM, fuel type
2019 | AK | Eielson AFB Central Heat & Power Plant | 50392 | 4 | ST | OP | NA | SUB |  | 577480.4 | 4.9618 | 0.017184 | EIA Unit-level Data | NEI avg EF - PM, fuel type
2019 | AK | Eielson AFB Central Heat & Power Plant | 50392 | 5 | ST | OP | NA | SUB |  | 0 | 0 | 0.017184 | EIA Unit-level Data | NEI avg EF - PM, fuel type, firing type
2019 | AK | Eielson AFB Central Heat & Power Plant | 50392 | 5A | ST | OP | NA | SUB |  | 181233 | 1.5572 | 0.017184 | EIA Unit-level Data | NEI avg EF - PM, fuel type
2019 | AK | Eielson AFB Central Heat & Power Plant | 50392 | 6A | ST | OP | NA | SUB |  | 266287.3 | 2.288 | 0.017184 | EIA Unit-level Data | NEI avg EF - PM, fuel type
2019 | AK | Eielson AFB Central Heat & Power Plant | 50392 | DG01 | IC | SB | NA | DFO |  | 828 | 0.0016684 | 0.00403 | EIA Prime Mover-level Data | Estimated using an emission factor
2019 | AK | Eielson AFB Central Heat & Power Plant | 50392 | DG02 | IC | SB | NA | DFO |  | 828 | 0.0016684 | 0.00403 | EIA Prime Mover-level Data | Estimated using an emission factor
2019 | AK | Eielson AFB Central Heat & Power Plant | 50392 | DG03 | IC | SB | NA | DFO |  | 828 | 0.0016684 | 0.00403 | EIA Prime Mover-level Data | Estimated using an emission factor
2019 | AK | Eielson AFB Central Heat & Power Plant | 50392 | DG04 | IC | SB | NA | DFO |  | 828 | 0.0016684 | 0.00403 | EIA Prime Mover-level Data | Estimated using an emission factor
2019 | AK | Eklutna Generation Station | 58989 | EGS01 | IC | OP | NA | NG |  | 632016.9 | 0.13336 | 0.000422 | EIA Prime Mover-level Data | Estimated using an emission factor
2019 | AK | Eklutna Generation Station | 58989 | EGS02 | IC | OP | NA | NG |  | 632016.9 | 0.13336 | 0.000422 | EIA Prime Mover-level Data | Estimated using an emission factor
2019 | AK | Eklutna Generation Station | 58989 | EGS03 | IC | OP | NA | NG |  | 632016.9 | 0.13336 | 0.000422 | EIA Prime Mover-level Data | Estimated using an emission factor
2019 | AK | Eklutna Generation Station | 58989 | EGS04 | IC | OP | NA | NG |  | 632016.9 | 0.13336 | 0.000422 | EIA Prime Mover-level Data | Estimated using an emission factor
2019 | AK | Eklutna Generation Station | 58989 | EGS05 | IC | OP | NA | NG |  | 632016.9 | 0.13336 | 0.000422 | EIA Prime Mover-level Data | Estimated using an emission factor
2019 | AK | Eklutna Generation Station | 58989 | EGS06 | IC | OP | NA | NG |  | 632016.9 | 0.13336 | 0.000422 | EIA Prime Mover-level Data | Estimated using an emission factor
2019 | AK | Eklutna Generation Station | 58989 | EGS07 | IC | OP | NA | NG |  | 632016.9 | 0.13336 | 0.000422 | EIA Prime Mover-level Data | Estimated using an emission factor
2019 | AK | Eklutna Generation Station | 58989 | EGS08 | IC | OP | NA | NG |  | 632016.9 | 0.13336 | 0.000422 | EIA Prime Mover-level Data | Estimated using an emission factor
2019 | AK | Eklutna Generation Station | 58989 | EGS09 | IC | OP | NA | NG |  | 632016.9 | 0.13336 | 0.000422 | EIA Prime Mover-level Data | Estimated using an emission factor
2019 | AK | Eklutna Generation Station | 58989 | EGS10 | IC | OP | NA | NG |  | 632016.9 | 0.13336 | 0.000422 | EIA Prime Mover-level Data | Estimated using an emission factor
2019 | AK | Eklutna Hydro Project | 77 | 1 | HY | OP | NA | WAT |  | 850202.5 |  | 1.5381e-07 | EIA Prime Mover-level Data | NEI avg EF - PM, fuel type, firing type
2019 | AK | Eklutna Hydro Project | 77 | 2 | HY | OP | NA | WAT |  | 850202.5 |  | 1.5381e-07 | EIA Prime Mover-level Data | NEI avg EF - PM, fuel type, firing type
2019 | AK | Elim | 57060 | 3A | IC | OP | NA | DFO |  | 2980 | 0.46103 | 0.30942 | EIA Prime Mover-level Data | NEI avg EF - PM, fuel type, firing type
2019 | AK | Elim | 57060 | UNIT1 | IC | OP | NA | DFO |  | 1192 | 0.18476 | 0.31 | EIA Prime Mover-level Data | Estimated using an emission factor
2019 | AK | Elim | 57060 | UNIT2 | IC | OP | NA | DFO |  | 2384 | 0.36952 | 0.31 | EIA Prime Mover-level Data | Estimated using an emission factor
2019 | AK | Elim | 57060 | UNIT3 | IC | RE | NA | DFO |  | 5960 | 0.9238 | 0.31 | EIA Prime Mover-level Data | Estimated using an emission factor
2019 | AK | Emmonak | 6314 | 2 | IC | RE | NA | DFO
2019 | AK | Emmonak | 6314 | 4 | IC | RE | NA | DFO
2019 | AK | Emmonak | 6314 | 5 | IC | RE | NA | DFO
2019 | AK | Emmonak | 6314 | 6 | IC | OP | NA | DFO |  | 14238 | 2.2069 | 0.31 | EIA Prime Mover-level Data | Estimated using an emission factor
2019 | AK | Emmonak | 6314 | 2A | IC | OP | NA | DFO |  | 7910 | 1.2261 | 0.31 | EIA Prime Mover-level Data | Estimated using an emission factor
2019 | AK | Emmonak | 6314 | 4a | IC | OP | NA | DFO |  | 7910 | 1.2261 | 0.31 | EIA Prime Mover-level Data | Estimated using an emission factor
2019 | AK | Emmonak | 6314 | 5a | IC | RE | NA | DFO
2019 | AK | Emmonak | 6314 | 5B | IC | OP | NA | DFO |  | 20566 | 3.1877 | 0.31 | EIA Prime Mover-level Data | Estimated using an emission factor
2019 | AK | ESS Battery Microgrid | 58405 | 1 | BA | OP | NA | MWH |  | 0 |  |  | EIA Prime Mover-level Data
2019 | AK | Eva Creek Wind | 57935 | EVW | WT | OP | NA | WND |  | 535184 |  | 0 | EIA Prime Mover-level Data | Estimated using an emission factor
2019 | AK | Eyak Service Center BESS | 62714 | BESS1 | BA | OP | NA | MWH
2019 | AK | Fairbanks | 6286 | 5 | IC | SB | NA | DFO |  | 19.5 | 0.0030225 | 0.31 | EIA Prime Mover-level Data | Estimated using an emission factor
2019 | AK | Fairbanks | 6286 | 6 | IC | SB | NA | DFO |  | 19.5 | 0.0030225 | 0.31 | EIA Prime Mover-level Data | Estimated using an emission factor
2019 | AK | Fairbanks | 6286 | GT1 | GT | OP | NA | DFO |  | 82127.5 | 0.70873 | 0.017259 | EIA Prime Mover-level Data | NEI avg EF - PM, fuel type, firing type
2019 | AK | Fairbanks | 6286 | GT2 | GT | OP | NA | DFO |  | 82127.5 | 0.70873 | 0.017259 | EIA Prime Mover-level Data | NEI avg EF - PM, fuel type, firing type
2019 | AK | False Island | 56146 | 1 | IC | OP | NA | DFO |  | 16614 | 2.5752 | 0.31 | EIA Prime Mover-level Data | Estimated using an emission factor
2019 | AK | False Island | 56146 | 3 | IC | RE | NA | DFO
2019 | AK | Fire Island Wind | 58425 | WT1 | WT | OP | NA | WND |  | 429358 |  | 0 | EIA Prime Mover-level Data | Estimated using an emission factor
2019 | AK | Flywheel Energy Storage System Microgrid | 60563 | FESS | FW | OP | NA | MWH |  | 0 |  |  | EIA Prime Mover-level Data
2019 | AK | Fort Greely Power Plant | 54834 | EN-1 | IC | RE | NA | DFO
2019 | AK | Fort Greely Power Plant | 54834 | EN-2 | IC | RE | NA | DFO
2019 | AK | Fort Greely Power Plant | 54834 | EN-3 | IC | RE | NA | DFO
2019 | AK | Fort Greely Power Plant | 54834 | EN-4 | IC | SB | NA | DFO |  | 96.649 | 0.014981 | 0.31 | EIA Prime Mover-level Data | Estimated using an emission factor
2019 | AK | Fort Greely Power Plant | 54834 | EN-5 | IC | SB | NA | DFO |  | 96.649 | 0.014981 | 0.31 | EIA Prime Mover-level Data | Estimated using an emission factor
2019 | AK | Fort Greely Power Plant | 54834 | EN-6 | IC | SB | NA | DFO |  | 201.351 | 0.031209 | 0.31 | EIA Prime Mover-level Data | Estimated using an emission factor
2019 | AK | Fort Greely Power Plant | 54834 | EN-7 | IC | SB | NA | DFO |  | 201.351 | 0.031209 | 0.31 | EIA Prime Mover-level Data | Estimated using an emission factor
2019 | AK | Galena Electric Utility | 7437 | 2 | IC | RE | NA | DFO
2019 | AK | Galena Electric Utility | 7437 | 3 | IC | RE | NA | DFO
2019 | AK | Galena Electric Utility | 7437 | 4 | IC | RE | NA | DFO
2019 | AK | Galena Electric Utility | 7437 | 5 | IC | RE | NA | DFO
2019 | AK | Galena Electric Utility | 7437 | 6 | IC | RE | NA | DFO
2019 | AK | Galena Electric Utility | 7437 | 1A | IC | OP | NA | DFO |  | 12985.85 | 2.0128 | 0.31 | EIA Prime Mover-level Data | Estimated using an emission factor
2019 | AK | Galena Electric Utility | 7437 | 2A | IC | OP | NA | DFO |  | 8116.154 | 1.258 | 0.31 | EIA Prime Mover-level Data | Estimated using an emission factor
2019 | AK | Galena Electric Utility | 7437 | 3A | IC | OP | NA | DFO |  | 12985.85 | 2.0128 | 0.31 | EIA Prime Mover-level Data | Estimated using an emission factor
2019 | AK | Galena Electric Utility | 7437 | 4A | IC | OP | NA | DFO |  | 16232.31 | 2.516 | 0.31 | EIA Prime Mover-level Data | Estimated using an emission factor
2019 | AK | Galena Electric Utility | 7437 | 5A | IC | OP | NA | DFO |  | 12985.85 | 2.0128 | 0.31 | EIA Prime Mover-level Data | Estimated using an emission factor
2019 | AK | Galena Electric Utility | 7437 | 6A | IC | RE | NA | DFO
2019 | AK | Gambell | 57062 | 1A | IC | OP | NA | DFO |  | 3177.75 | 0.49255 | 0.31 | EIA Prime Mover-level Data | Estimated using an emission factor
2019 | AK | Gambell | 57062 | UNIT1 | IC | RE | NA | DFO
2019 | AK | Gambell | 57062 | UNIT2 | IC | OP | NA | DFO |  | 5296.25 | 0.82092 | 0.31 | EIA Prime Mover-level Data | Estimated using an emission factor
2019 | AK | Gambell | 57062 | UNIT3 | IC | OP | NA | DFO |  | 8474 | 1.3135 | 0.31 | EIA Prime Mover-level Data | Estimated using an emission factor
2019 | AK | George M Sullivan Generation Plant 2 | 6559 | 5 | CT | RE | NA | NG
2019 | AK | George M Sullivan Generation Plant 2 | 6559 | 7 | CT |  | NA | NG |  | 350036.3 | 1.0075 | 0.0057564 | EIA Unit-level Data | NEI avg EF - PM, fuel type
2019 | AK | George M Sullivan Generation Plant 2 | 6559 | 9 | CT |  | NA | NG |  | 2398928 | 6.9046 | 0.0057564 | EIA Unit-level Data | NEI avg EF - PM, fuel type
2019 | AK | George M Sullivan Generation Plant 2 | 6559 | 10 | CT |  | NA | NG |  | 2668168 | 7.6796 | 0.0057564 | EIA Unit-level Data | NEI avg EF - PM, fuel type
2019 | AK | George M Sullivan Generation Plant 2 | 6559 | 11 | CA | OP | NA | NG |  | 0 | 0 | 0.0017814 | EIA Prime Mover-level Data | NEI avg EF - PM, fuel type, firing type
2019 | AK | George M Sullivan Generation Plant 2 | 6559 | 5B | CA | RE | NA | NG |  | 0 |  |  | EIA Unit-level Data
2019 | AK | George M Sullivan Generation Plant 2 | 6559 | 7GB | CA | RE | NA | NG |  | 0 |  |  | EIA Unit-level Data
2019 | AK | George M Sullivan Generation Plant 2 | 6559 | GT8 | GT | OP | NA | NG |  | 11781 | 0.0323 | 0.0054834 | EIA Prime Mover-level Data | NEI avg EF - PM, fuel type, firing type
2019 | AK | Glennallen | 6305 | 1 | IC | RE | NA | DFO
2019 | AK | Glennallen | 6305 | 2 | IC | RE | NA | DFO
2019 | AK | Glennallen | 6305 | 3 | IC | RE | NA | DFO |  | 1563.318 | 0.24231 | 0.31 | EIA Prime Mover-level Data | Estimated using an emission factor
2019 | AK | Glennallen | 6305 | 4 | IC | RE | NA | DFO |  | 1563.318 | 0.24231 | 0.31 | EIA Prime Mover-level Data | Estimated using an emission factor
2019 | AK | Glennallen | 6305 | 5 | IC | RE | NA | DFO |  | 1563.318 | 0.24231 | 0.31 | EIA Prime Mover-level Data | Estimated using an emission factor
2019 | AK | Glennallen | 6305 | 6 | IC | OP | NA | DFO |  | 8129.252 | 1.26 | 0.31 | EIA Prime Mover-level Data | Estimated using an emission factor
2019 | AK | Glennallen | 6305 | 7 | IC | OP | NA | DFO |  | 8129.252 | 1.26 | 0.31 | EIA Prime Mover-level Data | Estimated using an emission factor
2019 | AK | Glennallen | 6305 | 8 | IC | OP | NA | DFO |  | 3751.963 | 0.58155 | 0.31 | EIA Prime Mover-level Data | Estimated using an emission factor
2019 | AK | Glennallen | 6305 | 9 | IC | OP | NA | DFO |  | 8754.579 | 1.357 | 0.31 | EIA Prime Mover-level Data | Estimated using an emission factor
2019 | AK | Goat Lake Hydro | 7751 | 1 | HY | OP | NA | WAT |  | 137300 |  | 1.5381e-07 | EIA Prime Mover-level Data | NEI avg EF - PM, fuel type, firing type
2019 | AK | Gold Creek | 63 | 1 | HY | OP | NA | WAT |  | 1629 |  | 1.5381e-07 | EIA Prime Mover-level Data | NEI avg EF - PM, fuel type, firing type
2019 | AK | Gold Creek | 63 | 2 | HY | OP | NA | WAT |  | 814.5 |  | 1.5381e-07 | EIA Prime Mover-level Data | NEI avg EF - PM, fuel type, firing type
2019 | AK | Gold Creek | 63 | 3 | HY | OP | NA | WAT |  | 814.5 |  | 1.5381e-07 | EIA Prime Mover-level Data | NEI avg EF - PM, fuel type, firing type
2019 | AK | Gold Creek | 63 | IC1 | IC | SB | NA | DFO |  | 11.704 | 0.0018141 | 0.31 | EIA Prime Mover-level Data | Estimated using an emission factor
2019 | AK | Gold Creek | 63 | IC2 | IC | SB | NA | DFO |  | 11.704 | 0.0018141 | 0.31 | EIA Prime Mover-level Data | Estimated using an emission factor
2019 | AK | Gold Creek | 63 | IC3 | IC | SB | NA | DFO |  | 10.728 | 0.0016628 | 0.31 | EIA Prime Mover-level Data | Estimated using an emission factor
2019 | AK | Gold Creek | 63 | IC4 | IC | SB | NA | DFO |  | 34.136 | 0.0052911 | 0.31 | EIA Prime Mover-level Data | Estimated using an emission factor
2019 | AK | Gold Creek | 63 | IC5 | IC | SB | NA | DFO |  | 10.728 | 0.0016628 | 0.31 | EIA Prime Mover-level Data | Estimated using an emission factor
2019 | AK | Green Lake | 313 | 1 | HY | OP | NA | WAT |  | 227649 |  | 1.5381e-07 | EIA Prime Mover-level Data | NEI avg EF - PM, fuel type, firing type
2019 | AK | Green Lake | 313 | 2 | HY | OP | NA | WAT |  | 227649 |  | 1.5381e-07 | EIA Prime Mover-level Data | NEI avg EF - PM, fuel type, firing type
2019 | AK | Gwitchyaa Zhee | 7174 | 1 | IC | RE | NA | DFO |  |  |  | 0.31
2019 | AK | Gwitchyaa Zhee | 7174 | 3 | IC | RE | NA | DFO
2019 | AK | Gwitchyaa Zhee | 7174 | 5 | IC | RE | NA | DFO
2019 | AK | Gwitchyaa Zhee | 7174 | 6 | IC | RE | NA | DFO
2019 | AK | Gwitchyaa Zhee | 7174 | 7 | IC | OP | NA | DFO |  | 10897.86 | 1.6892 | 0.31 | EIA Prime Mover-level Data | Estimated using an emission factor
2019 | AK | Gwitchyaa Zhee | 7174 | 8 | IC | OP | NA | DFO |  | 10897.86 | 1.6892 | 0.31 | EIA Prime Mover-level Data | Estimated using an emission factor
2019 | AK | Gwitchyaa Zhee | 7174 | 9 | IC | OP | NA | DFO |  | 4359.143 | 0.67567 | 0.31 | EIA Prime Mover-level Data | Estimated using an emission factor
2019 | AK | Gwitchyaa Zhee | 7174 | 10 | IC | OP | NA | DFO |  | 4359.143 | 0.67567 | 0.31 | EIA Prime Mover-level Data | Estimated using an emission factor
2019 | AK | Gwitchyaa Zhee | 7174 | 2A | IC | RE | NA | DFO
2019 | AK | Gwitchyaa Zhee | 7174 | 4A | IC | RE | NA | DFO
2019 | AK | Haines | 69 | 5 | IC | OP | NA | DFO |  | 182.815 | 0.028336 | 0.31 | EIA Prime Mover-level Data | Estimated using an emission factor
2019 | AK | Haines | 69 | 9 | IC | RE | NA | DFO
2019 | AK | Haines | 69 | 10 | IC | OP | NA | DFO |  | 365.63 | 0.056673 | 0.31 | EIA Prime Mover-level Data | Estimated using an emission factor
2019 | AK | Haines | 69 | 11 | IC | OP | NA | DFO |  | 578.914 | 0.089732 | 0.31 | EIA Prime Mover-level Data | Estimated using an emission factor
2019 | AK | Haines | 69 | 7A | IC | OP | NA | DFO |  | 853.136 | 0.13224 | 0.31 | EIA Prime Mover-level Data | Estimated using an emission factor
2019 | AK | Haines | 69 | IC8A | IC | OP | NA | DFO |  | 487.506 | 0.075563 | 0.31 | EIA Prime Mover-level Data | Estimated using an emission factor
2019 | AK | Healy | 6288 | 1 | ST | OP | NA | LIG |  | 2120134 | 16.3641 | 0.015437 | EIA Unit-level Data | NEI avg EF - PM, fuel type
2019 | AK | Healy | 6288 | 2 | ST | OP | NA | LIG |  | 2730110 | 21.0721 | 0.015437 | EIA Unit-level Data | NEI avg EF - PM, fuel type
2019 | AK | Healy | 6288 | IC1 | IC | OP | NA | DFO |  |  |  | 0.30942
2019 | AK | Hiilangaay Hydro | 59037 | GEN 1 | HY | U | NA | WAT
2019 | AK | Hoonah | 7463 | 1 | IC | RE | NA | DFO
2019 | AK | Hoonah | 7463 | 3 | IC | RE | NA | DFO
2019 | AK | Hoonah | 7463 | 4 | IC | OP | NA | DFO |  | 9358.5 | 1.4506 | 0.31 | EIA Prime Mover-level Data | Estimated using an emission factor
2019 | AK | Hoonah | 7463 | 2A | IC | OP | NA | DFO |  | 18717 | 2.9011 | 0.31 | EIA Prime Mover-level Data | Estimated using an emission factor
2019 | AK | Hoonah | 7463 | 3A | IC | OP | NA | DFO |  | 9358.5 | 1.4506 | 0.31 | EIA Prime Mover-level Data | Estimated using an emission factor
2019 | AK | Hooper Bay | 6319 | 5 | IC | RE | NA | DFO
2019 | AK | Hooper Bay | 6319 | 6 | IC | OP | NA | DFO |  | 6846.591 | 1.0612 | 0.31 | EIA Prime Mover-level Data | Estimated using an emission factor
2019 | AK | Hooper Bay | 6319 | 3A | IC | RE | NA | DFO |  |  |  | 0.31
2019 | AK | Hooper Bay | 6319 | 3B | IC | OP | NA | DFO |  | 5477.273 | 0.84898 | 0.31 | EIA Prime Mover-level Data | Estimated using an emission factor
2019 | AK | Hooper Bay | 6319 | 4A | IC | RE | NA | DFO
2019 | AK | Hooper Bay | 6319 | 4B | IC | OP | NA | DFO |  | 6846.591 | 1.0612 | 0.31 | EIA Prime Mover-level Data | Estimated using an emission factor
2019 | AK | Hooper Bay | 6319 | 5A | IC | OP | NA | DFO |  | 10954.55 | 1.698 | 0.31 | EIA Prime Mover-level Data | Estimated using an emission factor
2019 | AK | Humpback Creek | 7042 | 1 | HY | OP | NA | WAT |  | 11716.25 |  | 1.5381e-07 | EIA Prime Mover-level Data | NEI avg EF - PM, fuel type, firing type
2019 | AK | Humpback Creek | 7042 | 2 | HY | OP | NA | WAT |  | 11716.25 |  | 1.5381e-07 | EIA Prime Mover-level Data | NEI avg EF - PM, fuel type, firing type
2019 | AK | Humpback Creek | 7042 | 3 | HY | OP | NA | WAT |  | 4686.5 |  | 1.5381e-07 | EIA Prime Mover-level Data | NEI avg EF - PM, fuel type, firing type
2019 | AK | Hydaburg | 423 | 5 | IC | OP | NA | DFO |  | 24.6 | 0.003813 | 0.31 | EIA Prime Mover-level Data | Estimated using an emission factor
2019 | AK | Hydaburg | 423 | 1A | IC | OP | NA | DFO |  | 32.8 | 0.005084 | 0.31 | EIA Prime Mover-level Data | Estimated using an emission factor
2019 | AK | Hydaburg | 423 | 3A | IC | OP | NA | DFO |  | 24.6 | 0.003813 | 0.31 | EIA Prime Mover-level Data | Estimated using an emission factor
2019 | AK | Industrial Plant | 59793 | 15 | GT | OP | NA | DFO |  | 7289 | 0.062902 | 0.017259 | EIA Prime Mover-level Data | NEI avg EF - PM, fuel type, firing type
2019 | AK | International | 6293 | 1 | GT | SB | NA | NG |  | 5819.5 | 0.015955 | 0.0054834 | EIA Prime Mover-level Data | NEI avg EF - PM, fuel type, firing type
2019 | AK | International | 6293 | 2 | GT | SB | NA | NG |  | 5819.5 | 0.015955 | 0.0054834 | EIA Prime Mover-level Data | NEI avg EF - PM, fuel type, firing type
2019 | AK | International | 6293 | 3 | GT | RE | NA | NG
2019 | AK | Jarvis Street | 6801 | 1 | IC | OP | NA | DFO |  | 297.734 | 0.046149 | 0.31 | EIA Prime Mover-level Data | Estimated using an emission factor
2019 | AK | Jarvis Street | 6801 | 2 | IC | OP | NA | DFO |  | 416.828 | 0.064608 | 0.31 | EIA Prime Mover-level Data | Estimated using an emission factor
2019 | AK | Jarvis Street | 6801 | 3 | IC | OP | NA | DFO |  | 416.828 | 0.064608 | 0.31 | EIA Prime Mover-level Data | Estimated using an emission factor
2019 | AK | Jarvis Street | 6801 | 4 | IC | OP | NA | DFO |  | 669.902 | 0.10383 | 0.31 | EIA Prime Mover-level Data | Estimated using an emission factor
2019 | AK | Jarvis Street | 6801 | 5 | IC | OP | NA | DFO |  | 2009.707 | 0.3115 | 0.31 | EIA Prime Mover-level Data | Estimated using an emission factor
2019 | AK | JBER Landfill Gas Power Plant | 58380 | 1 | IC | OP | NA | LFG |  | 75540 | 0.55522 | 0.0147 | EIA Prime Mover-level Data | Estimated using an emission factor
2019 | AK | JBER Landfill Gas Power Plant | 58380 | 2 | IC | OP | NA | LFG |  | 75540 | 0.55522 | 0.0147 | EIA Prime Mover-level Data | Estimated using an emission factor
2019 | AK | JBER Landfill Gas Power Plant | 58380 | 3 | IC | OP | NA | LFG |  | 75540 | 0.55522 | 0.0147 | EIA Prime Mover-level Data | Estimated using an emission factor
2019 | AK | JBER Landfill Gas Power Plant | 58380 | 4 | IC | OP | NA | LFG |  | 75540 | 0.55522 | 0.0147 | EIA Prime Mover-level Data | Estimated using an emission factor
2019 | AK | JBER Landfill Gas Power Plant | 58380 | 5 | IC | OP | NA | LFG |  | 75540 | 0.55522 | 0.0147 | EIA Prime Mover-level Data | Estimated using an emission factor
2019 | AK | Kake | 7464 | 1 | IC | RE | NA | DFO
2019 | AK | Kake | 7464 | 2 | IC | OP | NA | DFO |  | 6658.193 | 1.032 | 0.31 | EIA Prime Mover-level Data | Estimated using an emission factor
2019 | AK | Kake | 7464 | 4 | IC | OP | NA | DFO |  | 3026.452 | 0.4691 | 0.31 | EIA Prime Mover-level Data | Estimated using an emission factor
2019 | AK | Kake | 7464 | 1A | IC | RE | NA | DFO
2019 | AK | Kake | 7464 | 1B | IC | OP | NA | DFO |  | 3026.452 | 0.4691 | 0.31 | EIA Prime Mover-level Data | Estimated using an emission factor
2019 | AK | Kake | 7464 | 2A | IC | OP | NA | DFO |  | 3026.452 | 0.4691 | 0.31 | EIA Prime Mover-level Data | Estimated using an emission factor
2019 | AK | Kake | 7464 | 3A | IC | RE | NA | DFO
2019 | AK | Kake | 7464 | 3B | IC | OP | NA | DFO |  | 3026.452 | 0.4691 | 0.31 | EIA Prime Mover-level Data | Estimated using an emission factor
2019 | AK | Kasidaya Creek Hydro | 56542 | 1 | HY | OP | NA | WAT |  | 95639 |  | 1.5381e-07 | EIA Prime Mover-level Data | NEI avg EF - PM, fuel type, firing type
2019 | AK | Kasigluk | 57066 | 1 | IC | OP | NA | DFO |  | 10181.2 | 1.5781 | 0.31 | EIA Prime Mover-level Data | Estimated using an emission factor
2019 | AK | Kasigluk | 57066 | 5A | IC | OP | NA | DFO |  | 8908.55 | 1.3808 | 0.31 | EIA Prime Mover-level Data | Estimated using an emission factor
2019 | AK | Kasigluk | 57066 | UNIT1 | IC | RE | NA | DFO
2019 | AK | Kasigluk | 57066 | UNIT2 | IC | OP | NA | DFO |  | 6363.25 | 0.9863 | 0.31 | EIA Prime Mover-level Data | Estimated using an emission factor
2019 | AK | Ketchikan | 84 | 3 | HY | OP | NA | WAT |  | 58811 |  | 1.5381e-07 | EIA Prime Mover-level Data | NEI avg EF - PM, fuel type, firing type
2019 | AK | Ketchikan | 84 | 4 | HY | OP | NA | WAT |  | 58811 |  | 1.5381e-07 | EIA Prime Mover-level Data | NEI avg EF - PM, fuel type, firing type
2019 | AK | Ketchikan | 84 | 5 | HY | OP | NA | WAT |  | 58811 |  | 1.5381e-07 | EIA Prime Mover-level Data | NEI avg EF - PM, fuel type, firing type
2019 | AK | Kiana | 6323 | 2 | IC | RE | NA | DFO
2019 | AK | Kiana | 6323 | 4 | IC | OP | NA | DFO |  | 5036 | 0.78058 | 0.31 | EIA Prime Mover-level Data | Estimated using an emission factor
2019 | AK | Kiana | 6323 | 1A | IC | RE | NA | DFO
2019 | AK | Kiana | 6323 | 1B | IC | OP | NA | DFO |  | 3021.6 | 0.46835 | 0.31 | EIA Prime Mover-level Data | Estimated using an emission factor
2019 | AK | Kiana | 6323 | 3A | IC | RE | NA | DFO |  | 3021.6 | 0.46835 | 0.31 | EIA Prime Mover-level Data | Estimated using an emission factor
2019 | AK | Kiana | 6323 | 3B | IC | OP | NA | DFO |  | 4028.8 | 0.62329 | 0.30942 | EIA Prime Mover-level Data | NEI avg EF - PM, fuel type, firing type
2019 | AK | King Cove | 7493 | 1 | IC | OP | NA | DFO |  | 931.5 | 0.14438 | 0.31 | EIA Prime Mover-level Data | Estimated using an emission factor
2019 | AK | King Cove | 7493 | 2 | IC | OP | NA | DFO |  | 1552.5 | 0.24064 | 0.31 | EIA Prime Mover-level Data | Estimated using an emission factor
2019 | AK | King Cove | 7493 | 3 | IC | OP | NA | DFO |  | 2173.5 | 0.33689 | 0.31 | EIA Prime Mover-level Data | Estimated using an emission factor
2019 | AK | King Cove | 7493 | 4 | HY | OP | NA | WAT |  | 31139 |  | 1.5381e-07 | EIA Prime Mover-level Data | NEI avg EF - PM, fuel type, firing type
2019 | AK | King Cove | 7493 | 5 | IC | OP | NA | DFO |  | 931.5 | 0.14438 | 0.31 | EIA Prime Mover-level Data | Estimated using an emission factor
2019 | AK | Kivalina | 57065 | UNIT1 | IC | OP | NA | DFO |  | 2853.455 | 0.44229 | 0.31 | EIA Prime Mover-level Data | Estimated using an emission factor
2019 | AK | Kivalina | 57065 | UNIT2 | IC | OP | NA | DFO |  | 4280.182 | 0.66343 | 0.31 | EIA Prime Mover-level Data | Estimated using an emission factor
2019 | AK | Kivalina | 57065 | UNIT3 | IC | OP | NA | DFO |  | 2853.455 | 0.44229 | 0.31 | EIA Prime Mover-level Data | Estimated using an emission factor
2019 | AK | Kivalina | 57065 | UNIT4 | IC | OP | NA | DFO |  | 5706.909 | 0.88457 | 0.31 | EIA Prime Mover-level Data | Estimated using an emission factor
2019 | AK | Klawock | 7466 | 1 | IC | RE | NA | DFO
2019 | AK | Klawock | 7466 | 2 | IC | RE | NA | DFO
2019 | AK | Klawock | 7466 | 3 | IC | RE | NA | DFO
2019 | AK | Klawock | 7466 | 4 | IC | RE | NA | DFO
2019 | AK | Klawock Power Generation Station | 61684 | 1 | IC | OP | NA | DFO |  | 20576 | 3.1893 | 0.31 | EIA Prime Mover-level Data | Estimated using an emission factor
2019 | AK | Kodiak Microgrid | 6281 | 1 | IC | OP | NA | DFO |  |  |  | 0.30942
2019 | AK | Kodiak Microgrid | 6281 | 2 | IC | RE | NA | DFO
2019 | AK | Kodiak Microgrid | 6281 | 3 | IC | RE | NA | DFO
2019 | AK | Kodiak Microgrid | 6281 | 4 | IC | OP | NA | DFO |  |  |  | 0.30942
2019 | AK | Kodiak Microgrid | 6281 | 6 | IC | RE | NA | DFO
2019 | AK | Kodiak Microgrid | 6281 | 7 | IC | RE | NA | DFO
2019 | AK | Kodiak Microgrid | 6281 | 8 | IC | RE | NA | DFO
2019 | AK | Kodiak Microgrid | 6281 | 9 | IC | RE | NA | DFO
2019 | AK | Kodiak Microgrid | 6281 | 2c | IC | OP | NA | DFO |  |  |  | 0.30942
2019 | AK | Kodiak Microgrid | 6281 | 3c | IC | OP | NA | DFO |  |  |  | 0.30942
2019 | AK | Kotlik | 57064 | UNIT1 | IC | OP | NA | DFO |  | 4552.5 | 0.70564 | 0.31 | EIA Prime Mover-level Data | Estimated using an emission factor
2019 | AK | Kotlik | 57064 | UNIT2 | IC | OP | NA | DFO |  | 4552.5 | 0.70564 | 0.31 | EIA Prime Mover-level Data | Estimated using an emission factor
2019 | AK | Kotlik | 57064 | UNIT3 | IC | OP | NA | DFO |  | 6070 | 0.94085 | 0.31 | EIA Prime Mover-level Data | Estimated using an emission factor
2019 | AK | Kotlik | 57064 | UNIT4 | IC | OP | NA | DFO |  | 6070 | 0.94085 | 0.31 | EIA Prime Mover-level Data | Estimated using an emission factor
2019 | AK | Kotzebue Hybrid | 6304 | 9 | IC | RE | NA | DFO
2019 | AK | Kotzebue Hybrid | 6304 | 10 | IC | OP | NA | DFO |  | 46892.54 | 7.2683 | 0.31 | EIA Prime Mover-level Data | Estimated using an emission factor
2019 | AK | Kotzebue Hybrid | 6304 | 11 | IC | RE | NA | DFO
2019 | AK | Kotzebue Hybrid | 6304 | 12 | IC | RE | NA | DFO
2019 | AK | Kotzebue Hybrid | 6304 | 14 | IC | OP | NA | DFO |  | 43766.37 | 6.7838 | 0.31 | EIA Prime Mover-level Data | Estimated using an emission factor
2019 | AK | Kotzebue Hybrid | 6304 | 15 | IC | OP | NA | DFO |  | 43766.37 | 6.7838 | 0.31 | EIA Prime Mover-level Data | Estimated using an emission factor
2019 | AK | Kotzebue Hybrid | 6304 | 16 | IC | OP | NA | DFO |  | 21883.19 | 3.3919 | 0.31 | EIA Prime Mover-level Data | Estimated using an emission factor
2019 | AK | Kotzebue Hybrid | 6304 | 17 | IC | OP | NA | DFO |  | 10941.59 | 1.6959 | 0.31 | EIA Prime Mover-level Data | Estimated using an emission factor
2019 | AK | Kotzebue Hybrid | 6304 | 10wt | WT | OP | NA | WND |  | 353.978 |  | 0 | EIA Prime Mover-level Data | Estimated using an emission factor
2019 | AK | Kotzebue Hybrid | 6304 | 11wt | WT | OP | NA | WND |  | 353.978 |  | 0 | EIA Prime Mover-level Data | Estimated using an emission factor
2019 | AK | Kotzebue Hybrid | 6304 | 12wt | WT | OP | NA | WND |  | 353.978 |  | 0 | EIA Prime Mover-level Data | Estimated using an emission factor
2019 | AK | Kotzebue Hybrid | 6304 | 13WT | WT | OP | NA | WND |  | 353.978 |  | 0 | EIA Prime Mover-level Data | Estimated using an emission factor
2019 | AK | Kotzebue Hybrid | 6304 | 14wt | WT | OP | NA | WND |  | 353.978 |  | 0 | EIA Prime Mover-level Data | Estimated using an emission factor
2019 | AK | Kotzebue Hybrid | 6304 | 15WT | WT | OP | NA | WND |  | 353.978 |  | 0 | EIA Prime Mover-level Data | Estimated using an emission factor
2019 | AK | Kotzebue Hybrid | 6304 | 16WT | WT | OP | NA | WND |  | 353.978 |  | 0 | EIA Prime Mover-level Data | Estimated using an emission factor
2019 | AK | Kotzebue Hybrid | 6304 | 17WT | WT | OP | NA | WND |  | 353.978 |  | 0 | EIA Prime Mover-level Data | Estimated using an emission factor
2019 | AK | Kotzebue Hybrid | 6304 | 18WT | WT | OP | NA | WND |  | 3185.8 |  | 0 | EIA Prime Mover-level Data | Estimated using an emission factor
2019 | AK | Kotzebue Hybrid | 6304 | 19WT | WT | OP | NA | WND |  | 3185.8 |  | 0 | EIA Prime Mover-level Data | Estimated using an emission factor
2019 | AK | Kotzebue Hybrid | 6304 | 1WT | WT | OP | NA | WND |  | 2123.867 |  | 0 | EIA Prime Mover-level Data | Estimated using an emission factor
2019 | AK | Kotzebue Hybrid | 6304 | 2WT | WT | OP | NA | WND |  | 353.978 |  | 0 | EIA Prime Mover-level Data | Estimated using an emission factor
2019 | AK | Kotzebue Hybrid | 6304 | 3WT | WT | OP | NA | WND |  | 707.956 |  | 0 | EIA Prime Mover-level Data | Estimated using an emission factor
2019 | AK | Kotzebue Hybrid | 6304 | 4WT | WT | OP | NA | WND |  | 1769.889 |  | 0 | EIA Prime Mover-level Data | Estimated using an emission factor
2019 | AK | Kotzebue Hybrid | 6304 | 5WT | WT | OP | NA | WND |  | 353.978 |  | 0 | EIA Prime Mover-level Data | Estimated using an emission factor
2019 | AK | Kotzebue Hybrid | 6304 | 6WT | WT | OP | NA | WND |  | 353.978 |  | 0 | EIA Prime Mover-level Data | Estimated using an emission factor
2019 | AK | Kotzebue Hybrid | 6304 | 7A | IC | OP | NA | DFO |  | 17193.93 | 2.6651 | 0.31 | EIA Prime Mover-level Data | Estimated using an emission factor
2019 | AK | Kotzebue Hybrid | 6304 | 7WT | WT | OP | NA | WND |  | 353.978 |  | 0 | EIA Prime Mover-level Data | Estimated using an emission factor
2019 | AK | Kotzebue Hybrid | 6304 | 8WT | WT | OP | NA | WND |  | 353.978 |  | 0 | EIA Prime Mover-level Data | Estimated using an emission factor
2019 | AK | Kotzebue Hybrid | 6304 | 9wt | WT | OP | NA | WND |  | 353.978 |  | 0 | EIA Prime Mover-level Data | Estimated using an emission factor
2019 | AK | Kotzebue Hybrid | 6304 | ES1 | BA | OP | NA | MWH |  | 0 |  |  | EIA Prime Mover-level Data
2019 | AK | Koyuk | 57059 | UNIT1 | IC | OP | NA | DFO |  | 2256.545 | 0.34976 | 0.31 | EIA Prime Mover-level Data | Estimated using an emission factor
2019 | AK | Koyuk | 57059 | UNIT2 | IC | OP | NA | DFO |  | 4513.091 | 0.69953 | 0.31 | EIA Prime Mover-level Data | Estimated using an emission factor
2019 | AK | Koyuk | 57059 | UNIT3 | IC | OP | NA | DFO |  | 5641.364 | 0.87441 | 0.31 | EIA Prime Mover-level Data | Estimated using an emission factor
2019 | AK | Lake Dorothy Hydroelectric Project | 57085 | 1 | HY | OP | NA | WAT |  | 604866 |  | 1.5381e-07 | EIA Prime Mover-level Data | NEI avg EF - PM, fuel type, firing type
2019 | AK | Lemon Creek | 64 | 1 | IC | SB | NA | DFO |  | 1912.143 | 0.29638 | 0.31 | EIA Prime Mover-level Data | Estimated using an emission factor
2019 | AK | Lemon Creek | 64 | 2 | IC | SB | NA | DFO |  | 1988.629 | 0.30824 | 0.31 | EIA Prime Mover-level Data | Estimated using an emission factor
2019 | AK | Lemon Creek | 64 | 3 | IC | SB | NA | DFO |  | 1988.629 | 0.30824 | 0.31 | EIA Prime Mover-level Data | Estimated using an emission factor
2019 | AK | Lemon Creek | 64 | 5 | GT | SB | NA | DFO |  | 2391 | 0.020634 | 0.017259 | EIA Prime Mover-level Data | NEI avg EF - PM, fuel type, firing type
2019 | AK | Lemon Creek | 64 | 6 | GT | SB | NA | DFO |  | 2391 | 0.020634 | 0.017259 | EIA Prime Mover-level Data | NEI avg EF - PM, fuel type, firing type
2019 | AK | Lemon Creek | 64 | 7 | IC | SB | NA | DFO |  | 2141.6 | 0.33195 | 0.31 | EIA Prime Mover-level Data | Estimated using an emission factor
2019 | AK | Lemon Creek | 64 | IC10 | IC | SB | NA | DFO |  | 2141.6 | 0.33195 | 0.31 | EIA Prime Mover-level Data | Estimated using an emission factor
2019 | AK | Lemon Creek | 64 | IC11 | IC | SB | NA | DFO |  | 2141.6 | 0.33195 | 0.31 | EIA Prime Mover-level Data | Estimated using an emission factor
2019 | AK | Lemon Creek | 64 | IC12 | IC | SB | NA | DFO |  | 2141.6 | 0.33195 | 0.31 | EIA Prime Mover-level Data | Estimated using an emission factor
2019 | AK | Lemon Creek | 64 | IC8 | IC | SB | NA | DFO |  | 2141.6 | 0.33195 | 0.31 | EIA Prime Mover-level Data | Estimated using an emission factor
2019 | AK | Lemon Creek | 64 | IC9 | IC | SB | NA | DFO |  | 2141.6 | 0.33195 | 0.31 | EIA Prime Mover-level Data | Estimated using an emission factor
2019 | AK | Mahoney Lake Hydroelectric | 59027 | GEN 1 | HY | P | NA | WAT
2019 | AK | Marshall | 60244 | 1 | IC | OP | NA | DFO |  | 7165 | 1.1106 | 0.31 | EIA Prime Mover-level Data | Estimated using an emission factor
2019 | AK | Marshall | 60244 | 2 | IC | OP | NA | DFO |  | 5732 | 0.88846 | 0.31 | EIA Prime Mover-level Data | Estimated using an emission factor
2019 | AK | Marshall | 60244 | 3 | IC | OP | NA | DFO |  | 2866 | 0.44423 | 0.31 | EIA Prime Mover-level Data | Estimated using an emission factor
2019 | AK | McGrath | 6555 | 3 | IC | RE | NA | DFO
2019 | AK | McGrath | 6555 | 4 | IC | RE | NA | DFO
2019 | AK | McGrath | 6555 | 5 | IC | RE | NA | DFO
2019 | AK | McGrath | 6555 | 6 | IC | OP | NA | DFO |  | 5496.545 | 0.85196 | 0.31 | EIA Prime Mover-level Data | Estimated using an emission factor
2019 | AK | McGrath | 6555 | 7 | IC | OP | NA | DFO |  | 5496.545 | 0.85196 | 0.31 | EIA Prime Mover-level Data | Estimated using an emission factor
2019 | AK | McGrath | 6555 | 11 | IC | P | NA | DFO
2019 | AK | McGrath | 6555 | 12 | IC | P | NA | DFO
2019 | AK | McGrath | 6555 | 13 | IC | P | NA | DFO
2019 | AK | McGrath | 6555 | 14 | IC | P | NA | DFO
2019 | AK | McGrath | 6555 | 3A | IC | OP | NA | DFO |  | 4580.455 | 0.70997 | 0.31 | EIA Prime Mover-level Data | Estimated using an emission factor
2019 | AK | McGrath | 6555 | 4A | IC | OP | NA | DFO |  | 4580.455 | 0.70997 | 0.31 | EIA Prime Mover-level Data | Estimated using an emission factor
2019 | AK | Mountain Village | 6329 | 1 | IC | OP | NA | DFO |  | 3247.565 | 0.50337 | 0.31 | EIA Prime Mover-level Data | Estimated using an emission factor
2019 | AK | Mountain Village | 6329 | 4 | IC | RE | NA | DFO
2019 | AK | Mountain Village | 6329 | 5 | IC | RE | NA | DFO
2019 | AK | Mountain Village | 6329 | 3A | IC | RE | NA | DFO
2019 | AK | Mountain Village | 6329 | 3B | IC | OP | NA | DFO |  | 5412.609 | 0.83895 | 0.31 | EIA Prime Mover-level Data | Estimated using an emission factor
2019 | AK | Mountain Village | 6329 | 4A | IC | OP | NA | DFO |  | 8660.174 | 1.3423 | 0.31 | EIA Prime Mover-level Data | Estimated using an emission factor
2019 | AK | Mountain Village | 6329 | 5A | IC | OP | NA | DFO |  | 7577.652 | 1.1745 | 0.31 | EIA Prime Mover-level Data | Estimated using an emission factor
2019 | AK | Naknek | 6301 | 5 | IC | RE | NA | DFO
2019 | AK | Naknek | 6301 | 6 | IC | RE | NA | DFO
2019 | AK | Naknek | 6301 | 7 | IC | RE | NA | DFO
2019 | AK | Naknek | 6301 | 8 | IC | OP | NA | DFO |  | 14629.33 | 2.2675 | 0.31 | EIA Prime Mover-level Data | Estimated using an emission factor
2019 | AK | Naknek | 6301 | 4A | IC | OP | NA | DFO |  | 19018.13 | 2.9478 | 0.31 | EIA Prime Mover-level Data | Estimated using an emission factor
2019 | AK | Naknek | 6301 | 5A | IC | OP | NA | DFO |  | 14629.33 | 2.2675 | 0.31 | EIA Prime Mover-level Data | Estimated using an emission factor
2019 | AK | Naknek | 6301 | 6A | IC | OP | NA | DFO |  | 14629.33 | 2.2675 | 0.31 | EIA Prime Mover-level Data | Estimated using an emission factor
2019 | AK | Naknek | 6301 | 7A | IC | OP | NA | DFO |  | 14629.33 | 2.2675 | 0.31 | EIA Prime Mover-level Data | Estimated using an emission factor
2019 | AK | Naknek | 6301 | NA1 | IC | OP | NA | DFO |  | 16092.27 | 2.4943 | 0.31 | EIA Prime Mover-level Data | Estimated using an emission factor
2019 | AK | Naknek | 6301 | NA2 | IC | OP | NA | DFO |  | 16092.27 | 2.4943 | 0.31 | EIA Prime Mover-level Data | Estimated using an emission factor
2019 | AK | Naknek | 6301 | NA3 | IC | OP | NA | DFO |  | 11703.47 | 1.814 | 0.31 | EIA Prime Mover-level Data | Estimated using an emission factor
2019 | AK | Naknek | 6301 | NA4 | IC | OP | NA | DFO |  | 11703.47 | 1.814 | 0.31 | EIA Prime Mover-level Data | Estimated using an emission factor
2019 | AK | Naknek | 6301 | NA5 | IC | OP | NA | DFO |  | 11703.47 | 1.814 | 0.31 | EIA Prime Mover-level Data | Estimated using an emission factor
2019 | AK | Naknek | 6301 | NA6 | IC | OP | NA | DFO |  | 48276.8 | 7.4688 | 0.30942 | EIA Prime Mover-level Data | NEI avg EF - PM, fuel type, firing type
2019 | AK | Naknek | 6301 | NA7 | IC | OP | NA | DFO |  | 48276.8 | 7.4688 | 0.30942 | EIA Prime Mover-level Data | NEI avg EF - PM, fuel type, firing type
2019 | AK | New Stuyahok | 60245 | 1 | IC | OP | NA | DFO |  | 4956.286 | 0.76822 | 0.31 | EIA Prime Mover-level Data | Estimated using an emission factor
2019 | AK | New Stuyahok | 60245 | 2 | IC | OP | NA | DFO |  | 6195.357 | 0.96028 | 0.31 | EIA Prime Mover-level Data | Estimated using an emission factor
2019 | AK | New Stuyahok | 60245 | 3 | IC | OP | NA | DFO |  | 6195.357 | 0.96028 | 0.31 | EIA Prime Mover-level Data | Estimated using an emission factor
2019 | AK | Newhalen | 7183 | 1 | IC | RE | NA | DFO
2019 | AK | Newhalen | 7183 | 2 | IC | RE | NA | DFO
2019 | AK | Newhalen | 7183 | 3 | IC | RE | NA | DFO
2019 | AK | Newhalen | 7183 | 4 | IC | RE | NA | DFO
2019 | AK | Newhalen | 7183 | 5 | IC | OP | NA | DFO |  | 267.333 | 0.041437 | 0.31 | EIA Prime Mover-level Data | Estimated using an emission factor
2019 | AK | Newhalen | 7183 | 6 | IC | OP | NA | DFO |  | 267.333 | 0.041437 | 0.31 | EIA Prime Mover-level Data | Estimated using an emission factor
2019 | AK | Newhalen | 7183 | 7 | IC | OP | NA | DFO |  | 267.333 | 0.041437 | 0.31 | EIA Prime Mover-level Data | Estimated using an emission factor
2019 | AK | Newhalen | 7183 | H-1 | HY | OP | NA | WAT |  | 14833.5 |  | 1.5381e-07 | EIA Prime Mover-level Data | NEI avg EF - PM, fuel type, firing type
2019 | AK | Newhalen | 7183 | H-2 | HY | OP | NA | WAT |  | 14833.5 |  | 1.5381e-07 | EIA Prime Mover-level Data | NEI avg EF - PM, fuel type, firing type
2019 | AK | Nikiski Combined Cycle | 55966 | GT1 | CT |  | NA | NG |  | 2355237 | 6.7789 | 0.0057564 | EIA Unit-level Data | NEI avg EF - PM, fuel type
2019 | AK | Nikiski Combined Cycle | 55966 | HRSG | CA | OP | NA | NG |  | 33242.44 | 0.0070142 | 0.000422 | EIA Unit-level Data | Estimated using an emission factor
2019 | AK | Noatak | 57051 | 5A | IC | OP | NA | DFO |  | 6634.615 | 1.0284 | 0.31 | EIA Prime Mover-level Data | Estimated using an emission factor
2019 | AK | Noatak | 57051 | UNIT2 | IC | OP | NA | DFO |  | 3980.769 | 0.61702 | 0.31 | EIA Prime Mover-level Data | Estimated using an emission factor
2019 | AK | Noatak | 57051 | UNIT4 | IC | OP | NA | DFO |  | 6634.615 | 1.0284 | 0.31 | EIA Prime Mover-level Data | Estimated using an emission factor
2019 | AK | Noatak | 57051 | UNIT5 | IC | RE | NA | DFO
2019 | AK | Noorvik | 6330 | 3 | IC | RE | NA | DFO
2019 | AK | Noorvik | 6330 | 1A | IC | OP | NA | DFO |  | 3853.6 | 0.59731 | 0.31 | EIA Prime Mover-level Data | Estimated using an emission factor
2019 | AK | Noorvik | 6330 | 2A | IC | RE | NA | DFO
2019 | AK | Noorvik | 6330 | 2B | IC | OP | NA | DFO |  | 6422.667 | 0.99551 | 0.31 | EIA Prime Mover-level Data | Estimated using an emission factor
2019 | AK | Noorvik | 6330 | 3A | IC | OP | NA | DFO |  | 8991.733 | 1.3937 | 0.31 | EIA Prime Mover-level Data | Estimated using an emission factor
2019 | AK | North Pole | 6285 | 1 | GT | OP | NA | DFO |  | 575216.5 | 4.9639 | 0.017259 | EIA Prime Mover-level Data | NEI avg EF - PM, fuel type, firing type
2019 | AK | North Pole | 6285 | 2 | GT | OP | NA | DFO |  | 575216.5 | 4.9639 | 0.017259 | EIA Prime Mover-level Data | NEI avg EF - PM, fuel type, firing type
2019 | AK | North Pole | 6285 | GT3 | CT |  | NA | WO |  | 2945598 | 456.5677 | 0.31 | EIA Unit-level Data | Estimated using an emission factor
2019 | AK | North Pole | 6285 | HRSG1 | CA | OP | NA | DFO |  | 0 | 0 | 0.011 | EIA Unit-level Data | NEI avg EF - PM, fuel type, firing type
2019 | AK | Northway | 7169 | 4 | IC | RE | NA | DFO
2019 | AK | Northway | 7169 | 5 | IC | OP | NA | DFO |  | 4183.636 | 0.64846 | 0.31 | EIA Prime Mover-level Data | Estimated using an emission factor
2019 | AK | Northway | 7169 | 1A | IC | OP | NA | DFO |  | 5229.545 | 0.81058 | 0.31 | EIA Prime Mover-level Data | Estimated using an emission factor
2019 | AK | Northway | 7169 | 2A | IC | OP | NA | DFO |  | 2091.818 | 0.32423 | 0.31 | EIA Prime Mover-level Data | Estimated using an emission factor
2019 | AK | NSB Anaktuvuk Pass | 7487 | 1 | IC | OP | NA | DFO |  | 4591.667 | 0.71171 | 0.31 | EIA Prime Mover-level Data | Estimated using an emission factor
2019 | AK | NSB Anaktuvuk Pass | 7487 | 2 | IC | OP | NA | DFO |  | 4591.667 | 0.71171 | 0.31 | EIA Prime Mover-level Data | Estimated using an emission factor
2019 | AK | NSB Anaktuvuk Pass | 7487 | 3 | IC | OP | NA | DFO |  | 4591.667 | 0.71171 | 0.31 | EIA Prime Mover-level Data | Estimated using an emission factor
2019 | AK | NSB Anaktuvuk Pass | 7487 | 4 | IC | RE | NA | DFO
2019 | AK | NSB Anaktuvuk Pass | 7487 | 5 | IC | RE | NA | DFO
2019 | AK | NSB Anaktuvuk Pass | 7487 | 6 | IC | OP | NA | DFO |  | 13775 | 2.1351 | 0.31 | EIA Prime Mover-level Data | Estimated using an emission factor
2019 | AK | NSB Anaktuvuk Pass | 7487 | 7 | IC | OP | NA | DFO |  | 13775 | 2.1351 | 0.31 | EIA Prime Mover-level Data | Estimated using an emission factor
2019 | AK | NSB Atqasuk Utility | 7482 | NA1 | IC | OP | NA | DFO |  | 10022.63 | 1.5535 | 0.31 | EIA Prime Mover-level Data | Estimated using an emission factor
2019 | AK | NSB Atqasuk Utility | 7482 | NA2 | IC | OP | NA | DFO |  | 10022.63 | 1.5535 | 0.31 | EIA Prime Mover-level Data | Estimated using an emission factor
2019 | AK | NSB Atqasuk Utility | 7482 | NA3 | IC | OP | NA | DFO |  | 4454.5 | 0.69045 | 0.31 | EIA Prime Mover-level Data | Estimated using an emission factor
2019 | AK | NSB Atqasuk Utility | 7482 | PG1 | IC | RE | NA | DFO
2019 | AK | NSB Atqasuk Utility | 7482 | PG2 | IC | OP | NA | DFO |  | 4454.5 | 0.69045 | 0.31 | EIA Prime Mover-level Data | Estimated using an emission factor
2019 | AK | NSB Atqasuk Utility | 7482 | PG3 | IC | OP | NA | DFO |  | 6681.75 | 1.0357 | 0.31 | EIA Prime Mover-level Data | Estimated using an emission factor
2019 | AK | NSB Kaktovik Utility | 7483 | PG1A | IC | OP | NA | DFO |  | 16107.23 | 2.4966 | 0.31 | EIA Prime Mover-level Data | Estimated using an emission factor
2019 | AK | NSB Kaktovik Utility | 7483 | PG2A | IC | OP | NA | DFO |  | 16107.23 | 2.4966 | 0.31 | EIA Prime Mover-level Data | Estimated using an emission factor
2019 | AK | NSB Kaktovik Utility | 7483 | PG3A | IC | OP | NA | DFO |  | 7158.769 | 1.1096 | 0.31 | EIA Prime Mover-level Data | Estimated using an emission factor
2019 | AK | NSB Kaktovik Utility | 7483 | PG4A | IC | OP | NA | DFO |  | 7158.769 | 1.1096 | 0.31 | EIA Prime Mover-level Data | Estimated using an emission factor
2019 | AK | NSB Nuiqsut Utility | 7484 | PG1A | IC | OP | NA | DFO |  | 17492.52 | 2.7113 | 0.31 | EIA Prime Mover-level Data | Estimated using an emission factor
2019 | AK | NSB Nuiqsut Utility | 7484 | PG2A | IC | OP | NA | DFO |  | 17492.52 | 2.7113 | 0.31 | EIA Prime Mover-level Data | Estimated using an emission factor
2019 | AK | NSB Nuiqsut Utility | 7484 | PG3A | IC | OP | NA | DFO |  | 7774.455 | 1.205 | 0.31 | EIA Prime Mover-level Data | Estimated using an emission factor
2019 | AK | NSB Nuiqsut Utility | 7484 | PG3B | IC | OP | NA | NG |  | 11661.68 | 0.0024606 | 0.000422 | EIA Prime Mover-level Data | Estimated using an emission factor
2019 | AK | NSB Nuiqsut Utility | 7484 | PG4A | IC | RE | NA | DFO
2019 | AK | NSB Nuiqsut Utility | 7484 | PG5A | IC | OP | NA | NG |  | 15548.91 | 0.0032808 | 0.000422 | EIA Prime Mover-level Data | Estimated using an emission factor
2019 | AK | NSB Nuiqsut Utility | 7484 | PG6A | IC | OP | NA | NG |  | 15548.91 | 0.0032808 | 0.000422 | EIA Prime Mover-level Data | Estimated using an emission factor
2019 | AK | NSB Point Hope Utility | 7485 | PG1 | IC | RE | NA | DFO
2019 | AK | NSB Point Hope Utility | 7485 | PG1A | IC | OP | NA | DFO |  | 24448.39 | 3.7895 | 0.31 | EIA Prime Mover-level Data | Estimated using an emission factor
2019 | AK | NSB Point Hope Utility | 7485 | PG2 | IC | RE | NA | DFO
2019 | AK | NSB Point Hope Utility | 7485 | PG3 | IC | RE | NA | DFO
2019 | AK | NSB Point Hope Utility | 7485 | PG4 | IC | RE | NA | DFO
2019 | AK | NSB Point Hope Utility | 7485 | PG5 | IC | RE | NA | DFO
2019 | AK | NSB Point Hope Utility | 7485 | PG6 | IC | OP | NA | DFO |  | 14669.03 | 2.2737 | 0.31 | EIA Prime Mover-level Data | Estimated using an emission factor
2019 | AK | NSB Point Hope Utility | 7485 | PG7 | IC | OP | NA | DFO |  | 14669.03 | 2.2737 | 0.31 | EIA Prime Mover-level Data | Estimated using an emission factor
2019 | AK | NSB Point Hope Utility | 7485 | PG8 | IC | OP | NA | DFO |  | 22003.55 | 3.4106 | 0.31 | EIA Prime Mover-level Data | Estimated using an emission factor
2019 | AK | NSB Point Lay Utility | 7486 | PG10 | IC | OP | NA | DFO |  | 9649 | 1.4956 | 0.31 | EIA Prime Mover-level Data | Estimated using an emission factor
2019 | AK | NSB Point Lay Utility | 7486 | PG1A | IC | RE | NA | DFO
2019 | AK | NSB Point Lay Utility | 7486 | PG2A | IC | RE | NA | DFO
2019 | AK | NSB Point Lay Utility | 7486 | PG3 | IC | RE | NA | DFO
2019 | AK | NSB Point Lay Utility | 7486 | PG3A | IC | RE | NA | DFO
2019 | AK | NSB Point Lay Utility | 7486 | PG4 | IC | RE | NA | DFO
2019 | AK | NSB Point Lay Utility | 7486 | PG4A | IC | RE | NA | DFO
2019 | AK | NSB Point Lay Utility | 7486 | PG5 | IC | RE | NA | DFO
2019 | AK | NSB Point Lay Utility | 7486 | PG6 | IC | RE | NA | DFO
2019 | AK | NSB Point Lay Utility | 7486 | PG7 | IC | OP | NA | DFO |  | 9649 | 1.4956 | 0.31 | EIA Prime Mover-level Data | Estimated using an emission factor
2019 | AK | NSB Point Lay Utility | 7486 | PG8 | IC | OP | NA | DFO |  | 9649 | 1.4956 | 0.31 | EIA Prime Mover-level Data | Estimated using an emission factor
2019 | AK | NSB Point Lay Utility | 7486 | PG9 | IC | OP | NA | DFO |  | 9649 | 1.4956 | 0.31 | EIA Prime Mover-level Data | Estimated using an emission factor
2019 | AK | NSB Wainwright Utility | 7488 | PG1 | IC | OP | NA | DFO |  | 10439.47 | 1.6181 | 0.31 | EIA Prime Mover-level Data | Estimated using an emission factor
2019 | AK | NSB Wainwright Utility | 7488 | PG2 | IC | OP | NA | DFO |  | 10439.47 | 1.6181 | 0.31 | EIA Prime Mover-level Data | Estimated using an emission factor
2019 | AK | NSB Wainwright Utility | 7488 | PG3 | IC | OP | NA | DFO |  | 10439.47 | 1.6181 | 0.31 | EIA Prime Mover-level Data | Estimated using an emission factor
2019 | AK | NSB Wainwright Utility | 7488 | PG4 | IC | RE | NA | DFO
2019 | AK | NSB Wainwright Utility | 7488 | PG4A | IC | OP | NA | DFO |  | 23488.8 | 3.6408 | 0.31 | EIA Prime Mover-level Data | Estimated using an emission factor
2019 | AK | NSB Wainwright Utility | 7488 | PG5 | IC | OP | NA | DFO |  | 23488.8 | 3.6408 | 0.31 | EIA Prime Mover-level Data | Estimated using an emission factor
2019 | AK | Nunapitchuk | 6333 | 2 | IC | RE | NA | DFO
2019 | AK | Nunapitchuk | 6333 | 3 | IC | RE | NA | DFO
2019 | AK | Nunapitchuk | 6333 | 4 | IC | RE | NA | DFO
2019 | AK | Nunapitchuk | 6333 | 5 | IC | RE | NA | DFO
2019 | AK | Nunapitchuk | 6333 | 1A | IC | SB | NA | DFO |  |  |  | 0.30942
2019 | AK | Nymans Plant Microgrid | 7723 | 1 | IC | OP | NA | DFO |  |  |  | 0.30942
2019 | AK | Nymans Plant Microgrid | 7723 | 2 | IC | OP | NA | DFO |  |  |  | 0.30942
2019 | AK | Orca | 789 | 1 | IC | CN | NA | DFO
2019 | AK | Orca | 789 | 2 | IC | IP | NA | DFO
2019 | AK | Orca | 789 | 3 | IC | OP | NA | DFO |  | 15562.38 | 2.4122 | 0.31 | EIA Prime Mover-level Data | Estimated using an emission factor
2019 | AK | Orca | 789 | 4 | IC | OP | NA | DFO |  | 14939.89 | 2.3157 | 0.31 | EIA Prime Mover-level Data | Estimated using an emission factor
2019 | AK | Orca | 789 | 5 | IC | OP | NA | DFO |  | 6847.449 | 1.0614 | 0.31 | EIA Prime Mover-level Data | Estimated using an emission factor
2019 | AK | Orca | 789 | 6 | IC | OP | NA | DFO |  | 6847.449 | 1.0614 | 0.31 | EIA Prime Mover-level Data | Estimated using an emission factor
2019 | AK | Orca | 789 | 7 | IC | OP | NA | DFO |  | 22409.83 | 3.4735 | 0.31 | EIA Prime Mover-level Data | Estimated using an emission factor
2019 | AK | Pelican | 6702 | HC1 | HY | OP | NA | WAT |  | 2736 |  | 1.5381e-07 | EIA Prime Mover-level Data | NEI avg EF - PM, fuel type, firing type
2019 | AK | Pelican | 6702 | HC2 | HY | OS | NA | WAT |  | 3648 |  | 1.5381e-07 | EIA Prime Mover-level Data | NEI avg EF - PM, fuel type, firing type
2019 | AK | Pelican | 6702 | IC1 | IC | RE | NA | DFO
2019 | AK | Pelican | 6702 | IC2 | IC | RE | NA | DFO
2019 | AK | Pelican | 6702 | IC3 | IC | RE | NA | DFO
2019 | AK | Pelican | 6702 | IC4 | IC | RE | NA | DFO
2019 | AK | Pelican | 6702 | IC5 | IC | RE | NA | DFO
2019 | AK | Pelican | 6702 | IC6 | IC | OP | NA | DFO |  | 2336.4 | 0.36214 | 0.31 | EIA Prime Mover-level Data | Estimated using an emission factor
2019 | AK | Pelican | 6702 | IC7 | IC | OP | NA | DFO |  | 2336.4 | 0.36214 | 0.31 | EIA Prime Mover-level Data | Estimated using an emission factor
2019 | AK | Pelican | 6702 | IC8 | IC | OP | NA | DFO |  | 1168.2 | 0.18107 | 0.31 | EIA Prime Mover-level Data | Estimated using an emission factor
2019 | AK | Petersburg | 91 | 3 | HY | OP | NA | WAT |  | 85461 |  | 1.5381e-07 | EIA Prime Mover-level Data | NEI avg EF - PM, fuel type, firing type
2019 | AK | Petersburg | 91 | IC1 | IC | OP | NA | DFO |  | 9728.435 | 1.5079 | 0.31 | EIA Prime Mover-level Data | Estimated using an emission factor
2019 | AK | Petersburg | 91 | IC2 | IC | RE | NA | DFO
2019 | AK | Petersburg | 91 | IC3 | IC | OP | NA | DFO |  | 4490.046 | 0.69596 | 0.31 | EIA Prime Mover-level Data | Estimated using an emission factor
2019 | AK | Petersburg | 91 | IC4 | IC | OP | NA | DFO |  | 2245.023 | 0.34798 | 0.31 | EIA Prime Mover-level Data | Estimated using an emission factor
2019 | AK | Petersburg | 91 | IC5 | IC | OP | NA | DFO |  | 2993.364 | 0.46397 | 0.31 | EIA Prime Mover-level Data | Estimated using an emission factor
2019 | AK | Petersburg | 91 | IC6 | IC | OP | NA | DFO |  | 9728.435 | 1.5079 | 0.31 | EIA Prime Mover-level Data | Estimated using an emission factor
2019 | AK | Petersburg | 91 | IC7 | IC | OP | NA | DFO |  | 9728.435 | 1.5079 | 0.31 | EIA Prime Mover-level Data | Estimated using an emission factor
2019 | AK | Petersburg | 91 | IC8 | IC | OP | NA | DFO |  | 9354.264 | 1.4499 | 0.31 | EIA Prime Mover-level Data | Estimated using an emission factor
2019 | AK | Pillar Mountain Wind Project Microgrid | 57187 | 1 | WT | OP | NA | WND |  | 111367.5 |  | 0 | EIA Prime Mover-level Data | Estimated using an emission factor
2019 | AK | Pillar Mountain Wind Project Microgrid | 57187 | 2 | WT | OP | NA | WND |  | 111367.5 |  | 0 | EIA Prime Mover-level Data | Estimated using an emission factor
2019 | AK | Pilot Station | 57058 | 1 | IC | OP | NA | DFO |  | 6705.769 | 1.0394 | 0.31 | EIA Prime Mover-level Data | Estimated using an emission factor
2019 | AK | Pilot Station | 57058 | UNIT1 | IC | RE | NA | DFO |  |  |  | 0.31
2019 | AK | Pilot Station | 57058 | UNIT2 | IC | OP | NA | DFO |  | 6705.769 | 1.0394 | 0.31 | EIA Prime Mover-level Data | Estimated using an emission factor
2019 | AK | Pilot Station | 57058 | UNIT3 | IC | OP | NA | DFO |  | 4023.461 | 0.62364 | 0.31 | EIA Prime Mover-level Data | Estimated using an emission factor
2019 | AK | Port Lions Microgrid | 6282 | 1 | IC | RE | NA | DFO
2019 | AK | Port Lions Microgrid | 6282 | 2 | IC | RE | NA | DFO
2019 | AK | Port Lions Microgrid | 6282 | 3 | IC | RE | NA | DFO
2019 | AK | Port Lions Microgrid | 6282 | 4 | IC | RE | NA | DFO
2019 | AK | Port Lions Microgrid | 6282 | 5 | IC | OP | NA | DFO |  |  |  | 0.30942
2019 | AK | Power Creek | 7862 | 4 | HY | OP | NA | WAT |  | 73991.5 |  | 1.5381e-07 | EIA Prime Mover-level Data | NEI avg EF - PM, fuel type, firing type
2019 | AK | Power Creek | 7862 | 5 | HY | OP | NA | WAT |  | 73991.5 |  | 1.5381e-07 | EIA Prime Mover-level Data | NEI avg EF - PM, fuel type, firing type
2019 | AK | Purple Lake | 6302 | 1 | HY | OP | NA | WAT |  | 27041.67 |  | 1.5381e-07 | EIA Prime Mover-level Data | NEI avg EF - PM, fuel type, firing type
2019 | AK | Purple Lake | 6302 | 2 | HY | OP | NA | WAT |  | 27041.67 |  | 1.5381e-07 | EIA Prime Mover-level Data | NEI avg EF - PM, fuel type, firing type
2019 | AK | Purple Lake | 6302 | 3 | HY | OP | NA | WAT |  | 27041.67 |  | 1.5381e-07 | EIA Prime Mover-level Data | NEI avg EF - PM, fuel type, firing type
2019 | AK | Quinhagak | 57057 | 1A | IC | CN | NA | DFO
2019 | AK | Quinhagak | 57057 | 3A | IC | OP | NA | DFO |  | 4767.188 | 0.73753 | 0.30942 | EIA Prime Mover-level Data | NEI avg EF - PM, fuel type, firing type
2019 | AK | Quinhagak | 57057 | UNIT1 | IC | OP | NA | DFO |  | 3813.75 | 0.59113 | 0.31 | EIA Prime Mover-level Data | Estimated using an emission factor
2019 | AK | Quinhagak | 57057 | UNIT2 | IC | OP | NA | DFO |  | 2860.312 | 0.44335 | 0.31 | EIA Prime Mover-level Data | Estimated using an emission factor
2019 | AK | Quinhagak | 57057 | UNIT3 | IC | RE | NA | DFO |  | 3813.75 | 0.59113 | 0.31 | EIA Prime Mover-level Data | Estimated using an emission factor
2019 | AK | S W Bailey | 85 | 1 | IC | OP | NA | DFO |  | 45350.96 | 7.0294 | 0.31 | EIA Prime Mover-level Data | Estimated using an emission factor
2019 | AK | S W Bailey | 85 | 2 | IC | OP | NA | DFO |  | 45350.96 | 7.0294 | 0.31 | EIA Prime Mover-level Data | Estimated using an emission factor
2019 | AK | S W Bailey | 85 | 3 | IC | OP | NA | DFO |  | 64499.15 | 9.9974 | 0.31 | EIA Prime Mover-level Data | Estimated using an emission factor
2019 | AK | S W Bailey | 85 | 4 | IC | OP | NA | DFO |  | 105818.9 | 16.4019 | 0.31 | EIA Prime Mover-level Data | Estimated using an emission factor
2019 | AK | Salmon Creek 1 | 65 | HY7 | HY | OP | NA | WAT |  | 205673 |  | 1.5381e-07 | EIA Prime Mover-level Data | NEI avg EF - PM, fuel type, firing type
2019 | AK | Sand Point | 1 | 1 | IC | SB | NA | DFO |  | 8680.2 | 1.3429 | 0.30942 | EIA Prime Mover-level Data | NEI avg EF - PM, fuel type, firing type
2019 | AK | Sand Point | 1 | 2 | IC | OP | NA | DFO |  | 8680.2 | 1.3429 | 0.30942 | EIA Prime Mover-level Data | NEI avg EF - PM, fuel type, firing type
2019 | AK | Sand Point | 1 | 3 | IC | OA | NA | DFO |  | 4822.333 | 0.74606 | 0.30942 | EIA Prime Mover-level Data | NEI avg EF - PM, fuel type, firing type
2019 | AK | Sand Point | 1 | 5 | IC | OA | NA | DFO |  | 6751.267 | 1.0445 | 0.30942 | EIA Prime Mover-level Data | NEI avg EF - PM, fuel type, firing type
2019 | AK | Sand Point | 1 | WT1 | WT | OA | NA | WND |  | 4550 |  | 0 | EIA Prime Mover-level Data | Estimated using an emission factor
2019 | AK | Sand Point | 1 | WT2 | WT | OP | NA | WND |  | 4550 |  | 0 | EIA Prime Mover-level Data | Estimated using an emission factor
2019 | AK | Savoonga | 57052 | 2A | IC | OP | NA | DFO |  | 5054.091 | 0.78191 | 0.30942 | EIA Prime Mover-level Data | NEI avg EF - PM, fuel type, firing type
2019 | AK | Savoonga | 57052 | UNIT1 | IC | OP | NA | DFO |  | 4043.273 | 0.62671 | 0.31 | EIA Prime Mover-level Data | Estimated using an emission factor
2019 | AK | Savoonga | 57052 | UNIT2 | IC | RE | NA | DFO |  | 5054.091 | 0.78338 | 0.31 | EIA Prime Mover-level Data | Estimated using an emission factor
2019 | AK | Savoonga | 57052 | UNIT3 | IC | OP | NA | DFO |  | 8086.545 | 1.2534 | 0.31 | EIA Prime Mover-level Data | Estimated using an emission factor
2019 | AK | Scammon Bay | 57056 | UNIT1 | IC | OP | NA | DFO |  | 4940.923 | 0.76584 | 0.31 | EIA Prime Mover-level Data | Estimated using an emission factor
2019 | AK | Scammon Bay | 57056 | UNIT2 | IC | OP | NA | DFO |  | 4940.923 | 0.76584 | 0.31 | EIA Prime Mover-level Data | Estimated using an emission factor
2019 | AK | Scammon Bay | 57056 | UNIT3 | IC | OP | NA | DFO |  | 6176.154 | 0.9573 | 0.31 | EIA Prime Mover-level Data | Estimated using an emission factor
2019 | AK | Selawik | 6341 | 1 | IC | RE | NA | DFO
2019 | AK | Selawik | 6341 | 2 | IC | RE | NA | DFO
2019 | AK | Selawik | 6341 | 3 | IC | RE | NA | DFO
2019 | AK | Selawik | 6341 | 1A | IC | OP | NA | DFO |  | 4299.706 | 0.66645 | 0.31 | EIA Prime Mover-level Data | Estimated using an emission factor
2019 | AK | Selawik | 6341 | 2A | IC | RE | NA | DFO
2019 | AK | Selawik | 6341 | 2B | IC | OP | NA | DFO |  | 7166.176 | 1.1108 | 0.31 | EIA Prime Mover-level Data | Estimated using an emission factor
2019 | AK | Selawik | 6341 | 3A | IC | RE | NA | DFO
2019 | AK | Selawik | 6341 | 3B | IC | OP | NA | DFO |  | 12899.12 | 1.9994 | 0.31 | EIA Prime Mover-level Data | Estimated using an emission factor
2019 | AK | Seldovia | 6283 | 1 | IC | RE | NA | DFO
2019 | AK | Seldovia | 6283 | 2 | IC | RE | NA | DFO
2019 | AK | Seldovia | 6283 | 3 | IC | RE | NA | DFO
2019 | AK | Seldovia | 6283 | 4 | IC | RE | NA | DFO
2019 | AK | Seldovia | 6283 | 5 | IC | OP | NA | DFO |  | 404.182 | 0.062648 | 0.31 | EIA Prime Mover-level Data | Estimated using an emission factor
2019 | AK | Seldovia | 6283 | 6 | IC | RE | NA | DFO
2019 | AK | Seldovia | 6283 | 7 | IC | OP | NA | DFO |  | 336.818 | 0.052207 | 0.31 | EIA Prime Mover-level Data | Estimated using an emission factor
2019 | AK | Seward (AK) | 92 | 1 | IC | RE | NA | DFO
2019 | AK | Seward (AK) | 92 | 2 | IC | RE | NA | DFO
2019 | AK | Seward (AK) | 92 | 3 | IC | OP | NA | DFO |  | 792.628 | 0.12286 | 0.31 | EIA Prime Mover-level Data | Estimated using an emission factor
2019 | AK | Seward (AK) | 92 | 4 | IC | OP | NA | DFO |  | 792.628 | 0.12286 | 0.31 | EIA Prime Mover-level Data | Estimated using an emission factor
2019 | AK | Seward (AK) | 92 | 5 | IC | OP | NA | DFO |  | 792.628 | 0.12286 | 0.31 | EIA Prime Mover-level Data | Estimated using an emission factor
2019 | AK | Seward (AK) | 92 | 6 | IC | OP | NA | DFO |  | 887.744 | 0.1376 | 0.31 | EIA Prime Mover-level Data | Estimated using an emission factor
2019 | AK | Seward (AK) | 92 | N1 | IC | OP | NA | DFO |  | 887.744 | 0.1376 | 0.31 | EIA Prime Mover-level Data | Estimated using an emission factor
2019 | AK | Seward (AK) | 92 | N2 | IC | OP | NA | DFO |  | 792.628 | 0.12286 | 0.31 | EIA Prime Mover-level Data | Estimated using an emission factor
2019 | AK | Shishmaref | 6345 | 1 | IC | OP | NA | DFO |  | 3255.8 | 0.50465 | 0.31 | EIA Prime Mover-level Data | Estimated using an emission factor
2019 | AK | Shishmaref | 6345 | 2 | IC | OP | NA | DFO |  | 3255.8 | 0.50465 | 0.31 | EIA Prime Mover-level Data | Estimated using an emission factor
2019 | AK | Shishmaref | 6345 | 3 | IC | RE | NA | DFO
2019 | AK | Shishmaref | 6345 | 4 | IC | RE | NA | DFO
2019 | AK | Shishmaref | 6345 | 3A | IC | OP | NA | DFO |  | 4341.067 | 0.67287 | 0.31 | EIA Prime Mover-level Data | Estimated using an emission factor
2019 | AK | Shishmaref | 6345 | 4A | IC | OP | NA | DFO |  | 5426.333 | 0.84108 | 0.31 | EIA Prime Mover-level Data | Estimated using an emission factor
2019 | AK | Shungnak | 57063 | UNIT1 | IC | OP | NA | DFO |  | 2658 | 0.41199 | 0.31 | EIA Prime Mover-level Data | Estimated using an emission factor
2019 | AK | Shungnak | 57063 | UNIT2 | IC | OP | NA | DFO |  | 3987 | 0.61799 | 0.31 | EIA Prime Mover-level Data | Estimated using an emission factor
2019 | AK | Shungnak | 57063 | UNIT3 | IC | OP | NA | DFO |  | 3987 | 0.61799 | 0.31 | EIA Prime Mover-level Data | Estimated using an emission factor
2019 | AK | Shungnak | 57063 | UNIT4 | IC | OP | NA | DFO |  | 5316 | 0.82398 | 0.31 | EIA Prime Mover-level Data | Estimated using an emission factor
2019 | AK | Silvis | 6581 | 1 | HY | OP | NA | WAT |  | 76217 |  | 1.5381e-07 | EIA Prime Mover-level Data | NEI avg EF - PM, fuel type, firing type
2019 | AK | Skagway | 66 | 1 | HY | OP | NA | WAT |  | 6880 |  | 1.5381e-07 | EIA Prime Mover-level Data | NEI avg EF - PM, fuel type, firing type
2019 | AK | Skagway | 66 | 2 | HY | OP | NA | WAT |  | 1720 |  | 1.5381e-07 | EIA Prime Mover-level Data | NEI avg EF - PM, fuel type, firing type
2019 | AK | Skagway | 66 | 3 | HY | OP | NA | WAT |  | 5160 |  | 1.5381e-07 | EIA Prime Mover-level Data | NEI avg EF - PM, fuel type, firing type
2019 | AK | Skagway | 66 | 4 | HY | OP | NA | WAT |  | 3440 |  | 1.5381e-07 | EIA Prime Mover-level Data | NEI avg EF - PM, fuel type, firing type
2019 | AK | Skagway | 66 | 9 | IC | OP | NA | DFO |  | 2019.706 | 0.31305 | 0.31 | EIA Prime Mover-level Data | Estimated using an emission factor
2019 | AK | Skagway | 66 | 6A | IC | OP | NA | DFO |  | 1615.765 | 0.25044 | 0.31 | EIA Prime Mover-level Data | Estimated using an emission factor
2019 | AK | Skagway | 66 | 7A | IC | OP | NA | DFO |  | 2221.677 | 0.34436 | 0.31 | EIA Prime Mover-level Data | Estimated using an emission factor
2019 | AK | Skagway | 66 | 8A | IC | OP | NA | DFO |  | 1009.853 | 0.15653 | 0.31 | EIA Prime Mover-level Data | Estimated using an emission factor
2019 | AK | Slana Generating Station | 61685 | 1 | IC | OP | NA | DFO |  | 4355.333 | 0.67508 | 0.31 | EIA Prime Mover-level Data | Estimated using an emission factor
2019 | AK | Slana Generating Station | 61685 | 2 | IC | OP | NA | DFO |  | 4355.333 | 0.67508 | 0.31 | EIA Prime Mover-level Data | Estimated using an emission factor
2019 | AK | Slana Generating Station | 61685 | 3 | IC | OP | NA | DFO |  | 4355.333 | 0.67508 | 0.31 | EIA Prime Mover-level Data | Estimated using an emission factor
2019 | AK | Snake River | 90 | 5 | IC | RE | NA | DFO
2019 | AK | Snake River | 90 | 6 | IC | RE | NA | DFO
2019 | AK | Snake River | 90 | 9 | IC | RE | NA | DFO
2019 | AK | Snake River | 90 | 11 | IC | RE | NA | DFO
2019 | AK | Snake River | 90 | 12 | IC | OP | NA | DFO |  | 57877.43 | 8.971 | 0.31 | EIA Prime Mover-level Data | Estimated using an emission factor
2019 | AK | Snake River | 90 | 14 | IC | OP | NA | DFO |  | 30461.81 | 4.7216 | 0.31 | EIA Prime Mover-level Data | Estimated using an emission factor
2019 | AK | Snake River | 90 | 15 | IC | OP | NA | DFO |  | 79200.7 | 12.2761 | 0.31 | EIA Prime Mover-level Data | Estimated using an emission factor
2019 | AK | Snake River | 90 | 16 | IC | OP | NA | DFO |  | 79200.7 | 12.2761 | 0.31 | EIA Prime Mover-level Data | Estimated using an emission factor
2019 | AK | Snake River | 90 | 18 | IC | OP | NA | DFO |  | 6092.361 | 0.94432 | 0.31 | EIA Prime Mover-level Data | Estimated using an emission factor
2019 | AK | Snake River | 90 | ENT | WT | OP | NA | WND |  | 6761.539 |  | 0 | EIA Prime Mover-level Data | Estimated using an emission factor
2019 | AK | Snake River | 90 | EWT 1 | WT | OP | NA | WND |  | 7606.731 |  | 0 | EIA Prime Mover-level Data | Estimated using an emission factor
2019 | AK | Snake River | 90 | EWT 2 | WT | OP | NA | WND |  | 7606.731 |  | 0 | EIA Prime Mover-level Data | Estimated using an emission factor
2019 | AK | Snettisham | 78 | 1 | HY | OP | NA | WAT |  | 641441.9 |  | 1.5381e-07 | EIA Prime Mover-level Data | NEI avg EF - PM, fuel type, firing type
2019 | AK | Snettisham | 78 | 2 | HY | OP | NA | WAT |  | 641441.9 |  | 1.5381e-07 | EIA Prime Mover-level Data | NEI avg EF - PM, fuel type, firing type
2019 | AK | Snettisham | 78 | 3 | HY | OP | NA | WAT |  | 842572.1 |  | 1.5381e-07 | EIA Prime Mover-level Data | NEI avg EF - PM, fuel type, firing type
2019 | AK | Soldotna | 57206 | 1 | GT | OP | NA | NG |  | 832281 | 2.2819 | 0.0054834 | EIA Prime Mover-level Data | NEI avg EF - PM, fuel type, firing type
2019 | AK | Soldotna | 57206 | 2 | GT | IP | NA | NG
2019 | AK | Soldotna | 57206 | 3 | BA | P | NA | MWH
2019 | AK | Solomon Gulch | 390 | 1 | HY | OP | NA | WAT |  | 236838 |  | 1.5381e-07 | EIA Prime Mover-level Data | NEI avg EF - PM, fuel type, firing type
2019 | AK | Solomon Gulch | 390 | 2 | HY | OP | NA | WAT |  | 236838 |  | 1.5381e-07 | EIA Prime Mover-level Data | NEI avg EF - PM, fuel type, firing type
2019 | AK | South Fork | 56265 | 1 | HY | OP | NA | WAT |  | 39830 |  | 1.5381e-07 | EIA Prime Mover-level Data | NEI avg EF - PM, fuel type, firing type
2019 | AK | Southcentral Power Project | 57036 | 1 | CT |  | NA | NG |  | 2067003 | 5.9493 | 0.0057564 | EIA Unit-level Data | NEI avg EF - PM, fuel type
2019 | AK | Southcentral Power Project | 57036 | 2 | CT |  | NA | NG |  | 2082082 | 5.9927 | 0.0057564 | EIA Unit-level Data | NEI avg EF - PM, fuel type
2019 | AK | Southcentral Power Project | 57036 | 3 | CT |  | NA | NG |  | 2055027 | 5.9148 | 0.0057564 | EIA Unit-level Data | NEI avg EF - PM, fuel type
2019 | AK | Southcentral Power Project | 57036 | OTSG1 | CA | OP | NA | NG |  | 0 | 0 | 0.0017814 | EIA Unit-level Data | NEI avg EF - PM, fuel type, firing type
2019 | AK | Southcentral Power Project | 57036 | OTSG2 | CA | OP | NA | NG |  | 0 | 0 | 0.0017814 | EIA Unit-level Data | NEI avg EF - PM, fuel type, firing type
2019 | AK | Southcentral Power Project | 57036 | OTSG3 | CA | OP | NA | NG |  | 0 | 0 | 0.0017814 | EIA Unit-level Data | NEI avg EF - PM, fuel type, firing type
2019 | AK | St Marys IC | 6338 | 1 | IC | RE | NA | DFO
2019 | AK | St Marys IC | 6338 | 2 | IC | OP | NA | DFO |  | 1969.385 | 0.30525 | 0.31 | EIA Prime Mover-level Data | Estimated using an emission factor
2019 | AK | St Marys IC | 6338 | 3 | IC | OP | NA | DFO |  | 2954.077 | 0.45788 | 0.31 | EIA Prime Mover-level Data | Estimated using an emission factor
2019 | AK | St Marys IC | 6338 | 1B | IC | OP | NA | DFO |  | 16411.54 | 2.5438 | 0.31 | EIA Prime Mover-level Data | Estimated using an emission factor
2019 | AK | St. Michael | 57061 | 4 | IC | SB | NA | DFO |  |  |  | 0.30942
2019 | AK | St. Michael | 57061 | UNIT1 | IC | RE | NA | DFO
2019 | AK | St. Michael | 57061 | UNIT2 | IC | RE | NA | DFO
2019 | AK | St. Michael | 57061 | UNIT3 | IC | RE | NA | DFO
2019 | AK | Stebbins | 57055 | 1 | IC | OP | NA | DFO |  | 7933 | 1.2296 | 0.31 | EIA Prime Mover-level Data | Estimated using an emission factor
2019 | AK | Stebbins | 57055 | 2 | IC | OP | NA | DFO |  | 7933 | 1.2296 | 0.31 | EIA Prime Mover-level Data | Estimated using an emission factor
2019 | AK | Stebbins | 57055 | 3 | IC | OP | NA | DFO |  | 7933 | 1.2296 | 0.31 | EIA Prime Mover-level Data | Estimated using an emission factor
2019 | AK | Stebbins | 57055 | 4 | IC | OP | NA | DFO |  | 7933 | 1.2296 | 0.31 | EIA Prime Mover-level Data | Estimated using an emission factor
2019 | AK | Stebbins | 57055 | UNIT1 | IC | RE | NA | DFO
2019 | AK | Stebbins | 57055 | UNIT2 | IC | RE | NA | DFO
2019 | AK | Stebbins | 57055 | UNIT3 | IC | RE | NA | DFO
2019 | AK | Swampy Acres Microgrid | 60250 | 13 | IC | OP | NA | DFO |  |  |  | 0.30942
2019 | AK | Swampy Acres Microgrid | 60250 | 6A | IC | OP | NA | DFO |  |  |  | 0.30942
2019 | AK | Swampy Acres Microgrid | 60250 | 7A | IC | OP | NA | DFO |  |  |  | 0.30942
2019 | AK | Swan Lake | 70 | 1 | HY | OP | NA | WAT |  | 242034 |  | 1.5381e-07 | EIA Prime Mover-level Data | NEI avg EF - PM, fuel type, firing type
2019 | AK | Swan Lake | 70 | 2 | HY | OP | NA | WAT |  | 242034 |  | 1.5381e-07 | EIA Prime Mover-level Data | NEI avg EF - PM, fuel type, firing type
2019 | AK | Sweetheart Lake Hydroelectric Facility | 60588 | JHI01 | HY | P | NA | WAT
2019 | AK | Sweetheart Lake Hydroelectric Facility | 60588 | JHI02 | HY | P | NA | WAT
2019 | AK | Sweetheart Lake Hydroelectric Facility | 60588 | JHI03 | HY | P | NA | WAT
2019 | AK | Terror Lake Microgrid | 71 | 1 | HY | OP | NA | WAT |  | 370293.3 |  | 1.5381e-07 | EIA Prime Mover-level Data | NEI avg EF - PM, fuel type, firing type
2019 | AK | Terror Lake Microgrid | 71 | 2 | HY | OP | NA | WAT |  | 370293.3 |  | 1.5381e-07 | EIA Prime Mover-level Data | NEI avg EF - PM, fuel type, firing type
2019 | AK | Terror Lake Microgrid | 71 | 3 | HY | OP | NA | WAT |  | 370293.3 |  | 1.5381e-07 | EIA Prime Mover-level Data | NEI avg EF - PM, fuel type, firing type
2019 | AK | Tesoro Kenai Cogeneration Plant | 52184 | GEN1 | GT | OP | NA | NG |  | 411083 | 1.1271 | 0.0054834 | EIA Prime Mover-level Data | NEI avg EF - PM, fuel type, firing type
2019 | AK | Tesoro Kenai Cogeneration Plant | 52184 | GEN2 | GT | OP | NA | NG |  | 411083 | 1.1271 | 0.0054834 | EIA Prime Mover-level Data | NEI avg EF - PM, fuel type, firing type
2019 | AK | Tesoro Kenai Cogeneration Plant | 52184 | GEN3 | GT | CN | NA | NG
2019 | AK | Thorne Bay Plant | 7414 | 2 | IC | OP | NA | DFO |  | 17.4 | 0.002697 | 0.31 | EIA Prime Mover-level Data | Estimated using an emission factor
2019 | AK | Thorne Bay Plant | 7414 | 4 | IC | OP | NA | DFO |  | 11.6 | 0.001798 | 0.31 | EIA Prime Mover-level Data | Estimated using an emission factor
2019 | AK | TNSG North Plant | 58278 | 13 | IC | OP | NA | DFO |  |  |  | 0.30942
2019 | AK | TNSG North Plant | 58278 | CT1 | GT | OP | NA | NG |  | 153423.3 | 0.42064 | 0.0054834 | EIA Prime Mover-level Data | NEI avg EF - PM, fuel type, firing type
2019 | AK | TNSG North Plant | 58278 | CT2 | GT | OP | NA | NG |  | 153423.3 | 0.42064 | 0.0054834 | EIA Prime Mover-level Data | NEI avg EF - PM, fuel type, firing type
2019 | AK | TNSG North Plant | 58278 | CT3 | GT | OP | NA | NG |  | 221283.7 | 0.60669 | 0.0054834 | EIA Prime Mover-level Data | NEI avg EF - PM, fuel type, firing type
2019 | AK | TNSG North Plant | 58278 | CT4 | GT | OP | NA | NG |  | 221283.7 | 0.60669 | 0.0054834 | EIA Prime Mover-level Data | NEI avg EF - PM, fuel type, firing type
2019 | AK | TNSG South Plant | 58117 | 2 | IC | OP | NA | NG |  | 340.103 | 7.1762e-05 | 0.000422 | EIA Prime Mover-level Data | Estimated using an emission factor
2019 | AK | TNSG South Plant | 58117 | 3 | IC | OP | NA | NG |  | 340.103 | 7.1762e-05 | 0.000422 | EIA Prime Mover-level Data | Estimated using an emission factor
2019 | AK | TNSG South Plant | 58117 | 6 | IC | OP | NA | NG |  | 1445.436 | 0.00030499 | 0.000422 | EIA Prime Mover-level Data | Estimated using an emission factor
2019 | AK | TNSG South Plant | 58117 | 12 | IC | RE | NA | NG
2019 | AK | TNSG South Plant | 58117 | 1A | IC | OP | NA | NG |  | 595.18 | 0.00012558 | 0.000422 | EIA Prime Mover-level Data | Estimated using an emission factor
2019 | AK | TNSG South Plant | 58117 | 4A | IC | OP | NA | NG |  | 595.18 | 0.00012558 | 0.000422 | EIA Prime Mover-level Data | Estimated using an emission factor
2019 | AK | Togiak | 6348 | 1 | IC | OP | NA | DFO |  | 3201.692 | 0.49533 | 0.30942 | EIA Prime Mover-level Data | NEI avg EF - PM, fuel type, firing type
2019 | AK | Togiak | 6348 | 2 | IC | RE | NA | DFO
2019 | AK | Togiak | 6348 | 3 | IC | OP | NA | DFO |  | 5869.769 | 0.9081 | 0.30942 | EIA Prime Mover-level Data | NEI avg EF - PM, fuel type, firing type
2019 | AK | Togiak | 6348 | 4 | IC | RE | NA | DFO |  | 1600.846 | 0.24813 | 0.31 | EIA Prime Mover-level Data | Estimated using an emission factor
2019 | AK | Togiak | 6348 | 5 | IC | RE | NA | DFO
2019 | AK | Togiak | 6348 | 2a | IC | RE | NA | DFO |  | 2668.077 | 0.41355 | 0.31 | EIA Prime Mover-level Data | Estimated using an emission factor
2019 | AK | Togiak | 6348 | 2B | IC | OP | NA | DFO |  | 3201.692 | 0.49533 | 0.30942 | EIA Prime Mover-level Data | NEI avg EF - PM, fuel type, firing type
2019 | AK | Togiak | 6348 | 4a | IC | RE | NA | DFO
2019 | AK | Togiak | 6348 | 4B | IC | RE | NA | DFO |  | 4268.923 | 0.66168 | 0.31 | EIA Prime Mover-level Data | Estimated using an emission factor
2019 | AK | Togiak | 6348 | 4C | IC | OP | NA | DFO |  | 2668.077 | 0.41277 | 0.30942 | EIA Prime Mover-level Data | NEI avg EF - PM, fuel type, firing type
2019 | AK | Togiak | 6348 | 5A | IC | RE | NA | DFO |  | 4268.923 | 0.66168 | 0.31 | EIA Prime Mover-level Data | Estimated using an emission factor
2019 | AK | Tok | 406 | 6 | IC | OS | NA | DFO |  | 8381.887 | 1.2992 | 0.31 | EIA Prime Mover-level Data | Estimated using an emission factor
2019 | AK | Tok | 406 | 8 | IC | OP | NA | DFO |  | 6705.509 | 1.0394 | 0.31 | EIA Prime Mover-level Data | Estimated using an emission factor
2019 | AK | Tok | 406 | 9 | IC | OP | NA | DFO |  | 15087.4 | 2.3385 | 0.31 | EIA Prime Mover-level Data | Estimated using an emission factor
2019 | AK | Tok | 406 | 3A | IC | OP | NA | DFO |  | 21792.91 | 3.3779 | 0.31 | EIA Prime Mover-level Data | Estimated using an emission factor
2019 | AK | Tok | 406 | 4A | IC | OP | NA | DFO |  | 18440.15 | 2.8582 | 0.31 | EIA Prime Mover-level Data | Estimated using an emission factor
2019 | AK | Tok | 406 | 5A | IC | OP | NA | DFO |  | 18440.15 | 2.8582 | 0.31 | EIA Prime Mover-level Data | Estimated using an emission factor
2019 | AK | Toksook Bay | 57067 | 1A | IC | OP | NA | DFO |  | 9344 | 1.4456 | 0.30942 | EIA Prime Mover-level Data | NEI avg EF - PM, fuel type, firing type
2019 | AK | Toksook Bay | 57067 | UNIT1 | IC | RE | NA | DFO |  | 4672 | 0.72416 | 0.31 | EIA Prime Mover-level Data | Estimated using an emission factor
2019 | AK | Toksook Bay | 57067 | UNIT2 | IC | OP | NA | DFO |  | 5840 | 0.9052 | 0.31 | EIA Prime Mover-level Data | Estimated using an emission factor
2019 | AK | Toksook Bay | 57067 | UNIT3 | IC | OP | NA | DFO |  | 9344 | 1.4483 | 0.31 | EIA Prime Mover-level Data | Estimated using an emission factor
2019 | AK | Tyee Lake Hydroelectric Facility | 61166 | UNIT1 | HY | OP | NA | WAT |  | 338251 |  | 1.5381e-07 | EIA Prime Mover-level Data | NEI avg EF - PM, fuel type, firing type
2019 | AK | Tyee Lake Hydroelectric Facility | 61166 | UNIT2 | HY | OP | NA | WAT |  | 338251 |  | 1.5381e-07 | EIA Prime Mover-level Data | NEI avg EF - PM, fuel type, firing type
2019 | AK | Unalakleet | 6299 | 1 | IC | RE | NA | DFO
2019 | AK | Unalakleet | 6299 | 2 | IC | RE | NA | DFO
2019 | AK | Unalakleet | 6299 | 3 | IC | RE | NA | DFO
2019 | AK | Unalakleet | 6299 | 4 | IC | RE | NA | DFO
2019 | AK | Unalakleet | 6299 | 5 | IC | OP | NA | DFO |  | 7882 | 1.2217 | 0.31 | EIA Prime Mover-level Data | Estimated using an emission factor
2019 | AK | Unalakleet | 6299 | 6 | IC | OP | NA | DFO |  | 7882 | 1.2217 | 0.31 | EIA Prime Mover-level Data | Estimated using an emission factor
2019 | AK | Unalakleet | 6299 | 7 | IC | OP | NA | DFO |  | 7882 | 1.2217 | 0.31 | EIA Prime Mover-level Data | Estimated using an emission factor
2019 | AK | Unalakleet | 6299 | 8 | IC | OP | NA | DFO |  | 7882 | 1.2217 | 0.31 | EIA Prime Mover-level Data | Estimated using an emission factor
2019 | AK | Unalaska Power Module | 7503 | 7 | IC | OP | NA | DFO |  | 12362 | 1.9161 | 0.31 | EIA Prime Mover-level Data | Estimated using an emission factor
2019 | AK | Unisea G 2 | 54422 | CAT1 | IC | RE | NA | DFO
2019 | AK | Unisea G 2 | 54422 | CAT2 | IC | RE | NA | DFO
2019 | AK | Unisea G 2 | 54422 | CAT4 | IC | OP | NA | DFO |  | 17892.97 | 2.7734 | 0.31 | EIA Prime Mover-level Data | Estimated using an emission factor
2019 | AK | Unisea G 2 | 54422 | CAT5 | IC | OP | NA | DFO |  | 17892.97 | 2.7734 | 0.31 | EIA Prime Mover-level Data | Estimated using an emission factor
2019 | AK | Unisea G 2 | 54422 | GEN1 | IC | OP | NA | DFO |  | 44732.43 | 6.9335 | 0.31 | EIA Prime Mover-level Data | Estimated using an emission factor
2019 | AK | Unisea G 2 | 54422 | GEN2 | IC | OP | NA | DFO |  | 46521.73 | 7.2109 | 0.31 | EIA Prime Mover-level Data | Estimated using an emission factor
2019 | AK | Unisea G 2 | 54422 | GEN3 | IC | OP | NA | DFO |  | 48311.02 | 7.4882 | 0.31 | EIA Prime Mover-level Data | Estimated using an emission factor
2019 | AK | Unisea G 2 | 54422 | GEN4 | IC | OP | NA | DFO |  | 44732.43 | 6.9335 | 0.31 | EIA Prime Mover-level Data | Estimated using an emission factor
2019 | AK | Unisea G 2 | 54422 | GEN5 | IC | OP | NA | DFO |  | 48311.02 | 7.4882 | 0.31 | EIA Prime Mover-level Data | Estimated using an emission factor
2019 | AK | Unisea G 2 | 54422 | GEN6 | IC | OP | NA | DFO |  | 44732.43 | 6.9335 | 0.31 | EIA Prime Mover-level Data | Estimated using an emission factor
2019 | AK | University of Alaska Fairbanks | 50711 | BLR1 | ST | OP | NA | SUB |  | 366720.9 | 3.1509 | 0.017184 | EIA Unit-level Data | NEI avg EF - PM, fuel type
2019 | AK | University of Alaska Fairbanks | 50711 | BLR2 | ST | OP | NA | SUB |  | 412132.5 | 3.5411 | 0.017184 | EIA Unit-level Data | NEI avg EF - PM, fuel type
2019 | AK | University of Alaska Fairbanks | 50711 | BLR3 | ST | OP | NA | DFO |  | 85597.75 | 0.42791 | 0.0099981 | EIA Unit-level Data | NEI avg EF - PM, fuel type
2019 | AK | University of Alaska Fairbanks | 50711 | BLR4 | ST | OP | NA | DFO |  | 117711.9 | 0.58844 | 0.0099981 | EIA Unit-level Data | NEI avg EF - PM, fuel type
2019 | AK | University of Alaska Fairbanks | 50711 | GEN4 | IC | OP | NA | DFO |  | 0 | 0 | 0.30942 | EIA Prime Mover-level Data | NEI avg EF - PM, fuel type, firing type
2019 | AK | University of Alaska Fairbanks | 50711 | GEN5 | ST | V | NA | SUB
2019 | AK | Upper Kalskag | 57054 | UNIT1 | IC | OP | NA | DFO |  | 2714.182 | 0.4207 | 0.31 | EIA Prime Mover-level Data | Estimated using an emission factor
2019 | AK | Upper Kalskag | 57054 | UNIT2 | IC | OP | NA | DFO |  | 5428.364 | 0.8414 | 0.31 | EIA Prime Mover-level Data | Estimated using an emission factor
2019 | AK | Upper Kalskag | 57054 | UNIT3 | IC | OP | NA | DFO |  | 6785.455 | 1.0517 | 0.31 | EIA Prime Mover-level Data | Estimated using an emission factor
2019 | AK | Utility Plants Section | 50308 | 3 | ST | OP | NA | SUB |  | 660321.3 | 5.6736 | 0.017184 | EIA Unit-level Data | NEI avg EF - PM, fuel type
2019 | AK | Utility Plants Section | 50308 | 4 | ST | OP | NA | SUB |  | 449646.3 | 3.8634 | 0.017184 | EIA Unit-level Data | NEI avg EF - PM, fuel type
2019 | AK | Utility Plants Section | 50308 | 5 | ST | OP | NA | SUB |  | 587862 | 5.051 | 0.017184 | EIA Unit-level Data | NEI avg EF - PM, fuel type
2019 | AK | Utility Plants Section | 50308 | 6 | ST | OP | NA | SUB |  | 481510.9 | 4.1372 | 0.017184 | EIA Unit-level Data | NEI avg EF - PM, fuel type
2019 | AK | Utility Plants Section | 50308 | 7 | ST | OP | NA | SUB |  | 414966.1 | 3.5654 | 0.017184 | EIA Unit-level Data | NEI avg EF - PM, fuel type
2019 | AK | Utility Plants Section | 50308 | 8 | ST | OP | NA | SUB |  | 358376.7 | 3.0792 | 0.017184 | EIA Unit-level Data | NEI avg EF - PM, fuel type
2019 | AK | Valdez | 6306 | 1 | IC | RE | NA | DFO
2019 | AK | Valdez | 6306 | 2 | IC | RE | NA | DFO
2019 | AK | Valdez | 6306 | 3 | IC | RE | NA | DFO
2019 | AK | Valdez | 6306 | 4 | IC | OP | NA | DFO |  | 5086.035 | 0.78685 | 0.30942 | EIA Prime Mover-level Data | NEI avg EF - PM, fuel type, firing type
2019 | AK | Valdez | 6306 | 5 | IC | OP | NA | DFO |  | 6959.837 | 1.0767 | 0.30942 | EIA Prime Mover-level Data | NEI avg EF - PM, fuel type, firing type
2019 | AK | Valdez | 6306 | 6 | IC | OP | NA | DFO |  | 2409.174 | 0.37272 | 0.30942 | EIA Prime Mover-level Data | NEI avg EF - PM, fuel type, firing type
2019 | AK | Valdez | 6306 | 7 | GT | RE | NA | DFO |  |  |  | 0.017259
2019 | AK | Valdez | 6306 | 11 | IC | OP | NA | DFO |  | 4282.977 | 0.66261 | 0.30942 | EIA Prime Mover-level Data | NEI avg EF - PM, fuel type, firing type
2019 | AK | Valdez | 6306 | 12 | IC | OP | NA | DFO |  | 4282.977 | 0.66261 | 0.30942 | EIA Prime Mover-level Data | NEI avg EF - PM, fuel type, firing type
2019 | AK | Valdez Cogen | 7841 | 1 | GT | OP | NA | WO |  | 240839 | 37.33 | 0.31 | EIA Prime Mover-level Data | Estimated using an emission factor
2019 | AK | Viking | 56147 | 1 | IC | OS | NA | DFO |  |  |  | 0.30942
2019 | AK | Westward Seafoods | 54305 | 2 | IC | OP | NA | DFO |  | 54232.33 | 8.406 | 0.31 | EIA Prime Mover-level Data | Estimated using an emission factor
2019 | AK | Westward Seafoods | 54305 | 3 | IC | OP | NA | DFO |  | 54232.33 | 8.406 | 0.31 | EIA Prime Mover-level Data | Estimated using an emission factor
2019 | AK | Westward Seafoods | 54305 | 4 | IC | OP | NA | DFO |  | 54232.33 | 8.406 | 0.31 | EIA Prime Mover-level Data | Estimated using an emission factor
2019 | AK | Whitman | 58977 | WPG-1 | HY | OP | NA | WAT |  | 71678.75 |  | 1.5381e-07 | EIA Prime Mover-level Data | NEI avg EF - PM, fuel type, firing type
2019 | AK | Whitman | 58977 | WPG-2 | HY | OP | NA | WAT |  | 16541.25 |  | 1.5381e-07 | EIA Prime Mover-level Data | NEI avg EF - PM, fuel type, firing type
2019 | AK | Wrangell | 95 | 1 | IC | RE | NA | DFO
2019 | AK | Wrangell | 95 | 2 | IC | RE | NA | DFO
2019 | AK | Wrangell | 95 | 3 | IC | RE | NA | DFO
2019 | AK | Wrangell | 95 | 4 | IC | RE | NA | DFO
2019 | AK | Wrangell | 95 | 5 | IC | RE | NA | DFO
2019 | AK | Wrangell | 95 | 7 | IC | RE | NA | DFO
2019 | AK | Wrangell | 95 | 9 | IC | OP | NA | DFO |  | 1574.412 | 0.24403 | 0.31 | EIA Prime Mover-level Data | Estimated using an emission factor
2019 | AK | Wrangell | 95 | 11 | IC | OP | NA | DFO |  | 1259.529 | 0.19523 | 0.31 | EIA Prime Mover-level Data | Estimated using an emission factor
2019 | AK | Wrangell | 95 | 12 | IC | OP | NA | DFO |  | 1259.529 | 0.19523 | 0.31 | EIA Prime Mover-level Data | Estimated using an emission factor
2019 | AK | Wrangell | 95 | 13 | IC | OP | NA | DFO |  | 1259.529 | 0.19523 | 0.31 | EIA Prime Mover-level Data | Estimated using an emission factor
2019 | AK | Yakutat | 6637 | 3 | IC | RE | NA | DFO
2019 | AK | Yakutat | 6637 | 4 | IC | RE | NA | DFO
2019 | AK | Yakutat | 6637 | 5 | IC | RE | NA | DFO
2019 | AK | Yakutat | 6637 | 6 | IC | OP | NA | DFO |  | 17214.32 | 2.6682 | 0.31 | EIA Prime Mover-level Data | Estimated using an emission factor
2019 | AK | Yakutat | 6637 | 7 | IC | OP | NA | DFO |  | 17214.32 | 2.6682 | 0.31 | EIA Prime Mover-level Data | Estimated using an emission factor
2019 | AK | Yakutat | 6637 | 2A | IC | RE | NA | DFO
2019 | AK | Yakutat | 6637 | 2B | IC | OP | NA | DFO |  | 11476.21 | 1.7788 | 0.31 | EIA Prime Mover-level Data | Estimated using an emission factor
2019 | AK | Yakutat | 6637 | 3A | IC | OP | NA | DFO |  | 8607.158 | 1.3341 | 0.31 | EIA Prime Mover-level Data | Estimated using an emission factor
2019 | AK | Yakutat | 6637 | 4A | IC | RE | NA | DFO
2019 | AL | ABC Coke | 56076 | 1 | ST | OP | NA | OG |  | 1429801 | 12.805 | 0.017912 | EIA Prime Mover-level Data | NEI avg EF - PM, fuel type, firing type
2019 | AL | AL Solar C LLC | 63513 | OEALC | PV | T | NA | SUN
2019 | AL | Alabama Pine Pulp | 54429 | PB2 | ST | OP | NA | WDS |  | 620408 | 7.0764 | 0.022812 | EIA Unit-level Data | NEI avg EF - PM, fuel type
2019 | AL | Alabama Pine Pulp | 54429 | RB2 | ST | OP | NA | BLQ |  | 12675230 | 2.9565 | 0.0004665 | EIA Unit-level Data | Estimated using an emission factor
2019 | AL | Alabama River Pulp | 10216 | PB1 | ST | OP | NA | WDS |  | 3823402 | 43.6101 | 0.022812 | EIA Unit-level Data | NEI avg EF - PM, fuel type
2019 | AL | Alabama River Pulp | 10216 | RB1 | ST | OP | NA | BLQ |  | 9703327 | 22.9348 | 0.0047272 | EIA Unit-level Data | Estimated using an emission factor
2019 | AL | Albertville | 7924 | DG1 | IC | OP | NA | DFO |  |  |  | 0.30942
2019 | AL | Albertville | 7924 | DG2 | IC | OP | NA | DFO |  |  |  | 0.30942
2019 | AL | Albertville | 7924 | DG3 | IC | OP | NA | DFO |  |  |  | 0.30942
2019 | AL | Albertville | 7924 | DG4 | IC | OP | NA | DFO |  |  |  | 0.30942
2019 | AL | ANAD Solar Array | 60680 | 1 | PV | OP | NA | SUN |  | 78979 |  | 0 | EIA Prime Mover-level Data | Estimated using an emission factor
2019 | AL | APC1 | 7708 | 2 | CC | CN | NA | NG
2019 | AL | APC2 | 7876 | 1 | CT | CN | NA | NG
2019 | AL | APC3 | 7877 | 1 | CC | CN | NA | NG
2019 | AL | Bankhead Dam | 2 | 1 | HY | OP | NA | WAT |  | 0 |  | 1.5381e-07 | EIA Prime Mover-level Data | NEI avg EF - PM, fuel type, firing type
2019 | AL | Bartletts Ferry | 702 | 1 | HY | OP | NA | WAT |  | 390761 |  | 1.5381e-07 | EIA Prime Mover-level Data | NEI avg EF - PM, fuel type, firing type
2019 | AL | Bartletts Ferry | 702 | 2 | HY | OP | NA | WAT |  | 390761 |  | 1.5381e-07 | EIA Prime Mover-level Data | NEI avg EF - PM, fuel type, firing type
2019 | AL | Bartletts Ferry | 702 | 3 | HY | OP | NA | WAT |  | 390761 |  | 1.5381e-07 | EIA Prime Mover-level Data | NEI avg EF - PM, fuel type, firing type
2019 | AL | Bartletts Ferry | 702 | 4 | HY | OP | NA | WAT |  | 521014.7 |  | 1.5381e-07 | EIA Prime Mover-level Data | NEI avg EF - PM, fuel type, firing type
2019 | AL | Bartletts Ferry | 702 | 5 | HY | OP | NA | WAT |  | 1406740 |  | 1.5381e-07 | EIA Prime Mover-level Data | NEI avg EF - PM, fuel type, firing type
2019 | AL | Bartletts Ferry | 702 | 6 | HY | OP | NA | WAT |  | 1406740 |  | 1.5381e-07 | EIA Prime Mover-level Data | NEI avg EF - PM, fuel type, firing type
2019 | AL | Bellefonte | 6150 | DG-1 | IC | OS | NA | DFO |  |  |  | 0.30942
2019 | AL | Bellefonte | 6150 | DG-2 | IC | OS | NA | DFO |  |  |  | 0.30942
2019 | AL | Blackbear Solar 1 | 63765 | ALBB1 | PV | P | NA | SUN
2019 | AL | Browns Ferry | 46 | 1 | ST | OP | NA | NUC |  | 112323500 |  | 0 | EIA Prime Mover-level Data | Estimated using an emission factor
2019 | AL | Browns Ferry | 46 | 2 | ST | OP | NA | NUC |  | 88218480 |  | 0 | EIA Prime Mover-level Data | Estimated using an emission factor
2019 | AL | Browns Ferry | 46 | 3 | ST | OP | NA | NUC |  | 107693200 |  | 0 | EIA Prime Mover-level Data | Estimated using an emission factor
2019 | AL | Crestwood Dothan | 54985 | GEN1 | IC | OP | NA | DFO |  | 1435.581 | 0.22252 | 0.31 | EIA Prime Mover-level Data | Estimated using an emission factor
2019 | AL | Crestwood Dothan | 54985 | GEN2 | IC | OP | NA | DFO |  | 1435.581 | 0.22252 | 0.31 | EIA Prime Mover-level Data | Estimated using an emission factor
2019 | AL | Crestwood Dothan | 54985 | GEN3 | IC | OP | NA | DFO |  | 2871.163 | 0.44503 | 0.31 | EIA Prime Mover-level Data | Estimated using an emission factor
2019 | AL | Crestwood Dothan | 54985 | GEN5 | IC | OP | NA | DFO |  | 1435.581 | 0.22252 | 0.31 | EIA Prime Mover-level Data | Estimated using an emission factor
2019 | AL | Crestwood Dothan | 54985 | GEN7 | IC | OP | NA | DFO |  | 1435.581 | 0.22252 | 0.31 | EIA Prime Mover-level Data | Estimated using an emission factor
2019 | AL | Crestwood Dothan | 54985 | GEN8 | IC | SB | NA | DFO |  | 861.349 | 0.13351 | 0.31 | EIA Prime Mover-level Data | Estimated using an emission factor
2019 | AL | Crestwood Dothan | 54985 | GEN9 | IC | OP | NA | DFO |  | 2871.163 | 0.44503 | 0.31 | EIA Prime Mover-level Data | Estimated using an emission factor
2019 | AL | Crestwood Dothan | 54985 | P83 | ST | RE | NA | NG
2019 | AL | Cumblerland Land Holdings, LLC | 61924 | CUMB | PV | OP | NA | SUN |  | 241157 |  | 0 | EIA Prime Mover-level Data | Estimated using an emission factor
2019 | AL | Decatur-Morgan Co LFG Recovery Project | 58061 | 0290 | IC | OP | NA | LFG |  | 67879 | 0.49891 | 0.0147 | EIA Prime Mover-level Data | Estimated using an emission factor
2019 | AL | Decatur-Morgan Co LFG Recovery Project | 58061 | 1496 | IC | OP | NA | LFG |  | 67879 | 0.49891 | 0.0147 | EIA Prime Mover-level Data | Estimated using an emission factor
2019 | AL | District 100 Transco Gas Pipe Line | 54743 | 001 | ST | RE | NA | WH
2019 | AL | District 100 Transco Gas Pipe Line | 54743 | 002 | ST | RE | NA | WH
2019 | AL | ExxonMobil Mobile Bay Onshore | 54550 | 901A | CT |  | NA | NG |  | 246728.9 | 0.71014 | 0.0057564 | EIA Unit-level Data | NEI avg EF - PM, fuel type
2019 | AL | ExxonMobil Mobile Bay Onshore | 54550 | 901B | CT |  | NA | NG |  | 338447 | 0.97412 | 0.0057564 | EIA Unit-level Data | NEI avg EF - PM, fuel type
2019 | AL | ExxonMobil Mobile Bay Onshore | 54550 | 901C | CT |  | NA | NG |  | 320515.4 | 0.92251 | 0.0057564 | EIA Unit-level Data | NEI avg EF - PM, fuel type
2019 | AL | ExxonMobil Mobile Bay Onshore | 54550 | STG1 | CA | OP | NA | NG |  | 0 | 0 | 0.0017814 | EIA Unit-level Data | NEI avg EF - PM, fuel type, firing type
2019 | AL | Fort Rucker Solar Array | 60679 | 1 | PV | OP | NA | SUN |  | 126644 |  | 0 | EIA Prime Mover-level Data | Estimated using an emission factor
2019 | AL | Gantt | 53 | 3 | HY | OP | NA | WAT |  | 10695.2 |  | 1.5381e-07 | EIA Prime Mover-level Data | NEI avg EF - PM, fuel type, firing type
2019 | AL | Gantt | 53 | 4 | HY | OP | NA | WAT |  | 16042.8 |  | 1.5381e-07 | EIA Prime Mover-level Data | NEI avg EF - PM, fuel type, firing type
2019 | AL | Georgia-Pacific Brewton Mill | 54789 | 1PB | ST | CN | NA | WDS |  | 0 |  |  | EIA Unit-level Data
2019 | AL | Georgia-Pacific Brewton Mill | 54789 | 1RB | ST | RE | NA | WDS |  | 0 |  |  | EIA Unit-level Data
2019 | AL | Georgia-Pacific Brewton Mill | 54789 | 2PB | ST | OP | WALL | NG |  | 1629399 | 5.845 | 0.0071744 | EIA Unit-level Data | NEI avg EF - PM, fuel type, firing type
2019 | AL | Georgia-Pacific Brewton Mill | 54789 | 2RB | ST | RE | NA | WDS |  | 0 |  |  | EIA Unit-level Data
2019 | AL | Georgia-Pacific Brewton Mill | 54789 | 3PB | ST | OP | WALL | NG |  | 3953763 | 14.183 | 0.0071744 | EIA Unit-level Data | NEI avg EF - PM, fuel type, firing type
2019 | AL | Georgia-Pacific Brewton Mill | 54789 | 3RB | ST | OP | WALL | WDS |  | 0 | 0 | 0.022812 | EIA Unit-level Data | NEI avg EF - PM, fuel type, firing type
2019 | AL | Georgia-Pacific Brewton Mill | 54789 | 4RB | ST | OP | WALL | BLQ |  | 9446678 | 29.3792 | 0.00622 | EIA Unit-level Data | Estimated using an emission factor
2019 | AL | Georgia-Pacific Consr Prods LP-Naheola | 10699 | 1 | ST | RE | STOKER | BIT |  | 256146.9 | 1.9102 | 0.014915 | EIA Unit-level Data | NEI avg EF - PM, fuel type, firing type
2019 | AL | Georgia-Pacific Consr Prods LP-Naheola | 10699 | 2 | ST | RE | STOKER | BIT |  | 771262 | 5.7515 | 0.014915 | EIA Unit-level Data | NEI avg EF - PM, fuel type, firing type
2019 | AL | Georgia-Pacific Consr Prods LP-Naheola | 10699 | 3 | ST | RE | WALL | NG |  | 1003414 | 3.5995 | 0.0071744 | EIA Unit-level Data | NEI avg EF - PM, fuel type, firing type
2019 | AL | Georgia-Pacific Consr Prods LP-Naheola | 10699 | 4 | ST | OP | WALL | BLQ |  | 11577790 | 1.8003 | 0.000311 | EIA Unit-level Data | Estimated using an emission factor
2019 | AL | Georgia-Pacific Consr Prods LP-Naheola | 10699 | BFB | ST | OP | FLUIDIZED |  |  | 2382393 |  |  | EIA Unit-level Data
2019 | AL | Goat Rock | 707 | 1 | HY | RE | NA | WAT
2019 | AL | Goat Rock | 707 | 2 | HY | RE | NA | WAT
2019 | AL | Goat Rock | 707 | 3 | HY | OP | NA | WAT |  | 175874.9 |  | 1.5381e-07 | EIA Prime Mover-level Data | NEI avg EF - PM, fuel type, firing type
2019 | AL | Goat Rock | 707 | 4 | HY | OP | NA | WAT |  | 175874.9 |  | 1.5381e-07 | EIA Prime Mover-level Data | NEI avg EF - PM, fuel type, firing type
2019 | AL | Goat Rock | 707 | 5 | HY | OP | NA | WAT |  | 175874.9 |  | 1.5381e-07 | EIA Prime Mover-level Data | NEI avg EF - PM, fuel type, firing type
2019 | AL | Goat Rock | 707 | 6 | HY | OP | NA | WAT |  | 175874.9 |  | 1.5381e-07 | EIA Prime Mover-level Data | NEI avg EF - PM, fuel type, firing type
2019 | AL | Goat Rock | 707 | 7 | HY | OP | NA | WAT |  | 327127.3 |  | 1.5381e-07 | EIA Prime Mover-level Data | NEI avg EF - PM, fuel type, firing type
2019 | AL | Goat Rock | 707 | 8 | HY | OP | NA | WAT |  | 327127.3 |  | 1.5381e-07 | EIA Prime Mover-level Data | NEI avg EF - PM, fuel type, firing type
2019 | AL | Guntersville | 48 | 1 | HY | OP | NA | WAT |  | 1485906 |  | 1.5381e-07 | EIA Prime Mover-level Data | NEI avg EF - PM, fuel type, firing type
2019 | AL | Guntersville | 48 | 2 | HY | OP | NA | WAT |  | 1485906 |  | 1.5381e-07 | EIA Prime Mover-level Data | NEI avg EF - PM, fuel type, firing type
2019 | AL | Guntersville | 48 | 3 | HY | OP | NA | WAT |  | 1485906 |  | 1.5381e-07 | EIA Prime Mover-level Data | NEI avg EF - PM, fuel type, firing type
2019 | AL | Guntersville | 48 | 4 | HY | OP | NA | WAT |  | 1485906 |  | 1.5381e-07 | EIA Prime Mover-level Data | NEI avg EF - PM, fuel type, firing type
2019 | AL | H Neely Henry Dam | 11 | 1 | HY | OP | NA | WAT |  | 746989.7 |  | 1.5381e-07 | EIA Prime Mover-level Data | NEI avg EF - PM, fuel type, firing type
2019 | AL | H Neely Henry Dam | 11 | 2 | HY | OP | NA | WAT |  | 746989.7 |  | 1.5381e-07 | EIA Prime Mover-level Data | NEI avg EF - PM, fuel type, firing type
2019 | AL | H Neely Henry Dam | 11 | 3 | HY | OP | NA | WAT |  | 746989.7 |  | 1.5381e-07 | EIA Prime Mover-level Data | NEI avg EF - PM, fuel type, firing type
2019 | AL | Harris Dam | 6188 | 1 | HY | OP | NA | WAT |  | 703212 |  | 1.5381e-07 | EIA Prime Mover-level Data | NEI avg EF - PM, fuel type, firing type
2019 | AL | Harris Dam | 6188 | 2 | HY | OP | NA | WAT |  | 703212 |  | 1.5381e-07 | EIA Prime Mover-level Data | NEI avg EF - PM, fuel type, firing type
2019 | AL | Holt Dam | 12 | 1 | HY | OP | NA | WAT |  | 1511106 |  | 1.5381e-07 | EIA Prime Mover-level Data | NEI avg EF - PM, fuel type, firing type
2019 | AL | International Paper Pine Hill Mill | 54752 | 1PB | ST | OP | NA | WDS |  | 2938151 | 33.5128 | 0.022812 | EIA Unit-level Data | NEI avg EF - PM, fuel type
2019 | AL | International Paper Pine Hill Mill | 54752 | 2PB | ST | OP | NA | WDS |  | 5850229 | 66.7283 | 0.022812 | EIA Unit-level Data | NEI avg EF - PM, fuel type
2019 | AL | International Paper Pine Hill Mill | 54752 | RECB | ST | OP | NA | BLQ |  | 7723465 | 0.1201 | 3.11e-05 | EIA Unit-level Data | Estimated using an emission factor
2019 | AL | Jones Bluff | 6131 | 1 | HY | OP | NA | WAT |  | 563674.8 |  | 1.5381e-07 | EIA Prime Mover-level Data | NEI avg EF - PM, fuel type, firing type
2019 | AL | Jones Bluff | 6131 | 2 | HY | OP | NA | WAT |  | 563674.8 |  | 1.5381e-07 | EIA Prime Mover-level Data | NEI avg EF - PM, fuel type, firing type
2019 | AL | Jones Bluff | 6131 | 3 | HY | OP | NA | WAT |  | 563674.8 |  | 1.5381e-07 | EIA Prime Mover-level Data | NEI avg EF - PM, fuel type, firing type
2019 | AL | Jones Bluff | 6131 | 4 | HY | OP | NA | WAT |  | 563674.8 |  | 1.5381e-07 | EIA Prime Mover-level Data | NEI avg EF - PM, fuel type, firing type
2019 | AL | Jordan Dam | 13 | 1 | HY | OP | NA | WAT |  | 890081.8 |  | 1.5381e-07 | EIA Prime Mover-level Data | NEI avg EF - PM, fuel type, firing type
2019 | AL | Jordan Dam | 13 | 2 | HY | OP | NA | WAT |  | 890081.8 |  | 1.5381e-07 | EIA Prime Mover-level Data | NEI avg EF - PM, fuel type, firing type
2019 | AL | Jordan Dam | 13 | 3 | HY | OP | NA | WAT |  | 890081.8 |  | 1.5381e-07 | EIA Prime Mover-level Data | NEI avg EF - PM, fuel type, firing type
2019 | AL | Jordan Dam | 13 | 4 | HY | OP | NA | WAT |  | 890081.8 |  | 1.5381e-07 | EIA Prime Mover-level Data | NEI avg EF - PM, fuel type, firing type
2019 | AL | Joseph M Farley | 6001 | 1 | ST | OP | NA | NUC |  | 73124610 |  | 0 | EIA Prime Mover-level Data | Estimated using an emission factor
2019 | AL | Joseph M Farley | 6001 | 2 | ST | OP | NA | NUC |  | 74488020 |  | 0 | EIA Prime Mover-level Data | Estimated using an emission factor
2019 | AL | Kimberly Clark Mobile - CHP Plant | 62449 | GT100 | GT | OP | NA | NG |  | 1432900 | 3.9286 | 0.0054834 | EIA Prime Mover-level Data | NEI avg EF - PM, fuel type, firing type
2019 | AL | Kimberly Clark Mobile - CHP Plant | 62449 | GT200 | GT | OP | NA | NG |  | 1432900 | 3.9286 | 0.0054834 | EIA Prime Mover-level Data | NEI avg EF - PM, fuel type, firing type
2019 | AL | LaFayette Solar Farm | 60583 | PV1 | PV | OP | NA | SUN |  | 1487921 |  | 0 | EIA Prime Mover-level Data | Estimated using an emission factor
2019 | AL | Langdale | 711 | 5 | HY | RE | NA | WAT
2019 | AL | Langdale | 711 | 6 | HY | RE | NA | WAT
2019 | AL | Lay Dam | 15 | 1 | HY | OP | NA | WAT |  | 990247.7 |  | 1.5381e-07 | EIA Prime Mover-level Data | NEI avg EF - PM, fuel type, firing type
2019 | AL | Lay Dam | 15 | 2 | HY | OP | NA | WAT |  | 990247.7 |  | 1.5381e-07 | EIA Prime Mover-level Data | NEI avg EF - PM, fuel type, firing type
2019 | AL | Lay Dam | 15 | 3 | HY | OP | NA | WAT |  | 990247.7 |  | 1.5381e-07 | EIA Prime Mover-level Data | NEI avg EF - PM, fuel type, firing type
2019 | AL | Lay Dam | 15 | 4 | HY | OP | NA | WAT |  | 990247.7 |  | 1.5381e-07 | EIA Prime Mover-level Data | NEI avg EF - PM, fuel type, firing type
2019 | AL | Lay Dam | 15 | 5 | HY | OP | NA | WAT |  | 990247.7 |  | 1.5381e-07 | EIA Prime Mover-level Data | NEI avg EF - PM, fuel type, firing type
2019 | AL | Lay Dam | 15 | 6 | HY | OP | NA | WAT |  | 990247.7 |  | 1.5381e-07 | EIA Prime Mover-level Data | NEI avg EF - PM, fuel type, firing type
2019 | AL | Lewis Smith Dam | 18 | 1 | HY | OP | NA | WAT |  | 1826371 |  | 1.5381e-07 | EIA Prime Mover-level Data | NEI avg EF - PM, fuel type, firing type
2019 | AL | Lewis Smith Dam | 18 | 2 | HY | OP | NA | WAT |  | 1826371 |  | 1.5381e-07 | EIA Prime Mover-level Data | NEI avg EF - PM, fuel type, firing type
2019 | AL | Logan Martin Dam | 14 | 1 | HY | OP | NA | WAT |  | 1323847 |  | 1.5381e-07 | EIA Prime Mover-level Data | NEI avg EF - PM, fuel type, firing type
2019 | AL | Logan Martin Dam | 14 | 2 | HY | OP | NA | WAT |  | 1323847 |  | 1.5381e-07 | EIA Prime Mover-level Data | NEI avg EF - PM, fuel type, firing type
2019 | AL | Logan Martin Dam | 14 | 3 | HY | OP | NA | WAT |  | 1323847 |  | 1.5381e-07 | EIA Prime Mover-level Data | NEI avg EF - PM, fuel type, firing type
2019 | AL | Martin Dam | 16 | 1 | HY | OP | NA | WAT |  | 874000.1 |  | 1.5381e-07 | EIA Prime Mover-level Data | NEI avg EF - PM, fuel type, firing type
2019 | AL | Martin Dam | 16 | 2 | HY | OP | NA | WAT |  | 874000.1 |  | 1.5381e-07 | EIA Prime Mover-level Data | NEI avg EF - PM, fuel type, firing type
2019 | AL | Martin Dam | 16 | 3 | HY | OP | NA | WAT |  | 874000.1 |  | 1.5381e-07 | EIA Prime Mover-level Data | NEI avg EF - PM, fuel type, firing type
2019 | AL | Martin Dam | 16 | 4 | HY | OP | NA | WAT |  | 1044622 |  | 1.5381e-07 | EIA Prime Mover-level Data | NEI avg EF - PM, fuel type, firing type
2019 | AL | Millers Ferry | 38 | 1 | HY | OP | NA | WAT |  | 866858.3 |  | 1.5381e-07 | EIA Prime Mover-level Data | NEI avg EF - PM, fuel type, firing type
2019 | AL | Millers Ferry | 38 | 2 | HY | OP | NA | WAT |  | 866858.3 |  | 1.5381e-07 | EIA Prime Mover-level Data | NEI avg EF - PM, fuel type, firing type
2019 | AL | Millers Ferry | 38 | 3 | HY | OP | NA | WAT |  | 866858.3 |  | 1.5381e-07 | EIA Prime Mover-level Data | NEI avg EF - PM, fuel type, firing type
2019 | AL | Mitchell Dam | 17 | 4 | HY | OP | NA | WAT |  | 564789.3 |  | 1.5381e-07 | EIA Prime Mover-level Data | NEI avg EF - PM, fuel type, firing type
2019 | AL | Mitchell Dam | 17 | 5 | HY | OP | NA | WAT |  | 1411973 |  | 1.5381e-07 | EIA Prime Mover-level Data | NEI avg EF - PM, fuel type, firing type
2019 | AL | Mitchell Dam | 17 | 6 | HY | OP | NA | WAT |  | 1411973 |  | 1.5381e-07 | EIA Prime Mover-level Data | NEI avg EF - PM, fuel type, firing type
2019 | AL | Mitchell Dam | 17 | 7 | HY | OP | NA | WAT |  | 1411973 |  | 1.5381e-07 | EIA Prime Mover-level Data | NEI avg EF - PM, fuel type, firing type
2019 | AL | Mobile Energy Services LLC | 50407 | 5PB | ST | RE | TANGENTIAL | WDS |  | 0 |  |  | EIA Unit-level Data
2019 | AL | Mobile Energy Services LLC | 50407 | 7PB | ST | OP | TANGENTIAL | NG |  | 925235.4 | 4.3475 | 0.0093976 | EIA Unit-level Data | NEI avg EF - PM, fuel type, firing type
2019 | AL | Mobile Energy Services LLC | 50407 | 8PB | ST | OP | TANGENTIAL | WDS |  | 0 | 0 | 0.022812 | EIA Unit-level Data | NEI avg EF - PM, fuel type, firing type
2019 | AL | Mobile Energy Services LLC | 50407 | 8RB | ST | OP | TANGENTIAL | WDS |  | 0 | 0 | 0.022812 | EIA Unit-level Data | NEI avg EF - PM, fuel type, firing type
2019 | AL | Mobile Energy Services LLC | 50407 | GEN3 | ST | RE | NA | BIT
2019 | AL | Muscle Shoals | 62462 | GEN01 | PV | L | NA | SUN
2019 | AL | Packaging Corporation of America Jackson Mill | 55044 | PB3 | ST | OP | NA | NG |  | 575445.3 | 2.3169 | 0.0080524 | EIA Unit-level Data | NEI avg EF - PM, fuel type
2019 | AL | Packaging Corporation of America Jackson Mill | 55044 | PB4 | ST | OP | NA | NG |  | 1031099 | 4.1514 | 0.0080524 | EIA Unit-level Data | NEI avg EF - PM, fuel type
2019 | AL | Packaging Corporation of America Jackson Mill | 55044 | PB5 | ST | OP | NA | NG |  | 1157551 | 4.6606 | 0.0080524 | EIA Unit-level Data | NEI avg EF - PM, fuel type
2019 | AL | Packaging Corporation of America Jackson Mill | 55044 | RB1 | ST | OP | NA | BLQ |  | 5581903 | 0.86799 | 0.000311 | EIA Unit-level Data | Estimated using an emission factor
2019 | AL | Pinckard Solar | 62787 | PCKND | PV | IP | NA | SUN
2019 | AL | Point A | 55 | 1 | HY | OP | NA | WAT |  | 29320 |  | 1.5381e-07 | EIA Prime Mover-level Data | NEI avg EF - PM, fuel type, firing type
2019 | AL | Point A | 55 | 2 | HY | OP | NA | WAT |  | 29320 |  | 1.5381e-07 | EIA Prime Mover-level Data | NEI avg EF - PM, fuel type, firing type
2019 | AL | Point A | 55 | 3 | HY | OP | NA | WAT |  | 36650 |  | 1.5381e-07 | EIA Prime Mover-level Data | NEI avg EF - PM, fuel type, firing type
2019 | AL | Redstone Arsenal Hybrid | 61901 | BA | BA | OP | NA | MWH |  | 0 |  |  | EIA Prime Mover-level Data
2019 | AL | Redstone Arsenal Hybrid | 61901 | REDST | PV | OP | NA | SUN |  | 161758 |  | 0 | EIA Prime Mover-level Data | Estimated using an emission factor
2019 | AL | River Bend Solar, LLC | 60058 | RVRBN | PV | OP | NA | SUN |  | 1331043 |  | 0 | EIA Prime Mover-level Data | Estimated using an emission factor
2019 | AL | Sand Valley Power Station | 59710 | GMA | IC | OP | NA | LFG |  | 128946.3 | 0.94776 | 0.0147 | EIA Prime Mover-level Data | Estimated using an emission factor
2019 | AL | Sand Valley Power Station | 59710 | GMB | IC | OP | NA | LFG |  | 128946.3 | 0.94776 | 0.0147 | EIA Prime Mover-level Data | Estimated using an emission factor
2019 | AL | Sand Valley Power Station | 59710 | GMC | IC | OP | NA | LFG |  | 128946.3 | 0.94776 | 0.0147 | EIA Prime Mover-level Data | Estimated using an emission factor
2019 | AL | Sloss Industries Corp | 50359 | 1 | ST | OP | NA | COG |  | 780360.5 | 4.5282 | 0.011605 | EIA Unit-level Data | NEI avg EF - PM, fuel type
2019 | AL | Sloss Industries Corp | 50359 | 3 | ST | OP | NA | COG |  | 27483 | 0.15947 | 0.011605 | EIA Unit-level Data | NEI avg EF - PM, fuel type
2019 | AL | Sloss Industries Corp | 50359 | 4 | ST | OP | NA | COG |  | 818535 | 4.7497 | 0.011605 | EIA Unit-level Data | NEI avg EF - PM, fuel type
2019 | AL | Thurlow Dam | 19 | 1 | HY | OP | NA | WAT |  | 950126.4 |  | 1.5381e-07 | EIA Prime Mover-level Data | NEI avg EF - PM, fuel type, firing type
2019 | AL | Thurlow Dam | 19 | 2 | HY | OP | NA | WAT |  | 950126.4 |  | 1.5381e-07 | EIA Prime Mover-level Data | NEI avg EF - PM, fuel type, firing type
2019 | AL | Thurlow Dam | 19 | 3 | HY | OP | NA | WAT |  | 234599.1 |  | 1.5381e-07 | EIA Prime Mover-level Data | NEI avg EF - PM, fuel type, firing type
2019 | AL | Tom Bevill Lock and Dam Hydroelectric | 61749 | GEN1 | HY | P | NA | WAT
2019 | AL | Tom Bevill Lock and Dam Hydroelectric | 61749 | GEN2 | HY | P | NA | WAT
2019 | AL | Tom Bevill Lock and Dam Hydroelectric | 61749 | GEN3 | HY | P | NA | WAT
2019 | AL | U S Alliance Coosa Pines | 54216 | AOW1 | ST | RE | NA | DFO |  | 0 |  |  | EIA Unit-level Data
2019 | AL | U S Alliance Coosa Pines | 54216 | AOW2 | ST | RE | NA | DFO |  | 0 |  |  | EIA Unit-level Data
2019 | AL | U S Alliance Coosa Pines | 54216 | AOW3 | ST | RE | NA | DFO |  | 0 |  |  | EIA Unit-level Data
2019 | AL | U S Alliance Coosa Pines | 54216 | AOW4 | ST | RE | NA | DFO |  | 0 |  |  | EIA Unit-level Data
2019 | AL | U S Alliance Coosa Pines | 54216 | PB1 | ST | OP | NA | NG |  | 1233775 | 4.9674 | 0.0080524 | EIA Unit-level Data | NEI avg EF - PM, fuel type
2019 | AL | U S Alliance Coosa Pines | 54216 | PB2 | ST | OP | NA | NG |  | 1233775 | 4.9674 | 0.0080524 | EIA Unit-level Data | NEI avg EF - PM, fuel type
2019 | AL | U S Alliance Coosa Pines | 54216 | REC3 | ST | OP | NA | BLQ |  | 7195297 | 0.89509 | 0.0002488 | EIA Unit-level Data | Estimated using an emission factor
2019 | AL | Walter Bouldin Dam | 4 | 1 | HY | OP | NA | WAT |  | 2147912 |  | 1.5381e-07 | EIA Prime Mover-level Data | NEI avg EF - PM, fuel type, firing type
2019 | AL | Walter Bouldin Dam | 4 | 2 | HY | OP | NA | WAT |  | 2147912 |  | 1.5381e-07 | EIA Prime Mover-level Data | NEI avg EF - PM, fuel type, firing type
2019 | AL | Walter Bouldin Dam | 4 | 3 | HY | OP | NA | WAT |  | 2147912 |  | 1.5381e-07 | EIA Prime Mover-level Data | NEI avg EF - PM, fuel type, firing type
2019 | AL | Weiss Dam | 20 | 1 | HY | OP | NA | WAT |  | 807376 |  | 1.5381e-07 | EIA Prime Mover-level Data | NEI avg EF - PM, fuel type, firing type
2019 | AL | Weiss Dam | 20 | 2 | HY | OP | NA | WAT |  | 807376 |  | 1.5381e-07 | EIA Prime Mover-level Data | NEI avg EF - PM, fuel type, firing type
2019 | AL | Weiss Dam | 20 | 3 | HY | OP | NA | WAT |  | 807376 |  | 1.5381e-07 | EIA Prime Mover-level Data | NEI avg EF - PM, fuel type, firing type
2019 | AL | Westervelt Moundville Cogen | 57467 | TE | ST | OP | NA |  |  | 650958.3 |  |  | EIA Unit-level Data
2019 | AL | Westervelt Moundville Cogen | 57467 | WE | ST | OP | NA |  |  | 631749.4 |  |  | EIA Unit-level Data
2019 | AL | WestRock Demopolis Mill | 54763 | ITG | ST | RE | NA | BLQ
2019 | AL | WestRock Demopolis Mill | 54763 | PB1 | ST | RE | NA | WDS |  | 0 |  |  | EIA Unit-level Data
2019 | AL | WestRock Demopolis Mill | 54763 | PB2 | ST | RE | NA | WDS |  | 0 |  |  | EIA Unit-level Data
2019 | AL | WestRock Demopolis Mill | 54763 | PB3 | ST | RE | NA | WDS |  | 0 |  |  | EIA Unit-level Data
2019 | AL | WestRock Demopolis Mill | 54763 | PB4 | ST | OP | NA | WDS |  | 3744998 | 42.7158 | 0.022812 | EIA Unit-level Data | NEI avg EF - PM, fuel type
2019 | AL | WestRock Demopolis Mill | 54763 | PB5 | ST | OP | NA | NG |  | 129368 | 0.52086 | 0.0080524 | EIA Unit-level Data | NEI avg EF - PM, fuel type
2019 | AL | WestRock Demopolis Mill | 54763 | R2 | ST | RE | NA | BLQ |  | 765515.1 |  |  | EIA Unit-level Data
2019 | AL | WestRock Demopolis Mill | 54763 | R3 | ST | OP | NA | BLQ |  | 8351552 | 0.51947 | 0.0001244 | EIA Unit-level Data | Estimated using an emission factor
2019 | AL | Wheeler Dam | 49 | 1 | HY | OP | NA | WAT |  | 1261184 |  | 1.5381e-07 | EIA Prime Mover-level Data | NEI avg EF - PM, fuel type, firing type
2019 | AL | Wheeler Dam | 49 | 2 | HY | OP | NA | WAT |  | 1261184 |  | 1.5381e-07 | EIA Prime Mover-level Data | NEI avg EF - PM, fuel type, firing type
2019 | AL | Wheeler Dam | 49 | 3 | HY | OP | NA | WAT |  | 1261184 |  | 1.5381e-07 | EIA Prime Mover-level Data | NEI avg EF - PM, fuel type, firing type
2019 | AL | Wheeler Dam | 49 | 4 | HY | OP | NA | WAT |  | 1261184 |  | 1.5381e-07 | EIA Prime Mover-level Data | NEI avg EF - PM, fuel type, firing type
2019 | AL | Wheeler Dam | 49 | 5 | HY | OP | NA | WAT |  | 1261184 |  | 1.5381e-07 | EIA Prime Mover-level Data | NEI avg EF - PM, fuel type, firing type
2019 | AL | Wheeler Dam | 49 | 6 | HY | OP | NA | WAT |  | 1261184 |  | 1.5381e-07 | EIA Prime Mover-level Data | NEI avg EF - PM, fuel type, firing type
2019 | AL | Wheeler Dam | 49 | 7 | HY | OP | NA | WAT |  | 1261184 |  | 1.5381e-07 | EIA Prime Mover-level Data | NEI avg EF - PM, fuel type, firing type
2019 | AL | Wheeler Dam | 49 | 8 | HY | OP | NA | WAT |  | 1261184 |  | 1.5381e-07 | EIA Prime Mover-level Data | NEI avg EF - PM, fuel type, firing type
2019 | AL | Wheeler Dam | 49 | 9 | HY | OP | NA | WAT |  | 1566599 |  | 1.5381e-07 | EIA Prime Mover-level Data | NEI avg EF - PM, fuel type, firing type
2019 | AL | Wheeler Dam | 49 | 10 | HY | OP | NA | WAT |  | 1293522 |  | 1.5381e-07 | EIA Prime Mover-level Data | NEI avg EF - PM, fuel type, firing type
2019 | AL | Wheeler Dam | 49 | 11 | HY | OP | NA | WAT |  | 1566599 |  | 1.5381e-07 | EIA Prime Mover-level Data | NEI avg EF - PM, fuel type, firing type
2019 | AL | Widows Creek | 50 | 1 | ST | RE | WALL | BIT
2019 | AL | Widows Creek | 50 | 2 | ST | RE | WALL | BIT
2019 | AL | Widows Creek | 50 | 3 | ST | RE | WALL | BIT
2019 | AL | Widows Creek | 50 | 4 | ST | RE | WALL | BIT
2019 | AL | Widows Creek | 50 | 5 | ST | RE | WALL | BIT
2019 | AL | Widows Creek | 50 | 6 | ST | RE | WALL | BIT
2019 | AL | Widows Creek | 50 | 7 | ST | RE | TANGENTIAL | BIT
2019 | AL | Widows Creek | 50 | 8 | ST | RE | TANGENTIAL | BIT
2019 | AL | Wilson Dam | 6440 | 1 | HY | OP | NA | WAT |  | 935372.9 |  | 1.5381e-07 | EIA Prime Mover-level Data | NEI avg EF - PM, fuel type, firing type
2019 | AL | Wilson Dam | 6440 | 2 | HY | OP | NA | WAT |  | 935372.9 |  | 1.5381e-07 | EIA Prime Mover-level Data | NEI avg EF - PM, fuel type, firing type
2019 | AL | Wilson Dam | 6440 | 3 | HY | OP | NA | WAT |  | 935372.9 |  | 1.5381e-07 | EIA Prime Mover-level Data | NEI avg EF - PM, fuel type, firing type
2019 | AL | Wilson Dam | 6440 | 4 | HY | OP | NA | WAT |  | 935372.9 |  | 1.5381e-07 | EIA Prime Mover-level Data | NEI avg EF - PM, fuel type, firing type
2019 | AL | Wilson Dam | 6440 | 5 | HY | OP | NA | WAT |  | 1464062 |  | 1.5381e-07 | EIA Prime Mover-level Data | NEI avg EF - PM, fuel type, firing type
2019 | AL | Wilson Dam | 6440 | 6 | HY | OP | NA | WAT |  | 1256653 |  | 1.5381e-07 | EIA Prime Mover-level Data | NEI avg EF - PM, fuel type, firing type
2019 | AL | Wilson Dam | 6440 | 7 | HY | OP | NA | WAT |  | 1256653 |  | 1.5381e-07 | EIA Prime Mover-level Data | NEI avg EF - PM, fuel type, firing type
2019 | AL | Wilson Dam | 6440 | 8 | HY | OP | NA | WAT |  | 1256653 |  | 1.5381e-07 | EIA Prime Mover-level Data | NEI avg EF - PM, fuel type, firing type
2019 | AL | Wilson Dam | 6440 | 9 | HY | OP | NA | WAT |  | 1187517 |  | 1.5381e-07 | EIA Prime Mover-level Data | NEI avg EF - PM, fuel type, firing type
2019 | AL | Wilson Dam | 6440 | 10 | HY | OP | NA | WAT |  | 1187517 |  | 1.5381e-07 | EIA Prime Mover-level Data | NEI avg EF - PM, fuel type, firing type
2019 | AL | Wilson Dam | 6440 | 11 | HY | OP | NA | WAT |  | 1187517 |  | 1.5381e-07 | EIA Prime Mover-level Data | NEI avg EF - PM, fuel type, firing type
2019 | AL | Wilson Dam | 6440 | 12 | HY | OP | NA | WAT |  | 1187517 |  | 1.5381e-07 | EIA Prime Mover-level Data | NEI avg EF - PM, fuel type, firing type
2019 | AL | Wilson Dam | 6440 | 13 | HY | OP | NA | WAT |  | 1187517 |  | 1.5381e-07 | EIA Prime Mover-level Data | NEI avg EF - PM, fuel type, firing type
2019 | AL | Wilson Dam | 6440 | 14 | HY | OP | NA | WAT |  | 1024843 |  | 1.5381e-07 | EIA Prime Mover-level Data | NEI avg EF - PM, fuel type, firing type
2019 | AL | Wilson Dam | 6440 | 15 | HY | OP | NA | WAT |  | 1187517 |  | 1.5381e-07 | EIA Prime Mover-level Data | NEI avg EF - PM, fuel type, firing type
2019 | AL | Wilson Dam | 6440 | 16 | HY | OP | NA | WAT |  | 1187517 |  | 1.5381e-07 | EIA Prime Mover-level Data | NEI avg EF - PM, fuel type, firing type
2019 | AL | Wilson Dam | 6440 | 17 | HY | OP | NA | WAT |  | 1187517 |  | 1.5381e-07 | EIA Prime Mover-level Data | NEI avg EF - PM, fuel type, firing type
2019 | AL | Wilson Dam | 6440 | 18 | HY | OP | NA | WAT |  | 1024843 |  | 1.5381e-07 | EIA Prime Mover-level Data | NEI avg EF - PM, fuel type, firing type
2019 | AL | Wilson Dam | 6440 | 19 | HY | OP | NA | WAT |  | 2196093 |  | 1.5381e-07 | EIA Prime Mover-level Data | NEI avg EF - PM, fuel type, firing type
2019 | AL | Wilson Dam | 6440 | 20 | HY | OP | NA | WAT |  | 2196093 |  | 1.5381e-07 | EIA Prime Mover-level Data | NEI avg EF - PM, fuel type, firing type
2019 | AL | Wilson Dam | 6440 | 21 | HY | OP | NA | WAT |  | 2196093 |  | 1.5381e-07 | EIA Prime Mover-level Data | NEI avg EF - PM, fuel type, firing type
2019 | AL | Yates Dam | 21 | 1 | HY | OP | NA | WAT |  | 700201.8 |  | 1.5381e-07 | EIA Prime Mover-level Data | NEI avg EF - PM, fuel type, firing type
2019 | AL | Yates Dam | 21 | 2 | HY | OP | NA | WAT |  | 686472.3 |  | 1.5381e-07 | EIA Prime Mover-level Data | NEI avg EF - PM, fuel type, firing type
2019 | AL | Yellowhammer Gas Plant | 54730 | 701 | GT | OP | NA | NG |  | 290237 | 0.79574 | 0.0054834 | EIA Prime Mover-level Data | NEI avg EF - PM, fuel type, firing type
2019 | AL | AMEA Sylacauga Plant | 56018 | 1 | GT | OP | CT | NG | 648 | 260548.3 | 0.61687 | 0.0047352 | EPA/CAMD | EPA/NEI | 2004
2019 | AL | AMEA Sylacauga Plant | 56018 | 2 | GT | OP | CT | NG | 662 | 266922.2 | 0.63851 | 0.0047842 | EPA/CAMD | EPA/NEI | 2004
2019 | AL | Barry | 3 | 1 | ST | OP | TANGENTIAL | NG | 1087 | 408262.8 | 1.5263 | 0.0074772 | EPA/CAMD | EPA/NEI | 1954
2019 | AL | Barry | 3 | 2 | ST | OP | TANGENTIAL | NG | 940 | 354911.7 | 1.3305 | 0.0074976 | EPA/CAMD | EPA/NEI | 1954
2019 | AL | Barry | 3 | 4 | ST | OP | TANGENTIAL | BIT | 3146 | 5591771 | 15.829 | 0.0056615 | EPA/CAMD | EPA/NEI | 1969
2019 | AL | Barry | 3 | 5 | ST | OP | TANGENTIAL | BIT | 7664 | 40414680 | 51.0359 | 0.0025256 | EPA/CAMD | EPA/NEI | 1971
2019 | AL | Barry | 3 | 6A | CT | OP | CC | NG | 8108 | 14691760 | 58.2992 | 0.0079363 | EPA/CAMD | EPA/NEI | 2000
2019 | AL | Barry | 3 | 6B | CT | OP | CC | NG | 8020 | 14888420 | 58.9156 | 0.0079143 | EPA/CAMD | EPA/NEI | 2000
2019 | AL | Barry | 3 | 7A | CT | OP | CC | NG | 7828 | 14633250 | 224.9057 | 0.030739 | EPA/CAMD | EPA/NEI | 2001
2019 | AL | Barry | 3 | 7B | CT | OP | CC | NG | 7849 | 15092980 | 231.3134 | 0.030652 | EPA/CAMD | EPA/NEI | 2001
2019 | AL | Calhoun Energy Center | 55409 | CT1 | GT | OP | CT | NG | 653 | 934300.8 | 3.651 | 0.0078154 | EPA/CAMD | NEI avg EF - PM, fuel type, firing type | 2003
2019 | AL | Calhoun Energy Center | 55409 | CT2 | GT | OP | CT | NG | 618 | 890427.3 | 3.4795 | 0.0078154 | EPA/CAMD | NEI avg EF - PM, fuel type, firing type | 2003
2019 | AL | Calhoun Energy Center | 55409 | CT3 | GT | OP | CT | NG | 600 | 878023.4 | 3.4311 | 0.0078154 | EPA/CAMD | NEI avg EF - PM, fuel type, firing type | 2003
2019 | AL | Calhoun Energy Center | 55409 | CT4 | GT | OP | CT | NG | 573 | 817261.6 | 3.1936 | 0.0078154 | EPA/CAMD | NEI avg EF - PM, fuel type, firing type | 2003
2019 | AL | Central Alabama Gen Station | 55440 | CTGDB1 | CT | OP | CC | NG | 6862 | 13017030 | 37.4658 | 0.0057564 | EPA/CAMD | NEI avg EF - PM, fuel type, firing type | 2003
2019 | AL | Central Alabama Gen Station | 55440 | CTGDB2 | CT | OP | CC | NG | 6719 | 13161800 | 37.8825 | 0.0057564 | EPA/CAMD | NEI avg EF - PM, fuel type, firing type | 2002
2019 | AL | Central Alabama Gen Station | 55440 | CTGDB3 | CT | OP | CC | NG | 6565 | 12127280 | 34.9049 | 0.0057564 | EPA/CAMD | NEI avg EF - PM, fuel type, firing type | 2003
2019 | AL | Charles R Lowman | 56 | 1 | ST | OP | WALL | BIT | 90 | 26592.51 | 0.21616 | 0.016258 | EPA/CAMD | EPA/NEI | 1969
2019 | AL | Charles R Lowman | 56 | 2 | ST | OP | WALL | BIT | 2987 | 4938704 | 48.0644 | 0.019464 | EPA/CAMD | EPA/NEI | 1979
2019 | AL | Charles R Lowman | 56 | 3 | ST | OP | WALL | BIT | 3124 | 5490539 | 44.7683 | 0.016307 | EPA/CAMD | EPA/NEI | 1980
2019 | AL | Colbert | 47 | CCT1 | GT | OP | CT | NG | 25 | 9064.9 | 0.053137 | 0.011724 | EPA/CAMD | EPA/NEI | 1972
2019 | AL | Colbert | 47 | CCT2 | GT | OP | CT | NG | 28 | 9341.9 | 0.054763 | 0.011724 | EPA/CAMD | EPA/NEI | 1972
2019 | AL | Colbert | 47 | CCT3 | GT | OP | CT | NG | 0 |  |  | 0.0070853 |  |  | 1972
2019 | AL | Colbert | 47 | CCT4 | GT | OP | CT | NG | 25 | 8544.9 | 0.050091 | 0.011724 | EPA/CAMD | EPA/NEI | 1972
2019 | AL | Colbert | 47 | CCT5 | GT | OP | CT | NG | 30 | 10895 | 0.063869 | 0.011724 | EPA/CAMD | EPA/NEI | 1972
2019 | AL | Colbert | 47 | CCT6 | GT | OP | CT | NG | 26 | 10127.2 | 0.059362 | 0.011723 | EPA/CAMD | EPA/NEI | 1972
2019 | AL | Colbert | 47 | CCT7 | GT | OP | CT | NG | 0 |  |  | 0.0070853 |  |  | 1972
2019 | AL | Colbert | 47 | CCT8 | GT | OP | CT | NG | 0 |  |  | 0.0070853 |  |  | 1972
2019 | AL | Decatur Energy Center | 55292 | CTG-1 | CT | OP | CC | NG | 3810 | 5168808 | 8.0717 | 0.0031232 | EPA/CAMD | EPA/NEI | 2002
2019 | AL | Decatur Energy Center | 55292 | CTG-2 | CT | OP | CC | NG | 3940 | 5372303 | 8.3625 | 0.0031132 | EPA/CAMD | EPA/NEI | 2002
2019 | AL | Decatur Energy Center | 55292 | CTG-3 | CT | OP | CC | NG | 4097 | 5505918 | 8.6011 | 0.0031243 | EPA/CAMD | EPA/NEI | 2003
2019 | AL | E B Harris Generating Plant | 7897 | 1A | CT | OP | CC | NG | 4074 | 7129960 | 11.7649 | 0.0033001 | EPA/CAMD | EPA/NEI | 2003
2019 | AL | E B Harris Generating Plant | 7897 | 1B | CT | OP | CC | NG | 4042 | 7077427 | 11.676 | 0.0032995 | EPA/CAMD | EPA/NEI | 2003
2019 | AL | E B Harris Generating Plant | 7897 | 2A | CT | OP | CC | NG | 4769 | 8329353 | 19.9928 | 0.0048006 | EPA/CAMD | EPA/NEI | 2003
2019 | AL | E B Harris Generating Plant | 7897 | 2B | CT | OP | CC | NG | 4651 | 8127238 | 16.6634 | 0.0041006 | EPA/CAMD | EPA/NEI | 2003
2019 | AL | E C Gaston | 26 | 1 | ST | OP | WALL | NG | 5955 | 8067644 | 50.9913 | 0.012641 | EPA/CAMD | EPA/NEI | 1960
2019 | AL | E C Gaston | 26 | 2 | ST | OP | WALL | NG | 5060 | 7893875 | 33.0896 | 0.0083836 | EPA/CAMD | EPA/NEI | 1960
2019 | AL | E C Gaston | 26 | 3 | ST | OP | WALL | NG | 4931 | 7205626 | 32.74 | 0.0090873 | EPA/CAMD | EPA/NEI | 1960
2019 | AL | E C Gaston | 26 | 4 | ST | OP | WALL | NG | 4737 | 5984804 | 58.5863 | 0.019578 | EPA/CAMD | EPA/NEI | 1962
2019 | AL | E C Gaston | 26 | 5 | ST | OP | TANGENTIAL | BIT | 4846 | 34858400 | 40.475 | 0.0023223 | EPA/CAMD | EPA/NEI | 1974
2019 | AL | Gadsden | 7 | 1 | ST | OP | TANGENTIAL | NG | 8555 | 2931543 | 8.8399 | 0.0060309 | EPA/CAMD | EPA/NEI | 1949
2019 | AL | Gadsden | 7 | 2 | ST | OP | TANGENTIAL | NG | 100 | 30793.97 | 0.14469 | 0.0093976 | EPA/CAMD | NEI avg EF - PM, fuel type, firing type | 1949
2019 | AL | Gorgas | 8 | 8 | ST | OP | TANGENTIAL | BIT | 78 | 78789.05 | 1.2055 | 0.0306 | EPA/CAMD | EPA/NEI | 1956
2019 | AL | Gorgas | 8 | 9 | ST | OP | TANGENTIAL | BIT | 782 | 854957.4 | 13.0808 | 0.0306 | EPA/CAMD | EPA/NEI | 1958
2019 | AL | Gorgas | 8 | 10 | ST | OP | TANGENTIAL | BIT | 729 | 4899393 | 74.9607 | 0.0306 | EPA/CAMD | EPA/NEI | 1972
2019 | AL | Greene County | 10 | 1 | ST | OP | CELL | NG | 6686 | 8969056 | 33.5978 | 0.0074919 | EPA/CAMD | EPA/NEI | 1965
2019 | AL | Greene County | 10 | 2 | ST | OP | WALL | NG | 7839 | 9183974 | 34.4318 | 0.0074982 | EPA/CAMD | EPA/NEI | 1966
2019 | AL | Greene County | 10 | CT10 | GT | OP | CT | NG | 129 | 77727.23 | 0.094424 | 0.0024296 | EPA/CAMD | EPA/NEI | 1996
2019 | AL | Greene County | 10 | CT2 | GT | OP | CT | NG | 118 | 74793.17 | 0.090557 | 0.0024215 | EPA/CAMD | EPA/NEI | 1996
2019 | AL | Greene County | 10 | CT3 | GT | OP | CT | NG | 115 | 69033.4 | 0.072514 | 0.0021008 | EPA/CAMD | EPA/NEI | 1995
2019 | AL | Greene County | 10 | CT4 | GT | OP | CT | NG | 116 | 70727.48 | 0.12182 | 0.0034448 | EPA/CAMD | EPA/NEI | 1995
2019 | AL | Greene County | 10 | CT5 | GT | OP | CT | NG | 128 | 76029.17 | 0.096693 | 0.0025436 | EPA/CAMD | EPA/NEI | 1995
2019 | AL | Greene County | 10 | CT6 | GT | OP | CT | NG | 150 | 91318.1 | 0.15528 | 0.0034008 | EPA/CAMD | EPA/NEI | 1995
2019 | AL | Greene County | 10 | CT7 | GT | OP | CT | NG | 159 | 96487.6 | 0.13862 | 0.0028734 | EPA/CAMD | EPA/NEI | 1995
2019 | AL | Greene County | 10 | CT8 | GT | OP | CT | NG | 81 | 48337.07 | 0.051403 | 0.0021269 | EPA/CAMD | EPA/NEI | 1996
2019 | AL | Greene County | 10 | CT9 | GT | OP | CT | NG | 115 | 62761.55 | 0.076046 | 0.0024233 | EPA/CAMD | EPA/NEI | 1996
2019 | AL | Hillabee Energy Center | 55411 | CT1 | CT | OP | CC | NG | 7250 | 17474630 | 50.2957 | 0.0057564 | EPA/CAMD | NEI avg EF - PM, fuel type, firing type | 2009
2019 | AL | Hillabee Energy Center | 55411 | CT2 | CT | OP | CC | NG | 7468 | 17905130 | 51.5348 | 0.0057564 | EPA/CAMD | NEI avg EF - PM, fuel type, firing type | 2009
2019 | AL | Hog Bayou Energy Center | 55241 | COG01 | CT | OP | CC | NG | 5032 | 8107379 | 23.3348 | 0.0057564 | EPA/CAMD | NEI avg EF - PM, fuel type, firing type | 2001
2019 | AL | International Paper-Prattville Mill | 52140 | Z006 | ST | OP | OTHER BOILER | NG | 8605 | 2661981 | 47.6369 | 0.035791 | EPA/CAMD | EPA/NEI | 1967
2019 | AL | International Paper-Prattville Mill | 52140 | Z008 | ST | OP | OTHER BOILER | BLQ | 8760 | 3433626 | 0.34145 | 0.00019889 | EPA/CAMD | NEI avg EF - PM, fuel type, firing type | 1980
2019 | AL | International Paper-Riverdale Mill | 54096 | X026 | CT | OP | CC | NG | 3384 | 2853117 | 3.9408 | 0.0027624 | EIA non-ozone season distributed and EPA/CAMD ozone season | EPA/NEI | 1994
2019 | AL | International Paper-Riverdale Mill | 54096 | Z007 | ST | OP | WALL | NG | 2728 | 7561234 | 1.6126 | 0.00042654 | EIA non-ozone season distributed and EPA/CAMD ozone season | EPA/NEI | 1966
2019 | AL | James H Miller Jr | 6002 | 1 | ST | OP | WALL | SUB | 8420 | 52927810 | 49.853 | 0.0018838 | EPA/CAMD | EPA/NEI | 1978
2019 | AL | James H Miller Jr | 6002 | 2 | ST | OP | WALL | SUB | 8208 | 49340760 | 30.0509 | 0.0012181 | EPA/CAMD | EPA/NEI | 1985
2019 | AL | James H Miller Jr | 6002 | 3 | ST | OP | WALL | SUB | 7794 | 47620700 | 19.7291 | 0.0008286 | EPA/CAMD | EPA/NEI | 1989
2019 | AL | James H Miller Jr | 6002 | 4 | ST | OP | WALL | SUB | 7585 | 50007280 | 36.3494 | 0.0014538 | EPA/CAMD | EPA/NEI | 1991
2019 | AL | McIntosh (7063) | 7063 | **1 | CE | OP | OTHER TURBINE | NG | 227 | 29888.18 | 0.12331 | 0.0082513 | EPA/CAMD | EPA/NEI | 1991
2019 | AL | McIntosh (7063) | 7063 | **2 | GT | OP | CT | NG | 392 | 312604.5 | 1.0137 | 0.0064857 | EPA/CAMD | EPA/NEI | 1998
2019 | AL | McIntosh (7063) | 7063 | **3 | GT | OP | CT | NG | 842 | 716482.1 | 1.6433 | 0.0045873 | EPA/CAMD | EPA/NEI | 1998
2019 | AL | McIntosh (7063) | 7063 | **4 | GT | OP | CT | NG | 2271 | 3497488 | 11.7038 | 0.0066927 | EPA/CAMD | EPA/NEI | 2010
2019 | AL | McIntosh (7063) | 7063 | **5 | GT | OP | CT | NG | 1587 | 2482261 | 8.2303 | 0.0066313 | EPA/CAMD | EPA/NEI | 2010
2019 | AL | McWilliams | 533 | **4 | CT | OP | CC | NG | 3367 | 3182543 | 8.2097 | 0.0051592 | EPA/CAMD | EPA/NEI | 1996
2019 | AL | McWilliams | 533 | **V1 | CT | OP | CC | NG | 6653 | 11376150 | 38.1118 | 0.0067003 | EPA/CAMD | EPA/NEI | 2001
2019 | AL | McWilliams | 533 | **V2 | CT | OP | CC | NG | 6685 | 11624960 | 33.4591 | 0.0057564 | EPA/CAMD | NEI avg EF - PM, fuel type, firing type | 2001
2019 | AL | Morgan Energy Center | 55293 | CT-1 | CT | OP | CC | NG | 6695 | 10064910 | 15.7699 | 0.0031336 | EPA/CAMD | EPA/NEI | 2003
2019 | AL | Morgan Energy Center | 55293 | CT-2 | CT | OP | CC | NG | 5042 | 7794934 | 12.2174 | 0.0031347 | EPA/CAMD | EPA/NEI | 2003
2019 | AL | Morgan Energy Center | 55293 | CT-3 | CT | OP | CC | NG | 4490 | 7080831 | 11.0916 | 0.0031329 | EPA/CAMD | EPA/NEI | 2003
2019 | AL | Plant H. Allen Franklin | 7710 | 1A | CT | OP | CC | NG | 7895 | 13969300 | 29.3323 | 0.0041995 | EPA/CAMD | EPA/NEI | 2001
2019 | AL | Plant H. Allen Franklin | 7710 | 1B | CT | OP | CC | NG | 7919 | 14112800 | 46.5655 | 0.006599 | EPA/CAMD | EPA/NEI | 2001
2019 | AL | Plant H. Allen Franklin | 7710 | 2A | CT | OP | CC | NG | 8067 | 14922320 | 29.1028 | 0.0039006 | EPA/CAMD | EPA/NEI | 2003
2019 | AL | Plant H. Allen Franklin | 7710 | 2B | CT | OP | CC | NG | 7879 | 14556930 | 28.3868 | 0.0039001 | EPA/CAMD | EPA/NEI | 2003
2019 | AL | Plant H. Allen Franklin | 7710 | 3A | CT | OP | CC | NG | 7594 | 14399070 | 35.2775 | 0.0049 | EPA/CAMD | EPA/NEI | 2008
2019 | AL | Plant H. Allen Franklin | 7710 | 3B | CT | OP | CC | NG | 7530 | 14088800 | 27.4715 | 0.0038998 | EPA/CAMD | EPA/NEI | 2008
2019 | AL | SABIC Innovative Plastics - Burkville | 7698 | CC1 | CT | OP | CC | NG | 6107 | 4340149 | 30.2826 | 0.013955 | EPA/CAMD | EPA/NEI | 1999
2019 | AL | Tenaska Lindsay Hill Generating Station | 55271 | CT1 | CT | OP | CC | NG | 2937 | 5270228 | 15.1688 | 0.0057564 | EPA/CAMD | NEI avg EF - PM, fuel type, firing type | 2002
2019 | AL | Tenaska Lindsay Hill Generating Station | 55271 | CT2 | CT | OP | CC | NG | 2070 | 3695833 | 10.6374 | 0.0057564 | EPA/CAMD | NEI avg EF - PM, fuel type, firing type | 2002
2019 | AL | Tenaska Lindsay Hill Generating Station | 55271 | CT3 | CT | OP | CC | NG | 2135 | 3864819 | 11.1238 | 0.0057564 | EPA/CAMD | NEI avg EF - PM, fuel type, firing type | 2002
2019 | AL | Theodore Cogeneration | 7721 | CC1 | CT | OP | CC | NG | 8096 | 12946530 | 103.6806 | 0.016017 | EPA/CAMD | EPA/NEI | 2000
2019 | AL | Walton Discover Power Facility | 55138 | 1A | GT | OP | CT | NG | 193 | 53025.68 | 0.20721 | 0.0078154 | EPA/CAMD | NEI avg EF - PM, fuel type, firing type | 1999
2019 | AL | Walton Discover Power Facility | 55138 | 1B | GT | OP | CT | NG | 206 | 59161.06 | 0.23118 | 0.0078154 | EPA/CAMD | NEI avg EF - PM, fuel type, firing type | 1999
2019 | AL | Walton Discover Power Facility | 55138 | 2A | GT | OP | CT | NG | 2 | 269.568 | 0.0010534 | 0.0078154 | EPA/CAMD | NEI avg EF - PM, fuel type, firing type | 1999
2019 | AL | Walton Discover Power Facility | 55138 | 2B | GT | OP | CT | NG | 2 | 281.624 | 0.0011005 | 0.0078154 | EPA/CAMD | NEI avg EF - PM, fuel type, firing type | 1999
2019 | AL | Washington County Cogen (Olin) | 7697 | CC1 | CT | OP | CC | NG | 8338 | 9170001 | 60.906 | 0.013284 | EPA/CAMD | EPA/NEI | 1999
2019 | AL | WestRock Coated Board | 54802 | X022 | GT | OP | CT | NG | 3637 | 2618063 | 6.0912 | 0.0046532 | EIA non-ozone season distributed and EPA/CAMD ozone season | EPA/NEI | 1998
2019 | AL | WestRock Coated Board | 54802 | Z008 | ST | OP | WALL | NG | 3663 | 12613400 | 1.9241 | 0.00030509 | EIA non-ozone season distributed and EPA/CAMD ozone season | EPA/NEI | 1965
2019 | AR | Archer Daniels Midland Little Rock | 54311 | GEN1 | IC | RE | NA | NG
2019 | AR | Archer Daniels Midland Little Rock | 54311 | GEN2 | IC | RE | NA | NG
2019 | AR | Archer Daniels Midland Little Rock | 54311 | GEN3 | IC | RE | NA | NG
2019 | AR | Archer Daniels Midland Little Rock | 54311 | GEN4 | IC | RE | NA | NG
2019 | AR | Arkansas Nuclear One | 8055 | 1 | ST | OP | NA | NUC |  | 67244980 |  | 0 | EIA Prime Mover-level Data | Estimated using an emission factor
2019 | AR | Arkansas Nuclear One | 8055 | 2 | ST | OP | NA | NUC |  | 74622350 |  | 0 | EIA Prime Mover-level Data | Estimated using an emission factor
2019 | AR | Ashdown | 54104 | PB1 | ST | RE | WALL | WDS |  | 0 |  |  | EIA Unit-level Data
2019 | AR | Ashdown | 54104 | PB2 | ST | OP | WALL | BIT |  | 3237575 | 78.0243 | 0.048199 | EIA Unit-level Data | NEI avg EF - PM, fuel type, firing type
2019 | AR | Ashdown | 54104 | PB3 | ST | OP | WALL | NG |  | 3561235 | 12.7749 | 0.0071744 | EIA Unit-level Data | NEI avg EF - PM, fuel type, firing type
2019 | AR | Ashdown | 54104 | RB2 | ST | OP | WALL | BLQ |  | 7628804 | 1.1863 | 0.000311 | EIA Unit-level Data | Estimated using an emission factor
2019 | AR | Ashdown | 54104 | RB3 | ST | OP | WALL | BLQ |  | 10574100 | 1.6443 | 0.000311 | EIA Unit-level Data | Estimated using an emission factor
2019 | AR | Beaver Dam | 182 | 1 | HY | OP | NA | WAT |  | 1165293 |  | 1.5381e-07 | EIA Prime Mover-level Data | NEI avg EF - PM, fuel type, firing type
2019 | AR | Beaver Dam | 182 | 2 | HY | OA | NA | WAT |  | 1165293 |  | 1.5381e-07 | EIA Prime Mover-level Data | NEI avg EF - PM, fuel type, firing type
2019 | AR | Blakely Mountain | 197 | 1 | HY | OP | NA | WAT |  | 1031386 |  | 1.5381e-07 | EIA Prime Mover-level Data | NEI avg EF - PM, fuel type, firing type
2019 | AR | Blakely Mountain | 197 | 2 | HY | OP | NA | WAT |  | 1031386 |  | 1.5381e-07 | EIA Prime Mover-level Data | NEI avg EF - PM, fuel type, firing type
2019 | AR | Bull Shoals | 198 | 1 | HY | OP | NA | WAT |  | 1496376 |  | 1.5381e-07 | EIA Prime Mover-level Data | NEI avg EF - PM, fuel type, firing type
2019 | AR | Bull Shoals | 198 | 2 | HY | OP | NA | WAT |  | 1496376 |  | 1.5381e-07 | EIA Prime Mover-level Data | NEI avg EF - PM, fuel type, firing type
2019 | AR | Bull Shoals | 198 | 3 | HY | OP | NA | WAT |  | 1496376 |  | 1.5381e-07 | EIA Prime Mover-level Data | NEI avg EF - PM, fuel type, firing type
2019 | AR | Bull Shoals | 198 | 4 | HY | OP | NA | WAT |  | 1496376 |  | 1.5381e-07 | EIA Prime Mover-level Data | NEI avg EF - PM, fuel type, firing type
2019 | AR | Bull Shoals | 198 | 5 | HY | OP | NA | WAT |  | 1683423 |  | 1.5381e-07 | EIA Prime Mover-level Data | NEI avg EF - PM, fuel type, firing type
2019 | AR | Bull Shoals | 198 | 6 | HY | OP | NA | WAT |  | 1683423 |  | 1.5381e-07 | EIA Prime Mover-level Data | NEI avg EF - PM, fuel type, firing type
2019 | AR | Bull Shoals | 198 | 7 | HY | OP | NA | WAT |  | 1683423 |  | 1.5381e-07 | EIA Prime Mover-level Data | NEI avg EF - PM, fuel type, firing type
2019 | AR | Bull Shoals | 198 | 8 | HY | OP | NA | WAT |  | 1683423 |  | 1.5381e-07 | EIA Prime Mover-level Data | NEI avg EF - PM, fuel type, firing type
2019 | AR | Carpenter | 166 | 1 | HY | OP | NA | WAT |  | 338828 |  | 1.5381e-07 | EIA Prime Mover-level Data | NEI avg EF - PM, fuel type, firing type
2019 | AR | Carpenter | 166 | 2 | HY | OP | NA | WAT |  | 338828 |  | 1.5381e-07 | EIA Prime Mover-level Data | NEI avg EF - PM, fuel type, firing type
2019 | AR | Cecil Lynch | 167 | 2 | ST | RE | WALL | NG
2019 | AR | Cecil Lynch | 167 | 3 | ST | RE | WALL | NG
2019 | AR | Cecil Lynch | 167 | 4 | IC | RE | NA | DFO
2019 | AR | Chicot Solar | 63295 | CHICO | PV | U | NA | SUN
2019 | AR | Clearwater Paper APP CB | 50638 | PB1 | ST | OP | NA | NG |  | 2451423 | 9.87 | 0.0080524 | EIA Unit-level Data | NEI avg EF - PM, fuel type
2019 | AR | Clearwater Paper APP CB | 50638 | REC1 | ST | OP | NA | BLQ |  | 6145585 | 9.5564 | 0.00311 | EIA Unit-level Data | Estimated using an emission factor
2019 | AR | Columbia Flooring Melbourne | 56182 | Kato | ST | OA | NA | WDS |  |  |  | 0.022915
2019 | AR | Dam 2 | 7246 | 1 | HY | OP | NA | WAT |  | 925125.3 |  | 1.5381e-07 | EIA Prime Mover-level Data | NEI avg EF - PM, fuel type, firing type
2019 | AR | Dam 2 | 7246 | 2 | HY | OP | NA | WAT |  | 925125.3 |  | 1.5381e-07 | EIA Prime Mover-level Data | NEI avg EF - PM, fuel type, firing type
2019 | AR | Dam 2 | 7246 | 3 | HY | OP | NA | WAT |  | 925125.3 |  | 1.5381e-07 | EIA Prime Mover-level Data | NEI avg EF - PM, fuel type, firing type
2019 | AR | Dardanelle | 199 | 1 | HY | OP | NA | WAT |  | 1323186 |  | 1.5381e-07 | EIA Prime Mover-level Data | NEI avg EF - PM, fuel type, firing type
2019 | AR | Dardanelle | 199 | 2 | HY | OP | NA | WAT |  | 1323186 |  | 1.5381e-07 | EIA Prime Mover-level Data | NEI avg EF - PM, fuel type, firing type
2019 | AR | Dardanelle | 199 | 3 | HY | OP | NA | WAT |  | 1323186 |  | 1.5381e-07 | EIA Prime Mover-level Data | NEI avg EF - PM, fuel type, firing type
2019 | AR | Dardanelle | 199 | 4 | HY | OP | NA | WAT |  | 1323186 |  | 1.5381e-07 | EIA Prime Mover-level Data | NEI avg EF - PM, fuel type, firing type
2019 | AR | Degray | 187 | 1 | HY | OP | NA | WAT |  | 640812 |  | 1.5381e-07 | EIA Prime Mover-level Data | NEI avg EF - PM, fuel type, firing type
2019 | AR | Degray | 187 | 2 | PS | OP | NA | WAT |  | 0 |  |  | EIA Prime Mover-level Data
2019 | AR | Elkins Generating Center | 56489 | A | GT | OP | NA | NG |  | 53002.33 | 0.14532 | 0.0054834 | EIA Prime Mover-level Data | NEI avg EF - PM, fuel type, firing type
2019 | AR | Elkins Generating Center | 56489 | B | GT | OP | NA | NG |  | 53002.33 | 0.14532 | 0.0054834 | EIA Prime Mover-level Data | NEI avg EF - PM, fuel type, firing type
2019 | AR | Elkins Generating Center | 56489 | C | GT | OP | NA | NG |  | 53002.33 | 0.14532 | 0.0054834 | EIA Prime Mover-level Data | NEI avg EF - PM, fuel type, firing type
2019 | AR | Ellis Hydro | 7040 | 1 | HY | OP | NA | WAT |  | 295182 |  | 1.5381e-07 | EIA Prime Mover-level Data | NEI avg EF - PM, fuel type, firing type
2019 | AR | Ellis Hydro | 7040 | 2 | HY | OP | NA | WAT |  | 295182 |  | 1.5381e-07 | EIA Prime Mover-level Data | NEI avg EF - PM, fuel type, firing type
2019 | AR | Ellis Hydro | 7040 | 3 | HY | OP | NA | WAT |  | 295182 |  | 1.5381e-07 | EIA Prime Mover-level Data | NEI avg EF - PM, fuel type, firing type
2019 | AR | FECC Solar Benton | 61839 | FECC1 | PV | OP | NA | SUN |  | 12974 |  | 0 | EIA Prime Mover-level Data | Estimated using an emission factor
2019 | AR | Fourche Creek Wastewater | 10050 | 1 | IC | RE | NA | OBG
2019 | AR | Fourche Creek Wastewater | 10050 | 2 | IC | RE | NA | OBG
2019 | AR | Fourche Creek Wastewater | 10050 | 3 | IC | RE | NA | OBG
2019 | AR | Fourche Creek Wastewater | 10050 | 4 | IC | OP | NA | OBG |  | 66831 | 0.49121 | 0.0147 | EIA Prime Mover-level Data | Estimated using an emission factor
2019 | AR | Genova Arkansas I LLC | 55869 | CTG1 | CT | IP | NA | NG
2019 | AR | Genova Arkansas I LLC | 55869 | CTG2 | CT | IP | NA | NG
2019 | AR | Genova Arkansas I LLC | 55869 | ST1 | CA | IP | NA | NG
2019 | AR | Georgia-Pacific Crossett LLC | 10606 | 10A | ST | OP | NA | NG |  | 3353729 | 13.5028 | 0.0080524 | EIA Unit-level Data | NEI avg EF - PM, fuel type
2019 | AR | Georgia-Pacific Crossett LLC | 10606 | 5A | ST | SB | NA | NG |  | 705810.6 | 2.8417 | 0.0080524 | EIA Unit-level Data | NEI avg EF - PM, fuel type
2019 | AR | Georgia-Pacific Crossett LLC | 10606 | 6A | ST | OP | NA | NG |  | 1108633 | 4.4636 | 0.0080524 | EIA Unit-level Data | NEI avg EF - PM, fuel type
2019 | AR | Georgia-Pacific Crossett LLC | 10606 | 8R | ST | OP | NA | BLQ |  | 7903425 | 2.458 | 0.000622 | EIA Unit-level Data | Estimated using an emission factor
2019 | AR | Georgia-Pacific Crossett LLC | 10606 | 9A | ST | OP | NA | NG |  | 3598120 | 14.4868 | 0.0080524 | EIA Unit-level Data | NEI avg EF - PM, fuel type, firing type
2019 | AR | Greers Ferry Lake | 188 | 1 | HY | OP | NA | WAT |  | 1320557 |  | 1.5381e-07 | EIA Prime Mover-level Data | NEI avg EF - PM, fuel type, firing type
2019 | AR | Greers Ferry Lake | 188 | 2 | HY | OP | NA | WAT |  | 1320557 |  | 1.5381e-07 | EIA Prime Mover-level Data | NEI avg EF - PM, fuel type, firing type
2019 | AR | Hamilton Moses | 168 | 1 | ST | RE | WALL | NG
2019 | AR | Hamilton Moses | 168 | 2 | ST | RE | WALL | NG
2019 | AR | Happy Solar 1 | 63766 | ARHA1 | PV | P | NA | SUN
2019 | AR | Harvey Couch | 169 | 1 | ST | RE | WALL | NG
2019 | AR | Harvey Couch | 169 | 2 | ST | RE | WALL | NG
2019 | AR | Lee Creek Water Treatment Facility | 54283 | 0209 | HY | SB | NA | WAT |  |  |  | 1.5381e-07
2019 | AR | Mabelvale | 171 | 1 | GT | RE | NA | NG
2019 | AR | Mabelvale | 171 | 2 | GT | RE | NA | NG
2019 | AR | Mabelvale | 171 | 3 | GT | RE | NA | NG
2019 | AR | Mabelvale | 171 | 4 | GT | RE | NA | NG
2019 | AR | Municipal Light | 193 | 1 | IC | OP | NA | DFO |  | 29.444 | 0.0045552 | 0.30942 | EIA Prime Mover-level Data | NEI avg EF - PM, fuel type, firing type
2019 | AR | Municipal Light | 193 | 2 | IC | OP | NA | DFO |  | 8.833 | 0.0013665 | 0.30942 | EIA Prime Mover-level Data | NEI avg EF - PM, fuel type, firing type
2019 | AR | Municipal Light | 193 | 4 | IC | OP | NA | DFO |  | 32.389 | 0.0050109 | 0.30942 | EIA Prime Mover-level Data | NEI avg EF - PM, fuel type, firing type
2019 | AR | Municipal Light | 193 | 6 | IC | OP | NA | DFO |  | 19.139 | 0.002961 | 0.30942 | EIA Prime Mover-level Data | NEI avg EF - PM, fuel type, firing type
2019 | AR | Municipal Light | 193 | 7 | IC | OP | NA | DFO |  | 16.194 | 0.0025054 | 0.30942 | EIA Prime Mover-level Data | NEI avg EF - PM, fuel type, firing type
2019 | AR | Murray | 7166 | 1 | HY | OP | NA | WAT |  | 398920.5 |  | 1.5381e-07 | EIA Prime Mover-level Data | NEI avg EF - PM, fuel type, firing type
2019 | AR | Murray | 7166 | 2 | HY | OP | NA | WAT |  | 398920.5 |  | 1.5381e-07 | EIA Prime Mover-level Data | NEI avg EF - PM, fuel type, firing type
2019 | AR | Narrows (AR) | 195 | 1 | HY | OP | NA | WAT |  | 211241.7 |  | 1.5381e-07 | EIA Prime Mover-level Data | NEI avg EF - PM, fuel type, firing type
2019 | AR | Narrows (AR) | 195 | 2 | HY | OP | NA | WAT |  | 211241.7 |  | 1.5381e-07 | EIA Prime Mover-level Data | NEI avg EF - PM, fuel type, firing type
2019 | AR | Narrows (AR) | 195 | 3 | HY | OP | NA | WAT |  | 211241.7 |  | 1.5381e-07 | EIA Prime Mover-level Data | NEI avg EF - PM, fuel type, firing type
2019 | AR | Noland Wastewater Treatment Plant Hybrid | 62682 | FAYE1 | PV | OP | NA | SUN |  | 28270 |  | 0 | EIA Prime Mover-level Data | Estimated using an emission factor
2019 | AR | Noland Wastewater Treatment Plant Hybrid | 62682 | FAYEB | BA | OP | NA | MWH |  | 0 |  |  | EIA Prime Mover-level Data
2019 | AR | Norfork | 196 | 1 | HY | OP | NA | WAT |  | 1281259 |  | 1.5381e-07 | EIA Prime Mover-level Data | NEI avg EF - PM, fuel type, firing type
2019 | AR | Norfork | 196 | 2 | HY | OP | NA | WAT |  | 1281259 |  | 1.5381e-07 | EIA Prime Mover-level Data | NEI avg EF - PM, fuel type, firing type
2019 | AR | Osceola (AR) | 172 | 9 | IC | SB | NA | DFO |  |  |  | 0.30942
2019 | AR | Osceola (AR) | 172 | 10 | IC | RE | NA | DFO
2019 | AR | Osceola (AR) | 172 | 11 | IC | RE | NA | DFO
2019 | AR | Osceola (AR) | 172 | 12 | IC | RE | NA | DFO
2019 | AR | Osceola (AR) | 172 | 13 | IC | RE | NA | DFO
2019 | AR | Osceola (AR) | 172 | 14 | IC | RE | NA | DFO
2019 | AR | Ozark | 6142 | 1 | HY | OA | NA | WAT |  | 159465.2 |  | 1.5381e-07 | EIA Prime Mover-level Data | NEI avg EF - PM, fuel type, firing type
2019 | AR | Ozark | 6142 | 2 | HY | OP | NA | WAT |  | 159465.2 |  | 1.5381e-07 | EIA Prime Mover-level Data | NEI avg EF - PM, fuel type, firing type
2019 | AR | Ozark | 6142 | 3 | HY | OP | NA | WAT |  | 159465.2 |  | 1.5381e-07 | EIA Prime Mover-level Data | NEI avg EF - PM, fuel type, firing type
2019 | AR | Ozark | 6142 | 4 | HY | OS | NA | WAT |  | 159465.2 |  | 1.5381e-07 | EIA Prime Mover-level Data | NEI avg EF - PM, fuel type, firing type
2019 | AR | Ozark | 6142 | 5 | HY | OA | NA | WAT |  | 159465.2 |  | 1.5381e-07 | EIA Prime Mover-level Data | NEI avg EF - PM, fuel type, firing type
2019 | AR | Ozarks Natural Energy Community Solar | 60924 | GEN1 | PV | OP | NA | SUN |  | 13651 |  | 0 | EIA Prime Mover-level Data | Estimated using an emission factor
2019 | AR | Paragould | 192 | 1 | IC | RE | NA | DFO
2019 | AR | Paragould | 192 | 2 | IC | RE | NA | DFO
2019 | AR | Paragould | 192 | 4 | IC | RE | NA | DFO
2019 | AR | Paragould | 192 | 5 | IC | RE | NA | DFO
2019 | AR | Paragould | 192 | 6 | IC | RE | NA | DFO
2019 | AR | Paragould Reciprocating | 8015 | 011 | IC | OP | NA | NG |  | 1577.667 | 0.00033289 | 0.000422 | EIA Prime Mover-level Data | Estimated using an emission factor
2019 | AR | Paragould Reciprocating | 8015 | 021 | IC | OP | NA | NG |  | 1577.667 | 0.00033289 | 0.000422 | EIA Prime Mover-level Data | Estimated using an emission factor
2019 | AR | Paragould Reciprocating | 8015 | 031 | IC | OP | NA | NG |  | 1577.667 | 0.00033289 | 0.000422 | EIA Prime Mover-level Data | Estimated using an emission factor
2019 | AR | Paragould Turbine | 7283 | 1 | GT | OP | NA | NG |  | 293.25 | 0.000804 | 0.0054834 | EIA Prime Mover-level Data | NEI avg EF - PM, fuel type, firing type
2019 | AR | Paragould Turbine | 7283 | 2 | GT | OP | NA | NG |  | 293.25 | 0.000804 | 0.0054834 | EIA Prime Mover-level Data | NEI avg EF - PM, fuel type, firing type
2019 | AR | Paragould Turbine | 7283 | 3 | GT | OP | NA | NG |  | 293.25 | 0.000804 | 0.0054834 | EIA Prime Mover-level Data | NEI avg EF - PM, fuel type, firing type
2019 | AR | Paragould Turbine | 7283 | 4 | GT | OP | NA | NG |  | 293.25 | 0.000804 | 0.0054834 | EIA Prime Mover-level Data | NEI avg EF - PM, fuel type, firing type
2019 | AR | Paragould Turbine | 7283 | 5 | IC | SB | NA | DFO |  |  |  | 0.30942
2019 | AR | Pine Bluff Mill | 10627 | BB1 | ST | OP | NA | NG |  | 366501.4 | 1.4756 | 0.0080524 | EIA Unit-level Data | NEI avg EF - PM, fuel type
2019 | AR | Pine Bluff Mill | 10627 | PB1 | ST | OP | NA | NG |  | 950732.7 | 3.8279 | 0.0080524 | EIA Unit-level Data | NEI avg EF - PM, fuel type
2019 | AR | Pine Bluff Mill | 10627 | PB2 | ST | RE | NA | PUR |  | 0 |  |  | EIA Unit-level Data
2019 | AR | Pine Bluff Mill | 10627 | RB2 | ST | OP | NA | BLQ |  | 2000675 | 1.8355 | 0.0018349 | EIA Unit-level Data | Estimated using an emission factor
2019 | AR | Pine Bluff Mill | 10627 | RB3 | ST | OP | NA | BLQ |  | 2108837 | 1.9348 | 0.0018349 | EIA Unit-level Data | Estimated using an emission factor
2019 | AR | Pine Bluff Mill | 10627 | RB4 | ST | OP | NA | BLQ |  | 7876476 | 7.2263 | 0.0018349 | EIA Unit-level Data | Estimated using an emission factor
2019 | AR | Remmel | 174 | 1 | HY | OP | NA | WAT |  | 156176.7 |  | 1.5381e-07 | EIA Prime Mover-level Data | NEI avg EF - PM, fuel type, firing type
2019 | AR | Remmel | 174 | 2 | HY | OP | NA | WAT |  | 156176.7 |  | 1.5381e-07 | EIA Prime Mover-level Data | NEI avg EF - PM, fuel type, firing type
2019 | AR | Remmel | 174 | 3 | HY | OP | NA | WAT |  | 156176.7 |  | 1.5381e-07 | EIA Prime Mover-level Data | NEI avg EF - PM, fuel type, firing type
2019 | AR | Riceland Foods Cogeneration Plant | 56079 | North | ST | OP | NA | OBS |  | 988175.3 | 6.7836 | 0.01373 | EIA Unit-level Data | NEI avg EF - PM, fuel type
2019 | AR | Riceland Foods Cogeneration Plant | 56079 | South | ST | OP | NA | OBS |  | 988175.3 | 6.7836 | 0.01373 | EIA Unit-level Data | NEI avg EF - PM, fuel type
2019 | AR | Robert E Ritchie | 173 | 1 | ST | RE | CYCLONE | NG
2019 | AR | Robert E Ritchie | 173 | 2 | ST | RE | TANGENTIAL | NG
2019 | AR | Robert E Ritchie | 173 | GT1 | GT | RE | NA | NG
2019 | AR | Scenic Hill Solar III | 61869 | SHS3 | PV | OP | NA | SUN |  | 90474 |  | 0 | EIA Prime Mover-level Data | Estimated using an emission factor
2019 | AR | Scenic Hill Solar IV, LLC | 63627 | 252 | PV | OP | NA | SUN
2019 | AR | Searcy Solar Hybrid | 62617 | SEABT | BA | P | NA | MWH
2019 | AR | Searcy Solar Hybrid | 62617 | SEARC | PV | P | NA | SUN
2019 | AR | SR Camden | 59947 | AERO | PV | OP | NA | SUN |  | 231674 |  | 0 | EIA Prime Mover-level Data | Estimated using an emission factor
2019 | AR | Stuttgart Solar | 61262 | STGRT | PV | OP | NA | SUN |  | 1445269 |  | 0 | EIA Prime Mover-level Data | Estimated using an emission factor
2019 | AR | Two Pine Landfill Gas Recovery | 56523 | GEN 7 | IC | OP | NA | LFG |  | 64300.17 | 0.47261 | 0.0147 | EIA Prime Mover-level Data | NEI avg EF - PM, fuel type, firing type
2019 | AR | Two Pine Landfill Gas Recovery | 56523 | GEN1 | IC | OP | NA | LFG |  | 64300.17 | 0.47261 | 0.0147 | EIA Prime Mover-level Data | Estimated using an emission factor
2019 | AR | Two Pine Landfill Gas Recovery | 56523 | GEN2 | IC | OP | NA | LFG |  | 64300.17 | 0.47261 | 0.0147 | EIA Prime Mover-level Data | Estimated using an emission factor
2019 | AR | Two Pine Landfill Gas Recovery | 56523 | GEN3 | IC | OP | NA | LFG |  | 64300.17 | 0.47261 | 0.0147 | EIA Prime Mover-level Data | Estimated using an emission factor
2019 | AR | Two Pine Landfill Gas Recovery | 56523 | GEN4 | IC | OP | NA | LFG |  | 64300.17 | 0.47261 | 0.0147 | EIA Prime Mover-level Data | Estimated using an emission factor
2019 | AR | Two Pine Landfill Gas Recovery | 56523 | GEN5 | IC | OP | NA | LFG |  | 64300.17 | 0.47261 | 0.0147 | EIA Prime Mover-level Data | Estimated using an emission factor
2019 | AR | Two Pine Landfill Gas Recovery | 56523 | GEN6 | IC | RE | NA | LFG |  |  |  | 0.0147
2019 | AR | UA Central Utility Plant | 60536 | TRBN1 | GT | OP | NA | NG |  | 479104 | 1.3136 | 0.0054834 | EIA Prime Mover-level Data | NEI avg EF - PM, fuel type, firing type
2019 | AR | Waste Management Eco Vista LFGTE | 57025 | GEN1 | IC | OP | NA | LFG |  | 79697.2 | 0.58577 | 0.0147 | EIA Prime Mover-level Data | Estimated using an emission factor
2019 | AR | Waste Management Eco Vista LFGTE | 57025 | GEN2 | IC | OP | NA | LFG |  | 79697.2 | 0.58577 | 0.0147 | EIA Prime Mover-level Data | Estimated using an emission factor
2019 | AR | Waste Management Eco Vista LFGTE | 57025 | GEN3 | IC | OP | NA | LFG |  | 79697.2 | 0.58577 | 0.0147 | EIA Prime Mover-level Data | Estimated using an emission factor
2019 | AR | Waste Management Eco Vista LFGTE | 57025 | GEN4 | IC | OP | NA | LFG |  | 79697.2 | 0.58577 | 0.0147 | EIA Prime Mover-level Data | Estimated using an emission factor
2019 | AR | Waste Management Eco Vista LFGTE | 57025 | GEN5 | IC | OP | NA | LFG |  | 79697.2 | 0.58577 | 0.0147 | EIA Prime Mover-level Data | Estimated using an emission factor
2019 | AR | Westside Wastewater Treatment Plant Hybrid | 62683 | FAYW1 | PV | OP | NA | SUN |  | 29100 |  | 0 | EIA Prime Mover-level Data | Estimated using an emission factor
2019 | AR | Westside Wastewater Treatment Plant Hybrid | 62683 | FAYWB | BA | OP | NA | MWH |  | 0 |  |  | EIA Prime Mover-level Data
2019 | AR | Whillock | 7135 | 1 | HY | OP | NA | WAT |  | 362214.3 |  | 1.5381e-07 | EIA Prime Mover-level Data | NEI avg EF - PM, fuel type, firing type
2019 | AR | Whillock | 7135 | 2 | HY | OP | NA | WAT |  | 362214.3 |  | 1.5381e-07 | EIA Prime Mover-level Data | NEI avg EF - PM, fuel type, firing type
2019 | AR | Whillock | 7135 | 3 | HY | OP | NA | WAT |  | 362214.3 |  | 1.5381e-07 | EIA Prime Mover-level Data | NEI avg EF - PM, fuel type, firing type
2019 | AR | White River Lock and Dam 1 | 57160 | LD#1 | HY | OP | NA | WAT |  | 140033 |  | 1.5381e-07 | EIA Prime Mover-level Data | NEI avg EF - PM, fuel type, firing type
2019 | AR | White River Lock and Dam 2 | 57161 | LD#2 | HY | OP | NA | WAT |  | 134245 |  | 1.5381e-07 | EIA Prime Mover-level Data | NEI avg EF - PM, fuel type, firing type
2019 | AR | White River Lock and Dam 3 | 57162 | LD#3 | HY | OP | NA | WAT |  | 168685 |  | 1.5381e-07 | EIA Prime Mover-level Data | NEI avg EF - PM, fuel type, firing type
2019 | AR | Carl Bailey | 202 | 01 | ST | OP | WALL | NG | 697 | 215499.4 | 0.3609 | 0.0033494 | EPA/CAMD | EPA/NEI | 1966
2019 | AR | City Water & Light - City of Jonesboro | 56505 | SN04 | GT | OP | CT | NG | 145 | 38045.2 | 0.3919 | 0.020602 | EPA/CAMD | EPA/NEI | 2000
2019 | AR | City Water & Light - City of Jonesboro | 56505 | SN06 | GT | OP | CT | NG | 422 | 142074 | 5.5206 | 0.077714 | EPA/CAMD | EPA/NEI | 2003
2019 | AR | City Water & Light - City of Jonesboro | 56505 | SN07 | GT | OP | CT | NG | 290 | 89602.3 | 1.9892 | 0.0444 | EPA/CAMD | EPA/NEI | 2007
2019 | AR | Dell Power Plant | 55340 | 1 | CT | OP | CC | NG | 6553 | 11979960 | 32.9743 | 0.0055049 | EPA/CAMD | EPA/NEI | 2007
2019 | AR | Dell Power Plant | 55340 | 2 | CT | OP | CC | NG | 6964 | 12975640 | 30.9004 | 0.0047628 | EPA/CAMD | EPA/NEI | 2007
2019 | AR | Flint Creek Power Plant | 6138 | 1 | ST | OP | WALL | SUB | 7044 | 25655320 | 7.5851 | 0.00059131 | EPA/CAMD | EPA/NEI | 1978
2019 | AR | Fulton | 7825 | CT1 | GT | OP | CT | NG | 1003 | 1238069 | 0.95037 | 0.0015352 | EPA/CAMD | EPA/NEI | 2001
2019 | AR | Harry D. Mattison Power Plant | 56328 | 1 | GT | OP | CT | NG | 460 | 401670.2 | 0.80948 | 0.0040306 | EPA/CAMD | EPA/NEI | 2007
2019 | AR | Harry D. Mattison Power Plant | 56328 | 2 | GT | OP | CT | NG | 524 | 488484 | 0.89789 | 0.0036762 | EPA/CAMD | EPA/NEI | 2007
2019 | AR | Harry D. Mattison Power Plant | 56328 | 3 | GT | OP | CT | NG | 658 | 524091.7 | 2.1955 | 0.0083783 | EPA/CAMD | EPA/NEI | 2007
2019 | AR | Harry D. Mattison Power Plant | 56328 | 4 | GT | OP | CT | NG | 654 | 540706.1 | 3.4388 | 0.01272 | EPA/CAMD | EPA/NEI | 2007
2019 | AR | Hot Spring Energy Facility | 55418 | CT-1 | CT | OP | CC | NG | 5842 | 11070700 | 14.7241 | 0.00266 | EPA/CAMD | EPA/NEI | 2002
2019 | AR | Hot Spring Energy Facility | 55418 | CT-2 | CT | OP | CC | NG | 5860 | 11055780 | 14.7042 | 0.00266 | EPA/CAMD | EPA/NEI | 2002
2019 | AR | Independence | 6641 | 1 | ST | OP | TANGENTIAL | SUB | 6048 | 30881740 | 117.3024 | 0.0075969 | EPA/CAMD | EPA/NEI | 1983
2019 | AR | Independence | 6641 | 2 | ST | OP | TANGENTIAL | SUB | 5900 | 34912240 | 98.4045 | 0.0056372 | EPA/CAMD | EPA/NEI | 1984
2019 | AR | John W. Turk Jr. Power Plant | 56564 | SN-01 | ST | OP | WALL | SUB | 8221 | 37247700 | 16.8515 | 0.00090483 | EPA/CAMD | EPA/NEI | 2012
2019 | AR | Lake Catherine | 170 | 4 | ST | OP | WALL | NG | 1370 | 1755797 | 6.5348 | 0.0074437 | EPA/CAMD | EPA/NEI | 1970
2019 | AR | Magnet Cove Generating Station | 55714 | SN-01 | CT | OP | CC | NG | 2297 | 5476560 | 10.343 | 0.0037772 | EPA/CAMD | EPA/NEI | 2005
2019 | AR | Magnet Cove Generating Station | 55714 | SN-02 | CT | OP | CC | NG | 3158 | 6919687 | 14.0702 | 0.0040667 | EPA/CAMD | EPA/NEI | 2005
2019 | AR | McClellan | 203 | 01 | ST | OP | WALL | NG | 1208 | 410199.7 | 2.2462 | 0.010952 | EPA/CAMD | EPA/NEI | 1970
2019 | AR | Oswald Generating Station | 55221 | G1 | CT | OP | CC | NG | 1083 | 330010.3 | 0.44872 | 0.0027194 | EPA/CAMD | EPA/NEI | 2002
2019 | AR | Oswald Generating Station | 55221 | G2 | CT | OP | CC | NG | 1072 | 326760.6 | 0.61291 | 0.0037514 | EPA/CAMD | EPA/NEI | 2002
2019 | AR | Oswald Generating Station | 55221 | G3 | CT | OP | CC | NG | 1089 | 348699.2 | 0.29727 | 0.001705 | EPA/CAMD | EPA/NEI | 2002
2019 | AR | Oswald Generating Station | 55221 | G4 | CT | OP | CC | NG | 1048 | 334205.8 | 0.6804 | 0.0040718 | EPA/CAMD | EPA/NEI | 2002
2019 | AR | Oswald Generating Station | 55221 | G5 | CT | OP | CC | NG | 1085 | 364261.4 | 0.53152 | 0.0029183 | EPA/CAMD | EPA/NEI | 2002
2019 | AR | Oswald Generating Station | 55221 | G6 | CT | OP | CC | NG | 1116 | 361810.2 | 0.73517 | 0.0040638 | EPA/CAMD | EPA/NEI | 2002
2019 | AR | Oswald Generating Station | 55221 | G7 | CT | OP | CC | NG | 1180 | 810449.1 | 1.6434 | 0.0040556 | EPA/CAMD | EPA/NEI | 2002
2019 | AR | Pine Bluff Energy Center | 55075 | CT-1 | CT | OP | CC | NG | 7525 | 12192780 | 1.1583 | 0.00019 | EPA/CAMD | EPA/NEI | 2001
2019 | AR | Plum Point Energy Station | 56456 | 1 | ST | OP | WALL | SUB | 7438 | 43150540 | 213.2345 | 0.0098833 | EPA/CAMD | EPA/NEI | 2010
2019 | AR | Thomas Fitzhugh | 201 | 2 | CT | OP | CC | NG | 2445 | 2371203 | 0.22526 | 0.00019 | EPA/CAMD | EPA/NEI | 2002
2019 | AR | Union Power Station | 55380 | CTG-1 | CT | OP | CC | NG | 6104 | 10476080 | 149.8567 | 0.028609 | EPA/CAMD | EPA/NEI | 2002
2019 | AR | Union Power Station | 55380 | CTG-2 | CT | OP | CC | NG | 6097 | 10633240 | 155.3325 | 0.029216 | EPA/CAMD | EPA/NEI | 2002
2019 | AR | Union Power Station | 55380 | CTG-3 | CT | OP | CC | NG | 6944 | 11771110 | 181.7627 | 0.030883 | EPA/CAMD | EPA/NEI | 2002
2019 | AR | Union Power Station | 55380 | CTG-4 | CT | OP | CC | NG | 7021 | 11882840 | 183.071 | 0.030813 | EPA/CAMD | EPA/NEI | 2002
2019 | AR | Union Power Station | 55380 | CTG-5 | CT | OP | CC | NG | 3895 | 6663315 | 113.5661 | 0.034087 | EPA/CAMD | EPA/NEI | 2003
2019 | AR | Union Power Station | 55380 | CTG-6 | CT | OP | CC | NG | 4065 | 7029226 | 91.0918 | 0.025918 | EPA/CAMD | EPA/NEI | 2003
2019 | AR | Union Power Station | 55380 | CTG-7 | CT | OP | CC | NG | 6320 | 10595160 | 177.2514 | 0.033459 | EPA/CAMD | EPA/NEI | 2003
2019 | AR | Union Power Station | 55380 | CTG-8 | CT | OP | CC | NG | 6244 | 10621200 | 182.2993 | 0.034327 | EPA/CAMD | EPA/NEI | 2003
2019 | AR | White Bluff | 6009 | 1 | ST | OP | TANGENTIAL | SUB | 6892 | 43449040 | 365.8994 | 0.016843 | EPA/CAMD | EPA/NEI | 1980
2019 | AR | White Bluff | 6009 | 2 | ST | OP | TANGENTIAL | SUB | 6151 | 36656800 | 258.9569 | 0.014129 | EPA/CAMD | EPA/NEI | 1981
2019 | AZ | Actus Lend Lease DMAFB | 58632 | 1 | PV | OP | NA | SUN |  | 33765 |  | 0 | EIA Prime Mover-level Data | Estimated using an emission factor
2019 | AZ | AES ES GILBERT | 61861 | SRP | BA | OP | NA | MWH |  | 0 |  |  | EIA Prime Mover-level Data
2019 | AZ | Agua Caliente Solar Project | 57373 | AGU01 | PV | IP | NA | SUN
2019 | AZ | Agua Caliente Solar Project | 57373 | AGU1 | PV | OP | NA | SUN |  | 1663421 |  | 0 | EIA Prime Mover-level Data | Estimated using an emission factor
2019 | AZ | Agua Caliente Solar Project | 57373 | AGU2 | PV | OP | NA | SUN |  | 2494214 |  | 0 | EIA Prime Mover-level Data | Estimated using an emission factor
2019 | AZ | Agua Caliente Solar Project | 57373 | AGU3 | PV | OP | NA | SUN |  | 2219117 |  | 0 | EIA Prime Mover-level Data | Estimated using an emission factor
2019 | AZ | Agua Fria Generating Station | 141 | PV-3 | PV | OP | NA | SUN |  | 1211 |  | 0 | EIA Prime Mover-level Data | Estimated using an emission factor
2019 | AZ | Amphitheater High School Solar | 60684 | AHS1 | PV | OP | NA | SUN |  | 19527 |  | 0 | EIA Prime Mover-level Data | Estimated using an emission factor
2019 | AZ | Apache Solar 1 | 60964 | AEPS1 | PV | OP | NA | SUN |  | 463158 |  | 0 | EIA Prime Mover-level Data | Estimated using an emission factor
2019 | AZ | APS Saguaro Power Plant | 118 | PV1 | OT | RE | NA | SUN
2019 | AZ | Arizona State University CHP | 58199 | G1 | CS |  | NA | NG |  | 469180.3 | 0.098997 | 0.000422 | EIA Unit-level Data | Estimated using an emission factor
2019 | AZ | Arizona State University CHP | 58199 | G2 | GT | OP | NA | NG |  |  |  | 0.0070853
2019 | AZ | Arizona Western College PV | 57765 | GV1 | PV | RE | NA | SUN
2019 | AZ | Arizona Western College PV | 57765 | GV2 | PV | RE | NA | SUN
2019 | AZ | Arizona Western College PV | 57765 | SFC | PV | OP | NA | SUN |  | 15468.72 |  | 0 | EIA Prime Mover-level Data | Estimated using an emission factor
2019 | AZ | Arizona Western College PV | 57765 | SHP | PV | OP | NA | SUN |  | 13921.85 |  | 0 | EIA Prime Mover-level Data | Estimated using an emission factor
2019 | AZ | Arizona Western College PV | 57765 | SOLEG | PV | OP | NA | SUN |  | 15468.72 |  | 0 | EIA Prime Mover-level Data | Estimated using an emission factor
2019 | AZ | Arizona Western College PV | 57765 | STE | PV | OP | NA | SUN |  | 13921.85 |  | 0 | EIA Prime Mover-level Data | Estimated using an emission factor
2019 | AZ | Arizona Western College PV | 57765 | SWD | PV | OP | NA | SUN |  | 13921.85 |  | 0 | EIA Prime Mover-level Data | Estimated using an emission factor
2019 | AZ | Arlington Valley Solar Energy I | 57679 | AVSE1 | PV | IP | NA | SUN
2019 | AZ | Arlington Valley Solar Energy II | 57680 | AVSE1 | PV | OP | NA | SUN |  | 456893.2 |  | 0 | EIA Prime Mover-level Data | Estimated using an emission factor
2019 | AZ | Arlington Valley Solar Energy II | 57680 | AVSE2 | PV | OP | NA | SUN |  | 673316.2 |  | 0 | EIA Prime Mover-level Data | Estimated using an emission factor
2019 | AZ | Arlington Valley Solar Energy II | 57680 | AVSE3 | PV | OP | NA | SUN |  | 673316.2 |  | 0 | EIA Prime Mover-level Data | Estimated using an emission factor
2019 | AZ | Arlington Valley Solar Energy II | 57680 | AVSE4 | PV | OP | NA | SUN |  | 625222.2 |  | 0 | EIA Prime Mover-level Data | Estimated using an emission factor
2019 | AZ | Arlington Valley Solar Energy II | 57680 | AVSE5 | PV | OP | NA | SUN |  | 673316.2 |  | 0 | EIA Prime Mover-level Data | Estimated using an emission factor
2019 | AZ | Arzon Solar UASTP Solar Power Station | 57930 | UAST | PV | OP | NA | SUN |  |  |  | 0
2019 | AZ | Atlas | 63798 | ATL01 | PV | P | NA | SUN
2019 | AZ | Atlas | 63798 | ATLB1 | BA | P | NA | MWH
2019 | AZ | Avalon Solar | 59168 | AS | PV | OP | NA | SUN |  | 658494 |  | 0 | EIA Prime Mover-level Data | Estimated using an emission factor
2019 | AZ | Avalon Solar II | 60062 | ASII | PV | OP | NA | SUN |  | 381065 |  | 0 | EIA Prime Mover-level Data | Estimated using an emission factor
2019 | AZ | Avra Valley Solar | 57657 | 1 | PV | OP | NA | SUN |  | 608891 |  | 0 | EIA Prime Mover-level Data | Estimated using an emission factor
2019 | AZ | AZ State University - Tempe Campus Solar | 62643 | 3384 | PV | OP | NA | SUN |  | 20960.33 |  | 0 | EIA Prime Mover-level Data | Estimated using an emission factor
2019 | AZ | AZ State University - Tempe Campus Solar | 62643 | 3385 | PV | OP | NA | SUN |  | 17966 |  | 0 | EIA Prime Mover-level Data | Estimated using an emission factor
2019 | AZ | AZ State University - Tempe Campus Solar | 62643 | 4202 | PV | OP | NA | SUN |  | 2994.333 |  | 0 | EIA Prime Mover-level Data | Estimated using an emission factor
2019 | AZ | AZ State University - Tempe Campus Solar | 62643 | 20794 | PV | OP | NA | SUN |  | 5988.667 |  | 0 | EIA Prime Mover-level Data | Estimated using an emission factor
2019 | AZ | AZ State University - Tempe Campus Solar | 62643 | 20799 | PV | OP | NA | SUN |  | 2994.333 |  | 0 | EIA Prime Mover-level Data | Estimated using an emission factor
2019 | AZ | AZ State University - Tempe Campus Solar | 62643 | 20971 | PV | OP | NA | SUN |  | 5988.667 |  | 0 | EIA Prime Mover-level Data | Estimated using an emission factor
2019 | AZ | AZ State University - Tempe Campus Solar | 62643 | 20974 | PV | OP | NA | SUN |  | 2994.333 |  | 0 | EIA Prime Mover-level Data | Estimated using an emission factor
2019 | AZ | AZ State University - Tempe Campus Solar | 62643 | 20975 | PV | OP | NA | SUN |  | 2994.333 |  | 0 | EIA Prime Mover-level Data | Estimated using an emission factor
2019 | AZ | AZ State University - Tempe Campus Solar | 62643 | 91001 | PV | OP | NA | SUN |  | 2994.333 |  | 0 | EIA Prime Mover-level Data | Estimated using an emission factor
2019 | AZ | AZ State University - Tempe Campus Solar | 62643 | 3365A | PV | OP | NA | SUN |  | 2994.333 |  | 0 | EIA Prime Mover-level Data | Estimated using an emission factor
2019 | AZ | AZ State University - Tempe Campus Solar | 62643 | 3365B | PV | OP | NA | SUN |  | 2994.333 |  | 0 | EIA Prime Mover-level Data | Estimated using an emission factor
2019 | AZ | Badger 1 | 58262 | 1 | PV | OP | NA | SUN |  | 347042 |  | 0 | EIA Prime Mover-level Data | Estimated using an emission factor
2019 | AZ | Black Mountain Solar LLC | 58042 | 1 | PV | OP | NA | SUN |  | 185453 |  | 0 | EIA Prime Mover-level Data | Estimated using an emission factor
2019 | AZ | Bonnybrooke PV | 60413 | AZPV1 | PV | OP | NA | SUN |  | 1212200 |  | 0 | EIA Prime Mover-level Data | Estimated using an emission factor
2019 | AZ | Buckeye Generation Center, LLC | 59471 | CTG01 | GT | IP | NA | NG
2019 | AZ | Buckeye Generation Center, LLC | 59471 | CTG02 | GT | IP | NA | NG
2019 | AZ | Buckeye Generation Center, LLC | 59471 | CTG03 | GT | IP | NA | NG
2019 | AZ | Buckeye Generation Center, LLC | 59471 | CTG04 | GT | IP | NA | NG
2019 | AZ | Buckeye Generation Center, LLC | 59471 | CTG05 | GT | IP | NA | NG
2019 | AZ | Buckeye Generation Center, LLC | 59471 | CTG06 | GT | IP | NA | NG
2019 | AZ | Buckeye Union HS District 201 | 58037 | PV1 | PV | OP | NA | SUN |  | 64205 |  | 0 | EIA Prime Mover-level Data | Estimated using an emission factor
2019 | AZ | Canyon Del Oro High School Solar | 60685 | CDO1 | PV | OP | NA | SUN |  | 17286 |  | 0 | EIA Prime Mover-level Data | Estimated using an emission factor
2019 | AZ | Canyon Del Oro High School Solar | 60685 | CDO2 | PV | OP | NA | SUN |  | 1728.6 |  | 0 | EIA Prime Mover-level Data | Estimated using an emission factor
2019 | AZ | Canyon Del Oro High School Solar | 60685 | CDO3 | PV | OP | NA | SUN |  | 3457.2 |  | 0 | EIA Prime Mover-level Data | Estimated using an emission factor
2019 | AZ | Canyon Del Oro High School Solar | 60685 | CDO4 | PV | OP | NA | SUN |  | 3457.2 |  | 0 | EIA Prime Mover-level Data | Estimated using an emission factor
2019 | AZ | Childs | 112 | 1 | HY | RE | NA | WAT
2019 | AZ | Childs | 112 | 2 | HY | RE | NA | WAT
2019 | AZ | Childs | 112 | 3 | HY | RE | NA | WAT
2019 | AZ | Chino Solar Valley | 57560 | PV1 | PV | OP | NA | SUN |  | 399129 |  | 0 | EIA Prime Mover-level Data | Estimated using an emission factor
2019 | AZ | Cogeneration 1 | 56229 | CT1 | CS |  | NA | NG |  | 663772.7 | 0.14006 | 0.000422 | EIA Unit-level Data | Estimated using an emission factor
2019 | AZ | Cogeneration 2 | 59233 | CT2 | CS |  | NA | NG |  | 542806.8 | 0.11453 | 0.000422 | EIA Unit-level Data | Estimated using an emission factor
2019 | AZ | Cogenra - TEP | 58832 | CTEP | PV | OP | NA | SUN |  | 18646 |  | 0 | EIA Prime Mover-level Data | Estimated using an emission factor
2019 | AZ | Concord Blue Eagar, LLC | 60374 | CB001 | IC | L | NA | OBG
2019 | AZ | Concord Blue Eagar, LLC | 60374 | CB002 | IC | L | NA | OBG
2019 | AZ | Copper Crossing Energy Center | 58413 | CCGS1 | GT | CN | NA | NG
2019 | AZ | Copper Crossing Energy Center | 58413 | CCGS2 | GT | CN | NA | NG
2019 | AZ | Copper Crossing Energy Center | 58413 | CCGS3 | GT | CN | NA | NG
2019 | AZ | Copper Crossing Energy Center | 58413 | CCGS4 | GT | CN | NA | NG
2019 | AZ | Copper Crossing Energy Center | 58413 | CCGS5 | GT | CN | NA | NG
2019 | AZ | Copper Crossing Energy Center | 58413 | CCGS6 | GT | CN | NA | NG
2019 | AZ | Copper Crossing Energy Center | 58413 | CCGS7 | GT | CN | NA | NG
2019 | AZ | Copper Crossing Energy Center | 58413 | CCGS8 | GT | CN | NA | NG
2019 | AZ | Copper Crossing Energy Center | 58413 | CCGS9 | GT | CN | NA | NG
2019 | AZ | Cotton Center Solar Hybrid | 57561 | CC17M | BA | P | NA | MWH
2019 | AZ | Cotton Center Solar Hybrid | 57561 | PV1 | PV | OP | NA | SUN |  | 347923 |  | 0 | EIA Prime Mover-level Data | Estimated using an emission factor
2019 | AZ | Crosscut | 143 | CC1 | ST | RE | NA | NG
2019 | AZ | Crosscut | 143 | CC2 | ST | RE | NA | NG
2019 | AZ | Crosscut | 143 | CC3 | ST | RE | NA | NG
2019 | AZ | Crosscut | 143 | CC4 | ST | RE | NA | NG
2019 | AZ | Crosscut | 143 | CC5 | HY | OS | NA | WAT |  |  |  | 1.5381e-07
2019 | AZ | Davis Dam | 152 | 1 | HY | OP | NA | WAT |  | 1867307 |  | 1.5381e-07 | EIA Prime Mover-level Data | NEI avg EF - PM, fuel type, firing type
2019 | AZ | Davis Dam | 152 | 2 | HY | OP | NA | WAT |  | 1867307 |  | 1.5381e-07 | EIA Prime Mover-level Data | NEI avg EF - PM, fuel type, firing type
2019 | AZ | Davis Dam | 152 | 3 | HY | OP | NA | WAT |  | 1733670 |  | 1.5381e-07 | EIA Prime Mover-level Data | NEI avg EF - PM, fuel type, firing type
2019 | AZ | Davis Dam | 152 | 4 | HY | OP | NA | WAT |  | 1867307 |  | 1.5381e-07 | EIA Prime Mover-level Data | NEI avg EF - PM, fuel type, firing type
2019 | AZ | Davis Dam | 152 | 5 | HY | OP | NA | WAT |  | 1867307 |  | 1.5381e-07 | EIA Prime Mover-level Data | NEI avg EF - PM, fuel type, firing type
2019 | AZ | Davis Monthan AFB (AZ) West Airfield | 59779 | 1 | PV | OP | NA | SUN |  | 268509 |  | 0 | EIA Prime Mover-level Data | Estimated using an emission factor
2019 | AZ | Desert Star | 59444 | PV1 | PV | OP | NA | SUN |  | 276078 |  | 0 | EIA Prime Mover-level Data | Estimated using an emission factor
2019 | AZ | Desert Star Hybrid | 62965 | DS10M | BA | P | NA | MWH
2019 | AZ | Desert Star Hybrid | 62965 | DSPV | PV | OP | NA | SUN |  | 276078 |  | 0 | EIA Prime Mover-level Data | Estimated using an emission factor
2019 | AZ | Dolan Springs | 57920 | 1 | WT | CN | NA | WND
2019 | AZ | Douglas | 114 | 1 | GT | OP | NA | DFO |  | 2858 | 0.024664 | 0.017259 | EIA Prime Mover-level Data | NEI avg EF - PM, fuel type, firing type
2019 | AZ | Dry Lake Solar | 57922 | 1 | PV | CN | NA | SUN
2019 | AZ | Dry Lake Wind LLC | 57098 | 1 | WT | OP | NA | WND |  | 1058401 |  | 0 | EIA Prime Mover-level Data | Estimated using an emission factor
2019 | AZ | East Line Solar | 62899 | EASTL | PV | P | NA | SUN
2019 | AZ | El Sol BESS | 62964 | EL50M | BA | P | NA | MWH
2019 | AZ | Estrella Mountain PV | 60230 | PV1 | PV | OP | NA | SUN |  | 33141 |  | 0 | EIA Prime Mover-level Data | Estimated using an emission factor
2019 | AZ | FirstEnergy | 55711 | CTG1 | CT | CN | NA | NG
2019 | AZ | FirstEnergy | 55711 | CTG2 | CT | CN | NA | NG
2019 | AZ | FirstEnergy | 55711 | CTG3 | CT | CN | NA | NG
2019 | AZ | FirstEnergy | 55711 | CTG4 | CT | CN | NA | NG
2019 | AZ | FirstEnergy | 55711 | STG1 | CA | CN | NA | NG
2019 | AZ | FirstEnergy | 55711 | STG2 | CA | CN | NA | NG
2019 | AZ | Foothills Solar Plant Hybrid | 57997 | FH38M | BA | P | NA | MWH
2019 | AZ | Foothills Solar Plant Hybrid | 57997 | PV1 | PV | OP | NA | SUN |  | 413061.6 |  | 0 | EIA Prime Mover-level Data | Estimated using an emission factor
2019 | AZ | Foothills Solar Plant Hybrid | 57997 | PV2 | PV | OP | NA | SUN |  | 437359.4 |  | 0 | EIA Prime Mover-level Data | Estimated using an emission factor
2019 | AZ | Fort Huachuca Solar PV Project | 58972 | FHUA2 | PV | OP | NA | SUN |  | 76945.88 |  | 0 | EIA Prime Mover-level Data | Estimated using an emission factor
2019 | AZ | Fort Huachuca Solar PV Project | 58972 | FHUAC | PV | OP | NA | SUN |  | 255235.1 |  | 0 | EIA Prime Mover-level Data | Estimated using an emission factor
2019 | AZ | Gato Montes Solar, LLC | 58842 | 1 | PV | OP | NA | SUN |  | 75676 |  | 0 | EIA Prime Mover-level Data | Estimated using an emission factor
2019 | AZ | Gila Bend Hybrid | 59020 | GB36M | BA | P | NA | MWH
2019 | AZ | Gila Bend Hybrid | 59020 | PV1 | PV | OP | NA | SUN |  | 843789 |  | 0 | EIA Prime Mover-level Data | Estimated using an emission factor
2019 | AZ | Gila Bend Power Generation Station | 55507 | 1 | CT | L | NA | NG
2019 | AZ | Gila Bend Power Generation Station | 55507 | 2 | CT | L | NA | NG
2019 | AZ | Gila Bend Power Generation Station | 55507 | 3 | CT | L | NA | NG
2019 | AZ | Gila Bend Power Generation Station | 55507 | 4 | CA | L | NA | NG
2019 | AZ | Gila River Power Block 2 | 60768 | 2 A | CA | OP | DUCTBURNER | NG |  | 3837974 | 0.80981 | 0.000422 | EIA Unit-level Data | Estimated using an emission factor
2019 | AZ | Gila River Power Block 2 | 60768 | 2 B | CA | OP | DUCTBURNER | NG |  | 3914782 | 0.82602 | 0.000422 | EIA Unit-level Data | Estimated using an emission factor
2019 | AZ | Gila River Power Block 2 | 60768 | CTG3 | CT |  | NA | NG |  | 6578655 | 18.9348 | 0.0057564 | EIA Unit-level Data | NEI avg EF - PM, fuel type
2019 | AZ | Gila River Power Block 2 | 60768 | CTG4 | CT |  | NA | NG |  | 7144953 | 20.5647 | 0.0057564 | EIA Unit-level Data | NEI avg EF - PM, fuel type
2019 | AZ | Gilbert Solar Facility I, LLC | 58543 | 1 | PV | OP | NA | SUN |  | 31530 |  | 0 | EIA Prime Mover-level Data | Estimated using an emission factor
2019 | AZ | Glen Canyon Dam | 153 | 1 | HY | OP | NA | WAT |  | 4358551 |  | 1.5381e-07 | EIA Prime Mover-level Data | NEI avg EF - PM, fuel type, firing type
2019 | AZ | Glen Canyon Dam | 153 | 2 | HY | OP | NA | WAT |  | 4358551 |  | 1.5381e-07 | EIA Prime Mover-level Data | NEI avg EF - PM, fuel type, firing type
2019 | AZ | Glen Canyon Dam | 153 | 3 | HY | OP | NA | WAT |  | 4358551 |  | 1.5381e-07 | EIA Prime Mover-level Data | NEI avg EF - PM, fuel type, firing type
2019 | AZ | Glen Canyon Dam | 153 | 4 | HY | OP | NA | WAT |  | 4358551 |  | 1.5381e-07 | EIA Prime Mover-level Data | NEI avg EF - PM, fuel type, firing type
2019 | AZ | Glen Canyon Dam | 153 | 5 | HY | OP | NA | WAT |  | 4358551 |  | 1.5381e-07 | EIA Prime Mover-level Data | NEI avg EF - PM, fuel type, firing type
2019 | AZ | Glen Canyon Dam | 153 | 6 | HY | OP | NA | WAT |  | 4358551 |  | 1.5381e-07 | EIA Prime Mover-level Data | NEI avg EF - PM, fuel type, firing type
2019 | AZ | Glen Canyon Dam | 153 | 7 | HY | OP | NA | WAT |  | 4147227 |  | 1.5381e-07 | EIA Prime Mover-level Data | NEI avg EF - PM, fuel type, firing type
2019 | AZ | Glen Canyon Dam | 153 | 8 | HY | OP | NA | WAT |  | 4358551 |  | 1.5381e-07 | EIA Prime Mover-level Data | NEI avg EF - PM, fuel type, firing type
2019 | AZ | Glendale Energy Power Plant | 57829 | GLEN1 | IC | OP | NA | LFG |  | 79531.5 | 0.58456 | 0.0147 | EIA Prime Mover-level Data | Estimated using an emission factor
2019 | AZ | Glendale Energy Power Plant | 57829 | GLEN2 | IC | OP | NA | LFG |  | 79531.5 | 0.58456 | 0.0147 | EIA Prime Mover-level Data | Estimated using an emission factor
2019 | AZ | Gray Hawk Solar | 61272 | GHS | PV | OP | NA | SUN |  | 1246053 |  | 0 | EIA Prime Mover-level Data | Estimated using an emission factor
2019 | AZ | Headgate Rock | 7179 | 1 | HY | OP | NA | WAT |  | 214995.7 |  | 1.5381e-07 | EIA Prime Mover-level Data | NEI avg EF - PM, fuel type, firing type
2019 | AZ | Headgate Rock | 7179 | 2 | HY | OP | NA | WAT |  | 214995.7 |  | 1.5381e-07 | EIA Prime Mover-level Data | NEI avg EF - PM, fuel type, firing type
2019 | AZ | Headgate Rock | 7179 | 3 | HY | OP | NA | WAT |  | 214995.7 |  | 1.5381e-07 | EIA Prime Mover-level Data | NEI avg EF - PM, fuel type, firing type
2019 | AZ | Hoover Dam (AZ) | 8902 | A0 | HY | OP | NA | WAT |  | 23770.9 |  | 1.5381e-07 | EIA Prime Mover-level Data | NEI avg EF - PM, fuel type, firing type
2019 | AZ | Hoover Dam (AZ) | 8902 | A1 | HY | OP | NA | WAT |  | 1287590 |  | 1.5381e-07 | EIA Prime Mover-level Data | NEI avg EF - PM, fuel type, firing type
2019 | AZ | Hoover Dam (AZ) | 8902 | A2 | HY | OP | NA | WAT |  | 1287590 |  | 1.5381e-07 | EIA Prime Mover-level Data | NEI avg EF - PM, fuel type, firing type
2019 | AZ | Hoover Dam (AZ) | 8902 | A3 | HY | OP | NA | WAT |  | 1287590 |  | 1.5381e-07 | EIA Prime Mover-level Data | NEI avg EF - PM, fuel type, firing type
2019 | AZ | Hoover Dam (AZ) | 8902 | A4 | HY | OP | NA | WAT |  | 1287590 |  | 1.5381e-07 | EIA Prime Mover-level Data | NEI avg EF - PM, fuel type, firing type
2019 | AZ | Hoover Dam (AZ) | 8902 | A5 | HY | OP | NA | WAT |  | 1257877 |  | 1.5381e-07 | EIA Prime Mover-level Data | NEI avg EF - PM, fuel type, firing type
2019 | AZ | Hoover Dam (AZ) | 8902 | A6 | HY | OP | NA | WAT |  | 1287590 |  | 1.5381e-07 | EIA Prime Mover-level Data | NEI avg EF - PM, fuel type, firing type
2019 | AZ | Hoover Dam (AZ) | 8902 | A7 | HY | OP | NA | WAT |  | 1287590 |  | 1.5381e-07 | EIA Prime Mover-level Data | NEI avg EF - PM, fuel type, firing type
2019 | AZ | Hoover Dam (AZ) | 8902 | A8 | HY | OP | NA | WAT |  | 609129.3 |  | 1.5381e-07 | EIA Prime Mover-level Data | NEI avg EF - PM, fuel type, firing type
2019 | AZ | Hoover Dam (AZ) | 8902 | A9 | HY | OP | NA | WAT |  | 678461.1 |  | 1.5381e-07 | EIA Prime Mover-level Data | NEI avg EF - PM, fuel type, firing type
2019 | AZ | Horse Mesa | 145 | HM1 | HY | OP | NA | WAT |  | 10818 |  | 1.5381e-07 | EIA Prime Mover-level Data | NEI avg EF - PM, fuel type, firing type
2019 | AZ | Horse Mesa | 145 | HM2 | HY | OP | NA | WAT |  | 10818 |  | 1.5381e-07 | EIA Prime Mover-level Data | NEI avg EF - PM, fuel type, firing type
2019 | AZ | Horse Mesa | 145 | HM3 | HY | OP | NA | WAT |  | 10818 |  | 1.5381e-07 | EIA Prime Mover-level Data | NEI avg EF - PM, fuel type, firing type
2019 | AZ | Horse Mesa | 145 | HM4 | PS | OP | NA | WAT |  | 0 |  |  | EIA Prime Mover-level Data
2019 | AZ | Hyder II Hybrid | 58383 | H214M | BA | P | NA | MWH
2019 | AZ | Hyder II Hybrid | 58383 | PV1 | PV | OP | NA | SUN |  | 326297 |  | 0 | EIA Prime Mover-level Data | Estimated using an emission factor
2019 | AZ | Hyder Solar Hybrid | 57563 | H116M | BA | P | NA | MWH
2019 | AZ | Hyder Solar Hybrid | 57563 | PV1 | PV | OP | NA | SUN |  | 255763.5 |  | 0 | EIA Prime Mover-level Data | Estimated using an emission factor
2019 | AZ | Hyder Solar Hybrid | 57563 | PV2 | PV | OP | NA | SUN |  | 75224.55 |  | 0 | EIA Prime Mover-level Data | Estimated using an emission factor
2019 | AZ | Intel - Ocotillo Campus Solar | 60822 | PV1 | PV | OP | NA | SUN |  | 22580.67 |  | 0 | EIA Prime Mover-level Data | Estimated using an emission factor
2019 | AZ | Intel - Ocotillo Campus Solar | 60822 | PV2 | PV | OP | NA | SUN |  | 11290.33 |  | 0 | EIA Prime Mover-level Data | Estimated using an emission factor
2019 | AZ | IRC Generator Facility | 56899 | 290 | IC | OP | NA | DFO |  |  |  | 0.30942
2019 | AZ | IRC Generator Facility | 56899 | 291 | IC | SB | NA | DFO |  |  |  | 0.30942
2019 | AZ | Iron Horse Battery Storage Hybrid | 60996 | BA1 | BA | OP | NA | MWH |  | 0 |  |  | EIA Prime Mover-level Data
2019 | AZ | Iron Horse Battery Storage Hybrid | 60996 | PV1 | PV | OP | NA | SUN |  | 29533 |  | 0 | EIA Prime Mover-level Data | Estimated using an emission factor
2019 | AZ | Irving | 115 | 1 | HY | RE | NA | WAT
2019 | AZ | Jacobson 5 MW Solar | 60603 | PV1 | PV | OP | NA | SUN |  | 84232 |  | 0 | EIA Prime Mover-level Data | Estimated using an emission factor
2019 | AZ | Jewish Community Center PV | 58292 | JCC | PV | OP | NA | SUN |  | 19242 |  | 0 | EIA Prime Mover-level Data | Estimated using an emission factor
2019 | AZ | Kayenta Solar Project | 61268 | PV1 | PV | OP | NA | SUN |  | 347111.3 |  | 0 | EIA Prime Mover-level Data | Estimated using an emission factor
2019 | AZ | Kayenta Solar Project | 61268 | PV2 | PV | OP | NA | SUN |  | 356011.7 |  | 0 | EIA Prime Mover-level Data | Estimated using an emission factor
2019 | AZ | Kingman 1 | 57775 | PV | PV | OP | NA | SUN |  | 9953 |  | 0 | EIA Prime Mover-level Data | Estimated using an emission factor
2019 | AZ | Kingman 1 | 57775 | WGNS | WT | OP | NA | WND |  | 244764 |  | 0 | EIA Prime Mover-level Data | Estimated using an emission factor
2019 | AZ | La Paz Solar Tower | 58652 | 1 | OT | P | NA | SUN
2019 | AZ | La Senita | 57556 | 1 | PV | OP | NA | SUN |  | 17639 |  | 0 | EIA Prime Mover-level Data | Estimated using an emission factor
2019 | AZ | Lake Pleasant WTP | 58539 | 1 | PV | OP | NA | SUN |  | 130273 |  | 0 | EIA Prime Mover-level Data | Estimated using an emission factor
2019 | AZ | Luke Solar | 57324 | PV1 | PV | OP | NA | SUN |  | 274358 |  | 0 | EIA Prime Mover-level Data | Estimated using an emission factor
2019 | AZ | Macys Goodyear | 57673 | 1 | PV | OP | NA | SUN |  | 43644 |  | 0 | EIA Prime Mover-level Data | Estimated using an emission factor
2019 | AZ | Mesa Solar Array | 58466 | MSA1 | PV | RE | NA | SUN
2019 | AZ | Mesquite Solar 1 | 57707 | 1 | PV | OP | NA | SUN |  | 341364.8 |  | 0 | EIA Prime Mover-level Data | Estimated using an emission factor
2019 | AZ | Mesquite Solar 1 | 57707 | 2 | PV | OP | NA | SUN |  | 341364.8 |  | 0 | EIA Prime Mover-level Data | Estimated using an emission factor
2019 | AZ | Mesquite Solar 1 | 57707 | 3 | PV | OP | NA | SUN |  | 213353 |  | 0 | EIA Prime Mover-level Data | Estimated using an emission factor
2019 | AZ | Mesquite Solar 1 | 57707 | 4 | PV | OP | NA | SUN |  | 341364.8 |  | 0 | EIA Prime Mover-level Data | Estimated using an emission factor
2019 | AZ | Mesquite Solar 1 | 57707 | 5 | PV | OP | NA | SUN |  | 341364.8 |  | 0 | EIA Prime Mover-level Data | Estimated using an emission factor
2019 | AZ | Mesquite Solar 1 | 57707 | 6 | PV | OP | NA | SUN |  | 170682.4 |  | 0 | EIA Prime Mover-level Data | Estimated using an emission factor
2019 | AZ | Mesquite Solar 1 | 57707 | 7 | PV | OP | NA | SUN |  | 341364.8 |  | 0 | EIA Prime Mover-level Data | Estimated using an emission factor
2019 | AZ | Mesquite Solar 1 | 57707 | 8 | PV | OP | NA | SUN |  | 256023.6 |  | 0 | EIA Prime Mover-level Data | Estimated using an emission factor
2019 | AZ | Mesquite Solar 1 | 57707 | 9 | PV | OP | NA | SUN |  | 341364.8 |  | 0 | EIA Prime Mover-level Data | Estimated using an emission factor
2019 | AZ | Mesquite Solar 1 | 57707 | 10 | PV | OP | NA | SUN |  | 256023.6 |  | 0 | EIA Prime Mover-level Data | Estimated using an emission factor
2019 | AZ | Mesquite Solar 1 | 57707 | 11 | PV | OP | NA | SUN |  | 341364.8 |  | 0 | EIA Prime Mover-level Data | Estimated using an emission factor
2019 | AZ | Mesquite Solar 1 | 57707 | 12 | PV | OP | NA | SUN |  | 341364.8 |  | 0 | EIA Prime Mover-level Data | Estimated using an emission factor
2019 | AZ | Mesquite Solar 2, LLC | 60307 | 1 | PV | OP | NA | SUN |  | 2279843 |  | 0 | EIA Prime Mover-level Data | Estimated using an emission factor
2019 | AZ | Mesquite Solar 3, LLC | 60308 | 1 | PV | OP | NA | SUN |  | 3967953 |  | 0 | EIA Prime Mover-level Data | Estimated using an emission factor
2019 | AZ | Mohave County Wind Farm | 63114 | MCWF | WT | T | NA | WND
2019 | AZ | Mohave Electric at Fort Mohave | 59819 | PV1 | PV | OP | NA | SUN |  | 85916 |  | 0 | EIA Prime Mover-level Data | Estimated using an emission factor
2019 | AZ | Mohave Electric Cooperative at Joy Lane | 63554 | PV2 | PV | OP | NA | SUN |  | 264654 |  | 0 | EIA Prime Mover-level Data | Estimated using an emission factor
2019 | AZ | Mormon Flat | 148 | MF1 | HY | OP | NA | WAT |  | 12065 |  | 1.5381e-07 | EIA Prime Mover-level Data | NEI avg EF - PM, fuel type, firing type
2019 | AZ | Mormon Flat | 148 | MF2 | PS | OP | NA | WAT |  | 0 |  |  | EIA Prime Mover-level Data
2019 | AZ | North Loop | 6088 | 1 | GT | OP | NA | NG |  | 47569.09 | 0.13042 | 0.0054834 | EIA Prime Mover-level Data | NEI avg EF - PM, fuel type, firing type
2019 | AZ | North Loop | 6088 | 2 | GT | OP | NA | NG |  | 47569.09 | 0.13042 | 0.0054834 | EIA Prime Mover-level Data | NEI avg EF - PM, fuel type, firing type
2019 | AZ | North Loop | 6088 | 3 | GT | OP | NA | NG |  | 47569.09 | 0.13042 | 0.0054834 | EIA Prime Mover-level Data | NEI avg EF - PM, fuel type, firing type
2019 | AZ | North Loop | 6088 | 4 | GT | OP | NA | NG |  | 47216.73 | 0.12945 | 0.0054834 | EIA Prime Mover-level Data | NEI avg EF - PM, fuel type, firing type
2019 | AZ | Northwest Regional | 57403 | GEN1 | IC | OP | NA | LFG |  | 119567 | 0.87882 | 0.0147 | EIA Prime Mover-level Data | Estimated using an emission factor
2019 | AZ | Northwest Regional | 57403 | GEN2 | IC | OP | NA | LFG |  | 119567 | 0.87882 | 0.0147 | EIA Prime Mover-level Data | Estimated using an emission factor
2019 | AZ | Novo BioPower Plant | 56616 | 4PB | ST | OP | NA | WDS |  | 3406010 | 38.8493 | 0.022812 | EIA Unit-level Data | NEI avg EF - PM, fuel type
2019 | AZ | Ocotillo Power Plant | 116 | PV1 | PV | RE | NA | SUN
2019 | AZ | Ocotillo Power Plant | 116 | PV2 | PV | RE | NA | SUN
2019 | AZ | Ocotillo Power Plant | 116 | PVM | PV | RE | NA | SUN
2019 | AZ | OE_AZ1 | 63349 | AZ1 | PV | OP | NA | SUN |  | 6544 |  | 0 | EIA Prime Mover-level Data | Estimated using an emission factor
2019 | AZ | Palo Verde | 6008 | 1 | ST | OP | NA | NUC |  | 109795300 |  | 0 | EIA Prime Mover-level Data | Estimated using an emission factor
2019 | AZ | Palo Verde | 6008 | 2 | ST | OP | NA | NUC |  | 119405100 |  | 0 | EIA Prime Mover-level Data | Estimated using an emission factor
2019 | AZ | Palo Verde | 6008 | 3 | ST | OP | NA | NUC |  | 104099600 |  | 0 | EIA Prime Mover-level Data | Estimated using an emission factor
2019 | AZ | Paloma Solar Hybrid | 57562 | PA17M | BA | P | NA | MWH
2019 | AZ | Paloma Solar Hybrid | 57562 | PV1 | PV | OP | NA | SUN |  | 342591 |  | 0 | EIA Prime Mover-level Data | Estimated using an emission factor
2019 | AZ | Paradise Valley H.S. PV | 58293 | PVH | PV | OP | NA | SUN |  | 23133 |  | 0 | EIA Prime Mover-level Data | Estimated using an emission factor
2019 | AZ | Perrin Ranch Wind LLC | 58155 | GEN1 | WT | OP | NA | WND |  | 1965611 |  | 0 | EIA Prime Mover-level Data | Estimated using an emission factor
2019 | AZ | Phoenix Airport East Economy Lot | 58708 | PAEEL | PV | OP | NA | SUN |  | 17392 |  | 0 | EIA Prime Mover-level Data | Estimated using an emission factor
2019 | AZ | Phoenix Airport Rental Car Center | 58709 | PARCC | PV | OP | NA | SUN |  | 51689 |  | 0 | EIA Prime Mover-level Data | Estimated using an emission factor
2019 | AZ | Picture Rocks Solar, LLC | 58486 | 1 | PV | OP | NA | SUN |  | 458610 |  | 0 | EIA Prime Mover-level Data | Estimated using an emission factor
2019 | AZ | Pima Community College | 62075 | PV1 | PV | OP | NA | SUN |  | 15155 |  | 0 | EIA Prime Mover-level Data | Estimated using an emission factor
2019 | AZ | Pima Community College - East Campus | 61104 | PV1 | PV | OP | NA | SUN |  | 26285 |  | 0 | EIA Prime Mover-level Data | Estimated using an emission factor
2019 | AZ | Pima Community College NW | 63531 | 10327 | PV | OP | NA | SUN |  | 19446 |  | 0 | EIA Prime Mover-level Data | Estimated using an emission factor
2019 | AZ | Pima Energy Storage System | 61197 | PIMA | BA | OP | NA | MWH |  | 0 |  |  | EIA Prime Mover-level Data
2019 | AZ | Pinal Central Energy Center Hybrid | 61678 | BA1 | BA | OP | NA | MWH |  | 0 |  |  | EIA Prime Mover-level Data
2019 | AZ | Pinal Central Energy Center Hybrid | 61678 | PCEC | PV | OP | NA | SUN |  | 553026 |  | 0 | EIA Prime Mover-level Data | Estimated using an emission factor
2019 | AZ | Poseidon Solar, LLC | 57318 | 1 | PV | OP | NA | SUN |  | 458084 |  | 0 | EIA Prime Mover-level Data | Estimated using an emission factor
2019 | AZ | Poseidon Wind, LLC | 57379 | 1 | WT | OP | NA | WND |  | 1094391 |  | 0 | EIA Prime Mover-level Data | Estimated using an emission factor
2019 | AZ | Prairie Fire | 58171 | GEN1 | PV | OP | NA | SUN |  | 62899 |  | 0 | EIA Prime Mover-level Data | Estimated using an emission factor
2019 | AZ | Prescott Airport | 56228 | PV1 | PV | OP | NA | SUN |  | 46389 |  | 0 | EIA Prime Mover-level Data | Estimated using an emission factor
2019 | AZ | Prescott Airport | 56228 | PV2 | PV | CN | NA | SUN
2019 | AZ | Prescott Solar Plant | 58147 | PV1 | PV | OP | NA | SUN |  | 208967 |  | 0 | EIA Prime Mover-level Data | Estimated using an emission factor
2019 | AZ | Punkin Center Battery Storage | 61913 | B1 | BA | OP | NA | MWH
2019 | AZ | Queen Creek Solar Farm | 57883 | GEN1 | PV | OP | NA | SUN |  | 423999 |  | 0 | EIA Prime Mover-level Data | Estimated using an emission factor
2019 | AZ | RE Ajo 1 LLC | 57795 | 1 | PV | OP | NA | SUN |  | 75612 |  | 0 | EIA Prime Mover-level Data | Estimated using an emission factor
2019 | AZ | RE Bagdad Solar I LLC | 57790 | 1 | PV | OP | NA | SUN |  | 291037 |  | 0 | EIA Prime Mover-level Data | Estimated using an emission factor
2019 | AZ | RE Gillespie 1 LLC | 58501 | GILL1 | PV | OP | NA | SUN |  | 385098 |  | 0 | EIA Prime Mover-level Data | Estimated using an emission factor
2019 | AZ | Red Horse 2 | 58833 | RH2S | PV | OP | NA | SUN |  | 1324488 |  | 0 | EIA Prime Mover-level Data | Estimated using an emission factor
2019 | AZ | Red Horse 2 | 58833 | RH2W | WT | OP | NA | WND |  | 572980 |  | 0 | EIA Prime Mover-level Data | Estimated using an emission factor
2019 | AZ | Red Horse III | 60285 | RH3 | PV | OP | NA | SUN |  | 673614 |  | 0 | EIA Prime Mover-level Data | Estimated using an emission factor
2019 | AZ | Red Rock | 60467 | PV1 | PV | OP | NA | SUN |  | 1034368 |  | 0 | EIA Prime Mover-level Data | Estimated using an emission factor
2019 | AZ | Rio Rico Solar | 59044 | RRSF | PV | OP | NA | SUN |  | 100375 |  | 0 | EIA Prime Mover-level Data | Estimated using an emission factor
2019 | AZ | Roger Road WWTP | 57524 | 1 | PV | OP | NA | SUN |  | 9126 |  | 0 | EIA Prime Mover-level Data | Estimated using an emission factor
2019 | AZ | Roosevelt | 149 | ROOS | HY | OP | NA | WAT |  | 403992 |  | 1.5381e-07 | EIA Prime Mover-level Data | NEI avg EF - PM, fuel type, firing type
2019 | AZ | Saddle Mountain Solar I | 58213 | AZ2 | PV | OP | NA | SUN |  | 313235 |  | 0 | EIA Prime Mover-level Data | Estimated using an emission factor
2019 | AZ | Saint Solar | 63476 | SAINT | PV | P | NA | SUN
2019 | AZ | Sandstone Solar | 59634 | SNDST | PV | OP | NA | SUN |  | 1075354 |  | 0 | EIA Prime Mover-level Data | Estimated using an emission factor
2019 | AZ | Solana Generating Station | 56812 | GEN 1 | CP | OP | NA | SUN |  | 3524391 |  | 0 | EIA Prime Mover-level Data | Estimated using an emission factor
2019 | AZ | Solana Generating Station | 56812 | GEN2 | CP | OP | NA | SUN |  | 3524391 |  | 0 | EIA Prime Mover-level Data | Estimated using an emission factor
2019 | AZ | South Consolidated | 100 | SC1 | HY | OP | NA | WAT |  |  |  | 1.5381e-07
2019 | AZ | Springerville Generating Station | 8223 | SGSS | PV | OP | NA | SUN |  | 46949.96 |  | 0 | EIA Prime Mover-level Data | Estimated using an emission factor
2019 | AZ | Springerville Generating Station | 8223 | SGSS1 | PV | OP | NA | SUN |  | 17764.85 |  | 0 | EIA Prime Mover-level Data | Estimated using an emission factor
2019 | AZ | Springerville Generating Station | 8223 | WMS | PV | OP | NA | SUN |  | 105320.2 |  | 0 | EIA Prime Mover-level Data | Estimated using an emission factor
2019 | AZ | Stewart Mountain | 150 | SM | HY | OP | NA | WAT |  | 0 |  | 1.5381e-07 | EIA Prime Mover-level Data | NEI avg EF - PM, fuel type, firing type
2019 | AZ | Sulphur Springs | 60381 | SSSP | PV | OP | NA | SUN |  | 462349 |  | 0 | EIA Prime Mover-level Data | Estimated using an emission factor
2019 | AZ | Sun Stream 2 | 63440 | GEN01 | PV | T | NA | SUN
2019 | AZ | Sun Streams, LLC | 60827 | GEN01 | PV | V | NA | SUN
2019 | AZ | T0588 Phoenix - AZ | 61199 | PV1 | PV | OP | NA | SUN |  | 21387 |  | 0 | EIA Prime Mover-level Data | Estimated using an emission factor
2019 | AZ | TAA Solar Facility | 57391 | TAA1 | PV | CN | NA | SUN
2019 | AZ | Tech Park Solar | 59455 | TECHP | PV | OP | NA | SUN |  | 118441 |  | 0 | EIA Prime Mover-level Data | Estimated using an emission factor
2019 | AZ | Tri Cities | 7998 | TC1 | IC | RE | NA | LFG
2019 | AZ | Tri Cities | 7998 | TC2 | IC | RE | NA | LFG
2019 | AZ | Tri Cities | 7998 | TC3 | IC | RE | NA | LFG
2019 | AZ | Tri Cities | 7998 | TC4 | IC | RE | NA | LFG
2019 | AZ | Tri Cities | 7998 | TC5 | IC | RE | NA | LFG
2019 | AZ | UASTP I | 57392 | UATP1 | PV | OP | NA | SUN |  | 19616 |  | 0 | EIA Prime Mover-level Data | Estimated using an emission factor
2019 | AZ | Union HS at Casa Grande | 58516 | PV1 | PV | OP | NA | SUN |  | 25394 |  | 0 | EIA Prime Mover-level Data | Estimated using an emission factor
2019 | AZ | University of Arizona - Biosphere 2 | 54594 | G-1 | IC | SB | NA | DFO |  | 171.774 | 0.026625 | 0.31 | EIA Prime Mover-level Data | Estimated using an emission factor
2019 | AZ | University of Arizona - Biosphere 2 | 54594 | G-4 | IC | SB | NA | NG |  | 183.226 | 3.8661e-05 | 0.000422 | EIA Prime Mover-level Data | Estimated using an emission factor
2019 | AZ | Valencia | 6515 | GT1 | GT | SB | NA | NG |  | 52201.33 | 0.14312 | 0.0054834 | EIA Prime Mover-level Data | NEI avg EF - PM, fuel type, firing type
2019 | AZ | Valencia | 6515 | GT2 | GT | SB | NA | NG |  | 52201.33 | 0.14312 | 0.0054834 | EIA Prime Mover-level Data | NEI avg EF - PM, fuel type, firing type
2019 | AZ | Valencia | 6515 | GT3 | GT | SB | NA | NG |  | 52201.33 | 0.14312 | 0.0054834 | EIA Prime Mover-level Data | NEI avg EF - PM, fuel type, firing type
2019 | AZ | Valencia | 6515 | GT4 | GT | OP | NA | NG |  | 156604 | 0.42936 | 0.0054834 | EIA Prime Mover-level Data | NEI avg EF - PM, fuel type, firing type
2019 | AZ | Valencia Solar | 59454 | VALEN | PV | OP | NA | SUN |  | 219727 |  | 0 | EIA Prime Mover-level Data | Estimated using an emission factor
2019 | AZ | Vista Grande HS at Casa Grande | 58517 | PV1 | PV | OP | NA | SUN |  | 27656 |  | 0 | EIA Prime Mover-level Data | Estimated using an emission factor
2019 | AZ | Waddell | 7164 | PG3 | PS | OP | NA | WAT |  | 0 |  |  | EIA Prime Mover-level Data
2019 | AZ | Waddell | 7164 | PG6 | PS | OP | NA | WAT |  | 0 |  |  | EIA Prime Mover-level Data
2019 | AZ | Waddell | 7164 | PG7 | PS | OP | NA | WAT |  | 0 |  |  | EIA Prime Mover-level Data
2019 | AZ | Waddell | 7164 | PS1 | PS | OP | NA | WAT |  | 0 |  |  | EIA Prime Mover-level Data
2019 | AZ | Walmart Casa Grande | 57939 | 1 | PV | OP | NA | SUN |  | 11695 |  | 0 | EIA Prime Mover-level Data | Estimated using an emission factor
2019 | AZ | Walmart Casa Grande | 57939 | 2 | PV | OP | NA | SUN |  | 11695 |  | 0 | EIA Prime Mover-level Data | Estimated using an emission factor
2019 | AZ | Western Renewable Energy | 56358 | 1 | ST | OS | NA | WDS |  |  |  | 0.022915
2019 | AZ | White Wing Solar | 60572 | GEN01 | PV | T | NA | SUN
2019 | AZ | Agua Fria Generating Station | 141 | 1 | ST | OP | WALL | NG | 1278 | 720795.2 | 0.15497 | 0.00043 | EPA/CAMD | EPA/NEI | 1958
2019 | AZ | Agua Fria Generating Station | 141 | 2 | ST | OP | WALL | NG | 1096 | 608667.5 | 0.13086 | 0.00043 | EPA/CAMD | EPA/NEI | 1957
2019 | AZ | Agua Fria Generating Station | 141 | 3 | ST | OP | TURBO | NG | 1501 | 1326513 | 0.2852 | 0.00043 | EPA/CAMD | EPA/NEI | 1961
2019 | AZ | Apache Station | 160 | 1 | ST | OP | WALL | NG | 2570 | 1117761 | 58.7264 | 0.10508 | EPA/CAMD | EPA/NEI | 1964
2019 | AZ | Apache Station | 160 | 2 | ST | OP | TURBO | NG | 8613 | 11440080 | 90.4469 | 0.015812 | EPA/CAMD | EPA/NEI | 1979
2019 | AZ | Apache Station | 160 | 3 | ST | OP | TURBO | SUB | 6533 | 9170214 | 84.3493 | 0.018396 | EPA/CAMD | EPA/NEI | 1979
2019 | AZ | Apache Station | 160 | 4 | GT | OP | CT | NG | 1679 | 551835.9 | 4.039 | 0.014638 | EPA/CAMD | EPA/NEI | 2002
2019 | AZ | APS Saguaro Power Plant | 118 | CT3 | GT | OP | CT | NG | 1998 | 1064972 | 4.1616 | 0.0078154 | EPA/CAMD | NEI avg EF - PM, fuel type, firing type | 2002
2019 | AZ | APS West Phoenix Power Plant | 117 | CC4 | CT | OP | CC | NG | 3246 | 2315003 | 2.2745 | 0.001965 | EPA/CAMD | EPA/NEI | 2001
2019 | AZ | APS West Phoenix Power Plant | 117 | CC5A | CT | OP | CC | NG | 4768 | 6597914 | 12.2796 | 0.0037223 | EPA/CAMD | EPA/NEI | 2003
2019 | AZ | APS West Phoenix Power Plant | 117 | CC5B | CT | OP | CC | NG | 5432 | 7688669 | 11.8799 | 0.0030902 | EPA/CAMD | EPA/NEI | 2003
2019 | AZ | Arlington Valley Energy Facility | 55282 | CTG1 | CT | OP | CC | NG | 6731 | 10887810 | 7.7369 | 0.0014212 | EPA/CAMD | EPA/NEI | 2002
2019 | AZ | Arlington Valley Energy Facility | 55282 | CTG2 | CT | OP | CC | NG | 6502 | 10539100 | 5.6686 | 0.0010757 | EPA/CAMD | EPA/NEI | 2002
2019 | AZ | Black Mountain Generating Station | 56482 | 1 | GT | OP | CT | NG | 823 | 256052.3 | 0.92374 | 0.0072152 | EPA/CAMD | EPA/NEI | 2008
2019 | AZ | Black Mountain Generating Station | 56482 | 2 | GT | OP | CT | NG | 2212 | 751122 | 2.7 | 0.0071893 | EPA/CAMD | EPA/NEI | 2008
2019 | AZ | Cholla | 113 | 1 | ST | OP | TANGENTIAL | SUB | 4968 | 4024236 | 26.1575 | 0.013 | EPA/CAMD | EPA/NEI | 1962
2019 | AZ | Cholla | 113 | 3 | ST | OP | TANGENTIAL | SUB | 6707 | 12300550 | 75.6484 | 0.0123 | EPA/CAMD | EPA/NEI | 1980
2019 | AZ | Cholla | 113 | 4 | ST | OP | TANGENTIAL | SUB | 5609 | 17957400 | 120.3146 | 0.0134 | EPA/CAMD | EPA/NEI | 1981
2019 | AZ | Coolidge Generating Station | 56948 | CT01 | GT | OP | CT | NG | 445 | 132351 | 0.51719 | 0.0078154 | EPA/CAMD | NEI avg EF - PM, fuel type, firing type | 2011
2019 | AZ | Coolidge Generating Station | 56948 | CT02 | GT | OP | CT | NG | 463 | 133038.3 | 0.51988 | 0.0078154 | EPA/CAMD | NEI avg EF - PM, fuel type, firing type | 2011
2019 | AZ | Coolidge Generating Station | 56948 | CT03 | GT | OP | CT | NG | 501 | 140127.8 | 0.54758 | 0.0078154 | EPA/CAMD | NEI avg EF - PM, fuel type, firing type | 2010
2019 | AZ | Coolidge Generating Station | 56948 | CT04 | GT | OP | CT | NG | 560 | 160928.9 | 0.62886 | 0.0078154 | EPA/CAMD | NEI avg EF - PM, fuel type, firing type | 2010
2019 | AZ | Coolidge Generating Station | 56948 | CT05 | GT | OP | CT | NG | 723 | 202231 | 0.79026 | 0.0078154 | EPA/CAMD | NEI avg EF - PM, fuel type, firing type | 2010
2019 | AZ | Coolidge Generating Station | 56948 | CT06 | GT | OP | CT | NG | 873 | 246773.7 | 0.96432 | 0.0078154 | EPA/CAMD | NEI avg EF - PM, fuel type, firing type | 2010
2019 | AZ | Coolidge Generating Station | 56948 | CT07 | GT | OP | CT | NG | 1040 | 296421.3 | 1.1583 | 0.0078154 | EPA/CAMD | NEI avg EF - PM, fuel type, firing type | 2010
2019 | AZ | Coolidge Generating Station | 56948 | CT08 | GT | OP | CT | NG | 1206 | 347661.9 | 1.3586 | 0.0078154 | EPA/CAMD | NEI avg EF - PM, fuel type, firing type | 2010
2019 | AZ | Coolidge Generating Station | 56948 | CT09 | GT | OP | CT | NG | 1454 | 414428.7 | 1.6195 | 0.0078154 | EPA/CAMD | NEI avg EF - PM, fuel type, firing type | 2010
2019 | AZ | Coolidge Generating Station | 56948 | CT10 | GT | OP | CT | NG | 1502 | 428137.5 | 1.673 | 0.0078154 | EPA/CAMD | NEI avg EF - PM, fuel type, firing type | 2010
2019 | AZ | Coolidge Generating Station | 56948 | CT11 | GT | OP | CT | NG | 1605 | 468798.5 | 1.8319 | 0.0078154 | EPA/CAMD | NEI avg EF - PM, fuel type, firing type | 2010
2019 | AZ | Coolidge Generating Station | 56948 | CT12 | GT | OP | CT | NG | 1725 | 473275.6 | 1.8494 | 0.0078154 | EPA/CAMD | NEI avg EF - PM, fuel type, firing type | 2010
2019 | AZ | Coronado Generating Station | 6177 | U1B | ST | OP | TURBO | RC | 5063 | 11486180 | 149.9548 | 0.02611 | EPA/CAMD | EPA/NEI | 1979
2019 | AZ | Coronado Generating Station | 6177 | U2B | ST | OP | TURBO | RC | 5769 | 15179720 | 189.4992 | 0.024967 | EPA/CAMD | EPA/NEI | 1980
2019 | AZ | De Moss Petrie Generating Station | 124 | GT1 | GT | OP | CT | NG | 475 | 229957.3 | 0.89861 | 0.0078154 | EPA/CAMD | NEI avg EF - PM, fuel type, firing type | 2001
2019 | AZ | Desert Basin Generating Station | 55129 | DBG1 | CT | OP | CC | NG | 4527 | 7862054 | 22.6287 | 0.0057564 | EPA/CAMD | NEI avg EF - PM, fuel type, firing type | 2001
2019 | AZ | Desert Basin Generating Station | 55129 | DBG2 | CT | OP | CC | NG | 5372 | 9477103 | 27.2771 | 0.0057564 | EPA/CAMD | NEI avg EF - PM, fuel type, firing type | 2001
2019 | AZ | Gila River Power Station | 55306 | 1CTGA | CT | OP | CC | NG | 4180 | 6303585 | 6.9342 | 0.0022001 | EPA/CAMD | EPA/NEI | 2003
2019 | AZ | Gila River Power Station | 55306 | 1CTGB | CT | OP | CC | NG | 4601 | 6826639 | 9.5573 | 0.0028 | EPA/CAMD | EPA/NEI | 2003
2019 | AZ | Gila River Power Station | 55306 | 2CTGA | CT | OP | CC | NG | 6082 | 10160200 | 9.1442 | 0.0018 | EPA/CAMD | EPA/NEI | 2003
2019 | AZ | Gila River Power Station | 55306 | 2CTGB | CT | OP | CC | NG | 6387 | 10943250 | 9.3019 | 0.0017 | EPA/CAMD | EPA/NEI | 2003
2019 | AZ | Gila River Power Station | 55306 | 3CTGA | CT | OP | CC | NG | 6756 | 10758300 | 13.9858 | 0.0026 | EPA/CAMD | EPA/NEI | 2003
2019 | AZ | Gila River Power Station | 55306 | 3CTGB | CT | OP | CC | NG | 6539 | 10412760 | 17.1812 | 0.0033 | EPA/CAMD | EPA/NEI | 2003
2019 | AZ | Gila River Power Station | 55306 | 4CTGA | CT | OP | CC | NG | 2565 | 3886926 | 5.053 | 0.0026 | EPA/CAMD | EPA/NEI | 2003
2019 | AZ | Gila River Power Station | 55306 | 4CTGB | CT | OP | CC | NG | 2885 | 4480419 | 7.1687 | 0.0032 | EPA/CAMD | EPA/NEI | 2003
2019 | AZ | Griffith Energy Project | 55124 | P1 | CT | OP | CC | NG | 6984 | 11423560 | 37.7335 | 0.0066063 | EPA/CAMD | EPA/NEI | 2001
2019 | AZ | Griffith Energy Project | 55124 | P2 | CT | OP | CC | NG | 7301 | 11865690 | 10.0489 | 0.0016938 | EPA/CAMD | EPA/NEI | 2001
2019 | AZ | Irvington Generating Station | 126 | 1 | ST | OP | TANGENTIAL | NG | 5595 | 3205185 | 16.9149 | 0.010555 | EPA/CAMD | EPA/NEI | 1958
2019 | AZ | Irvington Generating Station | 126 | 2 | ST | OP | TANGENTIAL | NG | 6224 | 3592307 | 12.9208 | 0.0071936 | EPA/CAMD | EPA/NEI | 1960
2019 | AZ | Irvington Generating Station | 126 | 3 | ST | OP | TANGENTIAL | NG | 6358 | 4612943 | 30.3598 | 0.013163 | EPA/CAMD | EPA/NEI | 1962
2019 | AZ | Irvington Generating Station | 126 | 4 | ST | OP | WALL | NG | 4703 | 5190662 | 6.607 | 0.0025457 | EPA/CAMD | EPA/NEI | 1967
2019 | AZ | Kyrene Generating Station | 147 | K-7 | CT | OP | CC | NG | 6870 | 10173080 | 39.269 | 0.0077202 | EPA/CAMD | EPA/NEI | 2002
2019 | AZ | Mesquite Generating Station | 55481 | 1 | CT | OP | CC | NG | 7078 | 11455000 | 11.4551 | 0.002 | EPA/CAMD | EPA/NEI | 2003
2019 | AZ | Mesquite Generating Station | 55481 | 2 | CT | OP | CC | NG | 7169 | 10976140 | 14.4016 | 0.0026242 | EPA/CAMD | EPA/NEI | 2003
2019 | AZ | Mesquite Generating Station | 55481 | 5 | CT | OP | CC | NG | 7478 | 12160270 | 14.7277 | 0.0024223 | EPA/CAMD | EPA/NEI | 2003
2019 | AZ | Mesquite Generating Station | 55481 | 6 | CT | OP | CC | NG | 7472 | 11881600 | 11.716 | 0.0019721 | EPA/CAMD | EPA/NEI | 2003
2019 | AZ | Navajo Generating Station | 4941 | 1 | ST | OP | TANGENTIAL | BIT | 6512 | 38161560 | 625.8495 | 0.0328 | EPA/CAMD | EPA/NEI | 1974
2019 | AZ | Navajo Generating Station | 4941 | 2 | ST | OP | TANGENTIAL | BIT | 6448 | 40142130 | 658.3309 | 0.0328 | EPA/CAMD | EPA/NEI | 1975
2019 | AZ | Navajo Generating Station | 4941 | 3 | ST | OP | TANGENTIAL | BIT | 5746 | 37841660 | 620.6032 | 0.0328 | EPA/CAMD | EPA/NEI | 1976
2019 | AZ | New Harquahala Generating Company, LLC | 55372 | CTG1 | CT | OP | CC | NG | 0 |  |  | 0.0057564 |  |  | 2003
2019 | AZ | New Harquahala Generating Company, LLC | 55372 | CTG2 | CT | OP | CC | NG | 0 |  |  | 0.0057564 |  |  | 2003
2019 | AZ | New Harquahala Generating Company, LLC | 55372 | CTG3 | CT | OP | CC | NG | 0 |  |  | 0.0057564 |  |  | 2003
2019 | AZ | Ocotillo Power Plant | 116 | 1 | ST | OP | TANGENTIAL | NG | 19 | 3339.694 | 0.010553 | 0.0063195 | EPA/CAMD | EPA/NEI | 1960
2019 | AZ | Ocotillo Power Plant | 116 | 2 | ST | OP | TANGENTIAL | NG | 69 | 76070.46 | 0.19461 | 0.0051165 | EPA/CAMD | EPA/NEI | 1960
2019 | AZ | Ocotillo Power Plant | 116 | GT3 | GT | OP | CT | NG | 2249 | 1382049 | 5.4007 | 0.0078154 | EPA/CAMD | NEI avg EF - PM, fuel type, firing type | 2019
2019 | AZ | Ocotillo Power Plant | 116 | GT4 | GT | OP | CT | NG | 2254 | 1450328 | 5.6675 | 0.0078154 | EPA/CAMD | NEI avg EF - PM, fuel type, firing type | 2019
2019 | AZ | Ocotillo Power Plant | 116 | GT5 | GT | OP | CT | NG | 1528 | 940078.6 | 3.6736 | 0.0078154 | EPA/CAMD | NEI avg EF - PM, fuel type, firing type | 2019
2019 | AZ | Ocotillo Power Plant | 116 | GT6 | GT | OP | CT | NG | 1602 | 1004929 | 3.927 | 0.0078154 | EPA/CAMD | NEI avg EF - PM, fuel type, firing type | 2019
2019 | AZ | Ocotillo Power Plant | 116 | GT7 | GT | OP | CT | NG | 970 | 609223.9 | 2.3807 | 0.0078154 | EPA/CAMD | NEI avg EF - PM, fuel type, firing type | 2019
2019 | AZ | Redhawk Generating Facility | 55455 | CC1A | CT | OP | CC | NG | 6541 | 8990853 | 22.4773 | 0.005 | EPA/CAMD | EPA/NEI | 2002
2019 | AZ | Redhawk Generating Facility | 55455 | CC1B | CT | OP | CC | NG | 6226 | 8536097 | 17.0725 | 0.0040001 | EPA/CAMD | EPA/NEI | 2002
2019 | AZ | Redhawk Generating Facility | 55455 | CC2A | CT | OP | CC | NG | 5895 | 8153559 | 20.384 | 0.005 | EPA/CAMD | EPA/NEI | 2002
2019 | AZ | Redhawk Generating Facility | 55455 | CC2B | CT | OP | CC | NG | 5407 | 7590049 | 15.1803 | 0.004 | EPA/CAMD | EPA/NEI | 2002
2019 | AZ | Santan | 8068 | 5A | CT | OP | CC | NG | 6814 | 11331890 | 16.4536 | 0.002904 | EPA/CAMD | EPA/NEI | 2004
2019 | AZ | Santan | 8068 | 5B | CT | OP | CC | NG | 7360 | 12288650 | 9.3815 | 0.0015269 | EPA/CAMD | EPA/NEI | 2004
2019 | AZ | Santan | 8068 | 6A | CT | OP | CC | NG | 7903 | 13603010 | 20.516 | 0.0030164 | EPA/CAMD | EPA/NEI | 2005
2019 | AZ | South Point Energy Center, LLC | 55177 | A | CT | OP | CC | NG | 4616 | 7100006 | 20.4353 | 0.0057564 | EPA/CAMD | NEI avg EF - PM, fuel type, firing type | 2001
2019 | AZ | South Point Energy Center, LLC | 55177 | B | CT | OP | CC | NG | 4745 | 7328426 | 21.0928 | 0.0057564 | EPA/CAMD | NEI avg EF - PM, fuel type, firing type | 2001
2019 | AZ | Springerville Generating Station | 8223 | 1 | ST | OP | TANGENTIAL | SUB | 7995 | 25275440 | 255.5312 | 0.02022 | EPA/CAMD | EPA/NEI | 1985
2019 | AZ | Springerville Generating Station | 8223 | 2 | ST | OP | TANGENTIAL | SUB | 7857 | 23417570 | 238.0578 | 0.020332 | EPA/CAMD | EPA/NEI | 1990
2019 | AZ | Springerville Generating Station | 8223 | 4 | ST | OP | WALL | SUB | 7214 | 16594500 | 40.4911 | 0.0048801 | EPA/CAMD | EPA/NEI | 2009
2019 | AZ | Springerville Generating Station | 8223 | TS3 | ST | OP | WALL | SUB | 6445 | 19911020 | 105.4395 | 0.010591 | EPA/CAMD | EPA/NEI | 2006
2019 | AZ | Sundance Power Plant | 55522 | CT01 | GT | OP | CT | NG | 1254 | 390885.3 | 1.5275 | 0.0078154 | EPA/CAMD | NEI avg EF - PM, fuel type, firing type | 2002
2019 | AZ | Sundance Power Plant | 55522 | CT02 | GT | OP | CT | NG | 1117 | 341090.9 | 1.3329 | 0.0078154 | EPA/CAMD | NEI avg EF - PM, fuel type, firing type | 2002
2019 | AZ | Sundance Power Plant | 55522 | CT03 | GT | OP | CT | NG | 1179 | 367282.9 | 1.4352 | 0.0078154 | EPA/CAMD | NEI avg EF - PM, fuel type, firing type | 2002
2019 | AZ | Sundance Power Plant | 55522 | CT04 | GT | OP | CT | NG | 1351 | 406233.8 | 1.5874 | 0.0078154 | EPA/CAMD | NEI avg EF - PM, fuel type, firing type | 2002
2019 | AZ | Sundance Power Plant | 55522 | CT05 | GT | OP | CT | NG | 1136 | 348519.5 | 1.3619 | 0.0078154 | EPA/CAMD | NEI avg EF - PM, fuel type, firing type | 2002
2019 | AZ | Sundance Power Plant | 55522 | CT06 | GT | OP | CT | NG | 1272 | 390201.7 | 1.5248 | 0.0078154 | EPA/CAMD | NEI avg EF - PM, fuel type, firing type | 2002
2019 | AZ | Sundance Power Plant | 55522 | CT07 | GT | OP | CT | NG | 914 | 287727.8 | 1.1244 | 0.0078154 | EPA/CAMD | NEI avg EF - PM, fuel type, firing type | 2002
2019 | AZ | Sundance Power Plant | 55522 | CT08 | GT | OP | CT | NG | 1185 | 334689 | 1.3079 | 0.0078154 | EPA/CAMD | NEI avg EF - PM, fuel type, firing type | 2002
2019 | AZ | Sundance Power Plant | 55522 | CT09 | GT | OP | CT | NG | 854 | 258732.1 | 1.0111 | 0.0078154 | EPA/CAMD | NEI avg EF - PM, fuel type, firing type | 2002
2019 | AZ | Sundance Power Plant | 55522 | CT10 | GT | OP | CT | NG | 960 | 294394.8 | 1.1504 | 0.0078154 | EPA/CAMD | NEI avg EF - PM, fuel type, firing type | 2002
2019 | AZ | Yucca Power Plant | 120 | 1 | ST | OP | TANGENTIAL | NG | 7636 | 3267183 | 12.1719 | 0.007451 | EPA/CAMD | EPA/NEI | 1959
2019 | AZ | Yucca Power Plant | 120 | CT5 | GT | OP | CT | NG | 1898 | 574704.8 | 1.7534 | 0.0061019 | EPA/CAMD | EPA/NEI | 2008
2019 | AZ | Yucca Power Plant | 120 | CT6 | GT | OP | CT | NG | 1915 | 588976.5 | 0.88343 | 0.0029999 | EPA/CAMD | EPA/NEI | 2008
2019 | AZ | Yuma Cogeneration Associates | 54694 | 4101 | CT | OP | CC | NG | 1615 | 575870.5 | 1.9004 | 0.0066 | EPA/CAMD | EPA/NEI | 1994
2019 | CA | 1420 Coil Av #C | 57310 | 1 | PV | OP | NA | SUN |  | 15859 |  | 0 | EIA Prime Mover-level Data | Estimated using an emission factor
2019 | CA | 2081 Terzian Solar Project | 58918 | 2081 | PV | OP | NA | SUN |  | 13668 |  | 0 | EIA Prime Mover-level Data | Estimated using an emission factor
2019 | CA | 2097 Helton Solar Project | 58920 | 2097 | PV | OP | NA | SUN |  | 23648 |  | 0 | EIA Prime Mover-level Data | Estimated using an emission factor
2019 | CA | 2127 Harris Solar Project | 58919 | 2127 | PV | OP | NA | SUN |  | 21459 |  | 0 | EIA Prime Mover-level Data | Estimated using an emission factor
2019 | CA | 2555 E Olympic Bl | 57871 | 1 | PV | OP | NA | SUN |  | 11148 |  | 0 | EIA Prime Mover-level Data | Estimated using an emission factor
2019 | CA | 85 A | 52162 | WGNS | WT | OP | NA | WND |  | 108574 |  | 0 | EIA Prime Mover-level Data | Estimated using an emission factor
2019 | CA | 85 B | 52163 | WTGN | WT | OP | NA | WND |  | 144078 |  | 0 | EIA Prime Mover-level Data | Estimated using an emission factor
2019 | CA | A G Wishon | 293 | 1 | HY | OP | NA | WAT |  | 117655.3 |  | 1.5381e-07 | EIA Prime Mover-level Data | NEI avg EF - PM, fuel type, firing type
2019 | CA | A G Wishon | 293 | 2 | HY | OP | NA | WAT |  | 117655.3 |  | 1.5381e-07 | EIA Prime Mover-level Data | NEI avg EF - PM, fuel type, firing type
2019 | CA | A G Wishon | 293 | 3 | HY | OP | NA | WAT |  | 117655.3 |  | 1.5381e-07 | EIA Prime Mover-level Data | NEI avg EF - PM, fuel type, firing type
2019 | CA | A G Wishon | 293 | 4 | HY | OP | NA | WAT |  | 117655.3 |  | 1.5381e-07 | EIA Prime Mover-level Data | NEI avg EF - PM, fuel type, firing type
2019 | CA | ABEC #2 dba West-Star Dairy | 61501 | GEN1 | IC | OP | NA | OBG |  | 100520 | 0.73882 | 0.0147 | EIA Prime Mover-level Data | Estimated using an emission factor
2019 | CA | ABEC #3 dba Lakeview Dairy | 61502 | GEN1 | IC | OP | NA | OBG |  | 81374 | 0.5981 | 0.0147 | EIA Prime Mover-level Data | Estimated using an emission factor
2019 | CA | ABEC #4 dba CE&S Dairy | 61503 | GEN1 | IC | OP | NA | OBG |  | 98932 | 0.72715 | 0.0147 | EIA Prime Mover-level Data | Estimated using an emission factor
2019 | CA | ABEC Bidart-Old River LLC | 58699 | GEN 1 | IC | OP | NA | OBG |  | 85845 | 0.63096 | 0.0147 | EIA Prime Mover-level Data | Estimated using an emission factor
2019 | CA | ABEC Bidart-Old River LLC | 58699 | GEN 2 | IC | OP | NA | OBG |  | 85845 | 0.63096 | 0.0147 | EIA Prime Mover-level Data | Estimated using an emission factor
2019 | CA | Acorn I Energy Storage LLC | 62874 | ACOR1 | BA | T | NA | MWH
2019 | CA | Adelanto Solar II, LLC | 59440 | SAS | PV | OP | NA | SUN |  | 162792 |  | 0 | EIA Prime Mover-level Data | Estimated using an emission factor
2019 | CA | Adelanto Solar Project | 57305 | 1 | PV | OP | NA | SUN |  | 113535 |  | 0 | EIA Prime Mover-level Data | Estimated using an emission factor
2019 | CA | Adelanto Solar, LLC | 59441 | SAS | PV | OP | NA | SUN |  | 534444 |  | 0 | EIA Prime Mover-level Data | Estimated using an emission factor
2019 | CA | Adera Solar | 60027 | ADERA | PV | OP | NA | SUN |  | 376960 |  | 0 | EIA Prime Mover-level Data | Estimated using an emission factor
2019 | CA | Adobe San Jose | 57811 | ADB00 | FC | OP | NA | NG |  | 49758.67 | 0 | 0 | EIA Prime Mover-level Data | Estimated using an emission factor
2019 | CA | Adobe San Jose | 57811 | ADB01 | FC | OP | NA | NG |  | 24879.33 | 0 | 0 | EIA Prime Mover-level Data | Estimated using an emission factor
2019 | CA | Adobe Solar | 57651 | FRV3 | PV | OP | NA | SUN |  | 425281 |  | 0 | EIA Prime Mover-level Data | Estimated using an emission factor
2019 | CA | Aera San Ardo Cogen Facility | 55184 | UN-A | GT | OP | NA | NG |  | 334961.1 | 0.91836 | 0.0054834 | EIA Prime Mover-level Data | NEI avg EF - PM, fuel type, firing type
2019 | CA | Aera San Ardo Cogen Facility | 55184 | UN-B | GT | OP | NA | NG |  | 357291.9 | 0.97959 | 0.0054834 | EIA Prime Mover-level Data | NEI avg EF - PM, fuel type, firing type
2019 | CA | Aera South Belridge Cogen Facility | 55185 | GENA | GT | RE | NA | NG
2019 | CA | Aera South Belridge Cogen Facility | 55185 | GENB | GT | RE | NA | NG
2019 | CA | Aera South Belridge Cogen Facility | 55185 | GENC | GT | RE | NA | NG
2019 | CA | Aerojet I | 57697 | 1 | PV | OP | NA | SUN |  | 52737 |  | 0 | EIA Prime Mover-level Data | Estimated using an emission factor
2019 | CA | Aerojet II | 57698 | 1 | PV | OP | NA | SUN |  | 35563 |  | 0 | EIA Prime Mover-level Data | Estimated using an emission factor
2019 | CA | Aerolease | 61718 | APLEX | PV | OP | NA | SUN |  | 16952 |  | 0 | EIA Prime Mover-level Data | Estimated using an emission factor
2019 | CA | AES Alamitos Energy Center | 62115 | 1A | CT | U | NA | NG
2019 | CA | AES Alamitos Energy Center | 62115 | 1B | CT | U | NA | NG
2019 | CA | AES Alamitos Energy Center | 62115 | 1S | CA | U | NA | NG
2019 | CA | AES ES ALAMITOS, LLC | 61204 | ALMTS | BA | L | NA | MWH
2019 | CA | AES Huntington Beach Energy Project | 62116 | 1A | CT | U | NA | NG
2019 | CA | AES Huntington Beach Energy Project | 62116 | 1B | CT | U | NA | NG
2019 | CA | AES Huntington Beach Energy Project | 62116 | 1S | CA | U | NA | NG
2019 | CA | Agnews Power Plant | 50748 | GEN1 | CT |  | NA |  |  | 57504.02 |  |  | EIA Unit-level Data
2019 | CA | Agnews Power Plant | 50748 | GEN2 | CA | OP | NA | NG |  | 0 | 0 | 0.0017814 | EIA Prime Mover-level Data | NEI avg EF - PM, fuel type, firing type
2019 | CA | AGT000 Stevens Creek Fuel Cell | 63699 | AGT0A | FC | OP | NA | NG |  | 65911.63 | 0 | 0 | EIA Prime Mover-level Data | Estimated using an emission factor
2019 | CA | AGT000 Stevens Creek Fuel Cell | 63699 | AGT0B | FC | OP | NA | NG |  | 54926.36 | 0 | 0 | EIA Prime Mover-level Data | Estimated using an emission factor
2019 | CA | Aidlin Geothermal Power Plant | 52158 | GEN1 | ST | OP | NA | GEO |  | 472619.5 |  | 0 | EIA Prime Mover-level Data | Estimated using an emission factor
2019 | CA | Aidlin Geothermal Power Plant | 52158 | GEN2 | ST | OP | NA | GEO |  | 472619.5 |  | 0 | EIA Prime Mover-level Data | Estimated using an emission factor
2019 | CA | Alameda | 7450 | 1 | GT | OP | NA | NG |  | 60816.5 | 0.16674 | 0.0054834 | EIA Prime Mover-level Data | NEI avg EF - PM, fuel type, firing type
2019 | CA | Alameda | 7450 | 2 | GT | OP | NA | NG |  | 60816.5 | 0.16674 | 0.0054834 | EIA Prime Mover-level Data | NEI avg EF - PM, fuel type, firing type
2019 | CA | Alamo | 905 | 1 | HY | OP | NA | WAT |  | 561041 |  | 1.5381e-07 | EIA Prime Mover-level Data | NEI avg EF - PM, fuel type, firing type
2019 | CA | Alamo Solar | 59469 | ALAMO | PV | OP | NA | SUN |  | 372365 |  | 0 | EIA Prime Mover-level Data | Estimated using an emission factor
2019 | CA | Algonquin SKIC 10 Solar, LLC | 60242 | SKI10 | PV | OP | NA | SUN |  | 185380 |  | 0 | EIA Prime Mover-level Data | Estimated using an emission factor
2019 | CA | Algonquin SKIC20 Solar LLC | 59412 | SKI20 | PV | OP | NA | SUN |  | 427044 |  | 0 | EIA Prime Mover-level Data | Estimated using an emission factor
2019 | CA | Allergan | 63609 | ALRGN | BA | OP | NA | MWH
2019 | CA | Almond | 62546 | ALMND | PV | T | NA | SUN
2019 | CA | Alpaugh 50 | 58003 | SPS50 | PV | OP | NA | SUN |  | 966849 |  | 0 | EIA Prime Mover-level Data | Estimated using an emission factor
2019 | CA | Alpaugh North | 58002 | SPS | PV | OP | NA | SUN |  | 404617 |  | 0 | EIA Prime Mover-level Data | Estimated using an emission factor
2019 | CA | Alpine Solar | 57295 | 1 | PV | OP | NA | SUN |  | 1379578 |  | 0 | EIA Prime Mover-level Data | Estimated using an emission factor
2019 | CA | Alpine Solar | 57295 | 2 | PV | IP | NA | SUN
2019 | CA | Alta Mesa Project Phase IV | 55352 | GEN1 | WT | IP | NA | WND
2019 | CA | Alta Powerhouse | 214 | 1 | HY | OP | NA | WAT |  | 30281 |  | 1.5381e-07 | EIA Prime Mover-level Data | NEI avg EF - PM, fuel type, firing type
2019 | CA | Alta Powerhouse | 214 | 2 | HY | RE | NA | WAT
2019 | CA | Alta Wind Energy Center I | 57282 | AW01 | WT | OP | NA | WND |  | 3259032 |  | 0 | EIA Prime Mover-level Data | Estimated using an emission factor
2019 | CA | Alta Wind Energy Center II | 57291 | AW02 | WT | OP | NA | WND |  | 3265274 |  | 0 | EIA Prime Mover-level Data | Estimated using an emission factor
2019 | CA | Alta Wind Energy Center III | 57292 | AW03 | WT | OP | NA | WND |  | 2326215 |  | 0 | EIA Prime Mover-level Data | Estimated using an emission factor
2019 | CA | Alta Wind Energy Center IV | 57293 | AW04 | WT | OP | NA | WND |  | 1338261 |  | 0 | EIA Prime Mover-level Data | Estimated using an emission factor
2019 | CA | Alta Wind Energy Center V | 57294 | AW05 | WT | OP | NA | WND |  | 2777121 |  | 0 | EIA Prime Mover-level Data | Estimated using an emission factor
2019 | CA | Alta Wind VIII | 57835 | AW08 | WT | OP | NA | WND |  | 2111289 |  | 0 | EIA Prime Mover-level Data | Estimated using an emission factor
2019 | CA | Alta Wind X | 58394 | AW10 | WT | OP | NA | WND |  | 3264570 |  | 0 | EIA Prime Mover-level Data | Estimated using an emission factor
2019 | CA | Alta Wind XI | 58395 | AW11 | WT | OP | NA | WND |  | 2196493 |  | 0 | EIA Prime Mover-level Data | Estimated using an emission factor
2019 | CA | AltaGas Ripon Energy Inc. | 50299 | GEN1 | GT | OP | NA | NG |  | 55784 | 0.15294 | 0.0054834 | EIA Prime Mover-level Data | NEI avg EF - PM, fuel type, firing type
2019 | CA | Altamont Gas Recovery | 50571 | GEN1 | GT | OP | NA | LFG |  | 363361 | 3.9243 | 0.0216 | EIA Prime Mover-level Data | Estimated using an emission factor
2019 | CA | Altamont Gas Recovery | 50571 | GEN2 | GT | OP | NA | LFG |  | 363361 | 3.9243 | 0.0216 | EIA Prime Mover-level Data | Estimated using an emission factor
2019 | CA | Altamont Gas Recovery | 50571 | GEN3 | IC | RE | NA | LFG
2019 | CA | Altamont Gas Recovery | 50571 | GEN4 | IC | RE | NA | LFG
2019 | CA | Altamont Midway Ltd | 50001 | WTGS | WT | RE | NA | WND
2019 | CA | Altech III | 50485 | GEN1 | WT | OP | NA | WND |  | 38350.21 |  | 0 | EIA Prime Mover-level Data | Estimated using an emission factor
2019 | CA | Altech III | 50485 | GEN2 | WT | OP | NA | WND |  | 6008.789 |  | 0 | EIA Prime Mover-level Data | Estimated using an emission factor
2019 | CA | Alticor Inc - Solar Project | 63303 | AISP | PV | OP | NA | SUN |  | 15903 |  | 0 | EIA Prime Mover-level Data | Estimated using an emission factor
2019 | CA | Alvarado Hydro Facility | 54242 | AHF | HY | RE | NA | WAT
2019 | CA | Amazon - Moreno Valley | 63740 | ONT6 | PV | P | NA | SUN
2019 | CA | Amazon - Patterson PV | 61377 | PATT1 | PV | OP | NA | SUN |  | 46744 |  | 0 | EIA Prime Mover-level Data | Estimated using an emission factor
2019 | CA | Amazon San Bernardino | 59800 | AMZ00 | FC | OP | NA | NG |  | 55981 | 0 | 0 | EIA Prime Mover-level Data | Estimated using an emission factor
2019 | CA | Amedee Geothermal Venture I | 50964 | IND | ST | OP | NA | GEO
2019 | CA | Amedee Geothermal Venture I | 50964 | SYN | ST | OP | NA | GEO
2019 | CA | Ameresco Butte County | 57771 | 1 | IC | OP | NA | LFG |  | 32918 | 0.24195 | 0.0147 | EIA Prime Mover-level Data | Estimated using an emission factor
2019 | CA | Ameresco Chiquita Canyon | 56898 | 1 | GT | OP | NA | LFG |  | 304832 | 3.2922 | 0.0216 | EIA Prime Mover-level Data | Estimated using an emission factor
2019 | CA | Ameresco Chiquita Canyon | 56898 | 2 | GT | OP | NA | LFG |  | 304832 | 3.2922 | 0.0216 | EIA Prime Mover-level Data | Estimated using an emission factor
2019 | CA | Ameresco Forward | 58437 | ENG1 | IC | OP | NA | LFG |  | 158284 | 1.1634 | 0.0147 | EIA Prime Mover-level Data | Estimated using an emission factor
2019 | CA | Ameresco Forward | 58437 | ENG2 | IC | OP | NA | LFG |  | 158284 | 1.1634 | 0.0147 | EIA Prime Mover-level Data | Estimated using an emission factor
2019 | CA | Ameresco Johnson Canyon | 58397 | ENG1 | IC | OP | NA | LFG |  | 111491 | 0.81946 | 0.0147 | EIA Prime Mover-level Data | Estimated using an emission factor
2019 | CA | Ameresco Keller Canyon | 56897 | 1 | IC | OP | NA | LFG |  | 152689.5 | 1.1223 | 0.0147 | EIA Prime Mover-level Data | Estimated using an emission factor
2019 | CA | Ameresco Keller Canyon | 56897 | 2 | IC | OP | NA | LFG |  | 152689.5 | 1.1223 | 0.0147 | EIA Prime Mover-level Data | Estimated using an emission factor
2019 | CA | Ameresco Ox Mountain | 56895 | 1 | IC | OP | NA | LFG |  | 148273 | 1.0898 | 0.0147 | EIA Prime Mover-level Data | Estimated using an emission factor
2019 | CA | Ameresco Ox Mountain | 56895 | 2 | IC | OP | NA | LFG |  | 148273 | 1.0898 | 0.0147 | EIA Prime Mover-level Data | Estimated using an emission factor
2019 | CA | Ameresco Ox Mountain | 56895 | 3 | IC | OP | NA | LFG |  | 148273 | 1.0898 | 0.0147 | EIA Prime Mover-level Data | Estimated using an emission factor
2019 | CA | Ameresco Ox Mountain | 56895 | 4 | IC | OP | NA | LFG |  | 148273 | 1.0898 | 0.0147 | EIA Prime Mover-level Data | Estimated using an emission factor
2019 | CA | Ameresco Ox Mountain | 56895 | 5 | IC | OP | NA | LFG |  | 148273 | 1.0898 | 0.0147 | EIA Prime Mover-level Data | Estimated using an emission factor
2019 | CA | Ameresco Ox Mountain | 56895 | 6 | IC | OP | NA | LFG |  | 148273 | 1.0898 | 0.0147 | EIA Prime Mover-level Data | Estimated using an emission factor
2019 | CA | Ameresco San Joaquin | 58436 | ENG1 | IC | OP | NA | LFG |  | 152348.5 | 1.1198 | 0.0147 | EIA Prime Mover-level Data | Estimated using an emission factor
2019 | CA | Ameresco San Joaquin | 58436 | ENG2 | IC | OP | NA | LFG |  | 152348.5 | 1.1198 | 0.0147 | EIA Prime Mover-level Data | Estimated using an emission factor
2019 | CA | Ameresco Santa Cruz Energy | 56428 | Unit1 | IC | OP | NA | LFG |  | 76140.34 | 0.55963 | 0.0147 | EIA Prime Mover-level Data | Estimated using an emission factor
2019 | CA | Ameresco Santa Cruz Energy | 56428 | Unit2 | IC | OP | NA | LFG |  | 76140.34 | 0.55963 | 0.0147 | EIA Prime Mover-level Data | Estimated using an emission factor
2019 | CA | Ameresco Santa Cruz Energy | 56428 | Unit3 | IC | OP | NA | LFG |  | 76140.34 | 0.55963 | 0.0147 | EIA Prime Mover-level Data | Estimated using an emission factor
2019 | CA | Ameresco Vasco Road | 58435 | ENG1 | IC | OP | NA | LFG |  | 164199.5 | 1.2069 | 0.0147 | EIA Prime Mover-level Data | Estimated using an emission factor
2019 | CA | Ameresco Vasco Road | 58435 | ENG2 | IC | OP | NA | LFG |  | 164199.5 | 1.2069 | 0.0147 | EIA Prime Mover-level Data | Estimated using an emission factor
2019 | CA | American Canyon Solar | 62687 | RPNPA | PV | OP | NA | SUN |  | 4514.333 |  | 0 | EIA Prime Mover-level Data | Estimated using an emission factor
2019 | CA | American Canyon Solar | 62687 | RPNPB | PV | OP | NA | SUN |  | 4514.333 |  | 0 | EIA Prime Mover-level Data | Estimated using an emission factor
2019 | CA | American Canyon Solar | 62687 | RPNPC | PV | OP | NA | SUN |  | 4514.333 |  | 0 | EIA Prime Mover-level Data | Estimated using an emission factor
2019 | CA | American Kings Solar, LLC | 60777 | GEN01 | PV | T | NA | SUN
2019 | CA | Ampersand Chowchilla Biomass LLC | 56706 | SD200 | ST | OP | NA | WDS |  | 1422138 | 16.2211 | 0.022812 | EIA Unit-level Data | NEI avg EF - PM, fuel type
2019 | CA | Anaheim Solar Energy Plant | 59416 | PV1 | PV | OP | NA | SUN |  | 28394 |  | 0 | EIA Prime Mover-level Data | Estimated using an emission factor
2019 | CA | Angels | 215 | 1 | HY | OP | NA | WAT |  | 56870 |  | 1.5381e-07 | EIA Prime Mover-level Data | NEI avg EF - PM, fuel type, firing type
2019 | CA | Anheuser-Busch #2 | 59331 | ANB2 | WT | OP | NA | WND |  | 32678 |  | 0 | EIA Prime Mover-level Data | Estimated using an emission factor
2019 | CA | Antelope Big Sky Ranch | 60279 | ABSR | PV | OP | NA | SUN |  | 491303 |  | 0 | EIA Prime Mover-level Data | Estimated using an emission factor
2019 | CA | Antelope DSR 1 | 60186 | DSR1 | PV | OP | NA | SUN |  | 1140422 |  | 0 | EIA Prime Mover-level Data | Estimated using an emission factor
2019 | CA | Antelope DSR 2 | 60187 | DSR2 | PV | OP | NA | SUN |  | 98941 |  | 0 | EIA Prime Mover-level Data | Estimated using an emission factor
2019 | CA | Antelope DSR 3 | 61265 | ADSR3 | PV | OP | NA | SUN |  | 82870 |  | 0 | EIA Prime Mover-level Data | Estimated using an emission factor
2019 | CA | Antelope Expansion 1B | 62320 | ANE1B | PV | P | NA | SUN
2019 | CA | Antelope Expansion 2 | 61264 | ANTX2 | PV | OP | NA | SUN |  | 2070732 |  | 0 | EIA Prime Mover-level Data | Estimated using an emission factor
2019 | CA | Antelope Expansion 3A | 62673 | ANX3A | PV | P | NA | SUN
2019 | CA | Antelope Expansion 3B | 62674 | ANX3B | PV | P | NA | SUN
2019 | CA | AP North Lake I, LP | 59610 | APNLI | PV | OP | NA | SUN |  | 379204 |  | 0 | EIA Prime Mover-level Data | Estimated using an emission factor
2019 | CA | APP Prune A-D | 62577 | AP11A | FC | OP | NA | NG |  | 62280.75 | 0 | 0 | EIA Prime Mover-level Data | Estimated using an emission factor
2019 | CA | APP Prune A-D | 62577 | AP11B | FC | OP | NA | NG |  | 62280.75 | 0 | 0 | EIA Prime Mover-level Data | Estimated using an emission factor
2019 | CA | APP Prune A-D | 62577 | AP11C | FC | OP | NA | NG |  | 62280.75 | 0 | 0 | EIA Prime Mover-level Data | Estimated using an emission factor
2019 | CA | APP Prune A-D | 62577 | AP11D | FC | OP | NA | NG |  | 62280.75 | 0 | 0 | EIA Prime Mover-level Data | Estimated using an emission factor
2019 | CA | Apple Campus 2 Fuel Cell | 59557 | AC2FC | FC | OP | NA | LFG |  | 216401 | 0 | 0 | EIA Prime Mover-level Data | Estimated using an emission factor
2019 | CA | Apple Campus 2 PV | 59473 | AC2PV | PV | OP | NA | SUN |  | 136045 |  | 0 | EIA Prime Mover-level Data | Estimated using an emission factor
2019 | CA | Aquamarine | 62547 | AQUAM | PV | L | NA | SUN
2019 | CA | Aratina Solar Center 1 Hybrid | 61167 | 91MC8 | PV | P | NA | SUN
2019 | CA | Aratina Solar Center 1 Hybrid | 61167 | BESS | BA | P | NA | MWH
2019 | CA | Argus Cogen Plant | 10684 | BLR22 | ST | SB | NA | NG |  | 316373 | 1.2738 | 0.0080524 | EIA Unit-level Data | NEI avg EF - PM, fuel type
2019 | CA | Argus Cogen Plant | 10684 | BLR25 | ST | OP | NA | RC |  | 6159113 | 53.3991 | 0.01734 | EIA Unit-level Data | NEI avg EF - PM, fuel type
2019 | CA | Argus Cogen Plant | 10684 | BLR26 | ST | OP | NA | RC |  | 6256954 | 54.2473 | 0.01734 | EIA Unit-level Data | NEI avg EF - PM, fuel type
2019 | CA | Arrache 4006 | 58445 | 1 | PV | OP | NA | SUN |  | 10907.5 |  | 0 | EIA Prime Mover-level Data | Estimated using an emission factor
2019 | CA | Arrache 4006 | 58445 | 2 | PV | OP | NA | SUN |  | 10907.5 |  | 0 | EIA Prime Mover-level Data | Estimated using an emission factor
2019 | CA | Arrache 4013 | 58446 | 1 | PV | OP | NA | SUN |  | 36586 |  | 0 | EIA Prime Mover-level Data | Estimated using an emission factor
2019 | CA | Arrache 8083 | 58447 | 1 | PV | OP | NA | SUN |  | 7762.875 |  | 0 | EIA Prime Mover-level Data | Estimated using an emission factor
2019 | CA | Arrache 8083 | 58447 | 2 | PV | OP | NA | SUN |  | 7762.875 |  | 0 | EIA Prime Mover-level Data | Estimated using an emission factor
2019 | CA | Arrache 8083 | 58447 | 3 | PV | OP | NA | SUN |  | 5175.25 |  | 0 | EIA Prime Mover-level Data | Estimated using an emission factor
2019 | CA | Aspiration G | 59737 | ASPRG | PV | OP | NA | SUN |  | 175036 |  | 0 | EIA Prime Mover-level Data | Estimated using an emission factor
2019 | CA | ASTI | 58889 | ASTI | PV | OP | NA | SUN |  | 11353 |  | 0 | EIA Prime Mover-level Data | Estimated using an emission factor
2019 | CA | AT&T Anaheim | 61154 | AT058 | FC | OP | NA | NG |  | 77612 | 0 | 0 | EIA Prime Mover-level Data | Estimated using an emission factor
2019 | CA | AT&T Holger | 61153 | AT057 | FC | OP | NA | NG |  | 81431 | 0 | 0 | EIA Prime Mover-level Data | Estimated using an emission factor
2019 | CA | Athos Solar Project | 63300 | IPAT1 | PV | T | NA | SUN
2019 | CA | Athos Solar Project | 63300 | IPAT2 | PV | T | NA | SUN
2019 | CA | ATT Kelvin | 62573 | ATT56 | FC | OP | NA | NG |  | 59550 | 0 | 0 | EIA Prime Mover-level Data | Estimated using an emission factor
2019 | CA | ATT North Watney | 63605 | ATT35 | FC | OP | NA | NG |  | 47503 | 0 | 0 | EIA Prime Mover-level Data | Estimated using an emission factor
2019 | CA | ATT Van Nyus | 62574 | ATT93 | FC | OP | NA | NG |  | 61166 | 0 | 0 | EIA Prime Mover-level Data | Estimated using an emission factor
2019 | CA | ATT Ventura Blvd | 63606 | ATT27 | FC | OP | NA | NG |  | 49603 | 0 | 0 | EIA Prime Mover-level Data | Estimated using an emission factor
2019 | CA | Atwell Island | 58366 | 1 | PV | OP | NA | SUN |  | 334729 |  | 0 | EIA Prime Mover-level Data | Estimated using an emission factor
2019 | CA | Atwell Island West Solar | 59414 | AWCA | PV | OP | NA | SUN |  | 473950 |  | 0 | EIA Prime Mover-level Data | Estimated using an emission factor
2019 | CA | AV Solar Ranch One | 57378 | AVSR | PV | OP | NA | SUN |  | 5125446 |  | 0 | EIA Prime Mover-level Data | Estimated using an emission factor
2019 | CA | Avenal Park | 57359 | 1 | PV | OP | NA | SUN |  | 91943 |  | 0 | EIA Prime Mover-level Data | Estimated using an emission factor
2019 | CA | AVS Lancaster 1 | 60085 | PV1 | PV | OP | NA | SUN |  | 72273 |  | 0 | EIA Prime Mover-level Data | Estimated using an emission factor
2019 | CA | Axium Modesto Solar | 58039 | 1 | PV | OP | NA | SUN |  | 544534 |  | 0 | EIA Prime Mover-level Data | Estimated using an emission factor
2019 | CA | Azusa | 6449 | 1 | HY | OP | NA | WAT |  |  |  | 1.5381e-07
2019 | CA | B Braun Medical | 50200 | GEN1 | GT | OP | NA | NG |  | 238024.8 | 0.65259 | 0.0054834 | EIA Prime Mover-level Data | NEI avg EF - PM, fuel type, firing type
2019 | CA | B Braun Medical | 50200 | GEN2 | GT | OP | NA | NG |  | 280529.2 | 0.76913 | 0.0054834 | EIA Prime Mover-level Data | NEI avg EF - PM, fuel type, firing type
2019 | CA | Baker | 63610 | BAKER | BA | OP | NA | MWH
2019 | CA | Baker Creek Hydroelectric | 59428 | GENE1 | HY | OP | NA | WAT |  | 8394.4 |  | 1.5381e-07 | EIA Prime Mover-level Data | NEI avg EF - PM, fuel type, firing type
2019 | CA | Baker Creek Hydroelectric | 59428 | GENE2 | HY | OP | NA | WAT |  | 599.6 |  | 1.5381e-07 | EIA Prime Mover-level Data | NEI avg EF - PM, fuel type, firing type
2019 | CA | Bakersfield 111 | 59948 | BF111 | PV | OP | NA | SUN |  | 29409 |  | 0 | EIA Prime Mover-level Data | Estimated using an emission factor
2019 | CA | Bakersfield College Solar 01 | 57655 | BC01 | PV | OP | NA | SUN |  |  |  | 0
2019 | CA | Bakersfield Industrial PV 1 | 61118 | BIND1 | PV | OP | NA | SUN |  | 19046 |  | 0 | EIA Prime Mover-level Data | Estimated using an emission factor
2019 | CA | Bakersfield PV 1 | 61117 | BAKE1 | PV | OP | NA | SUN |  | 90233 |  | 0 | EIA Prime Mover-level Data | Estimated using an emission factor
2019 | CA | Balch 1 | 217 | 1 | HY | OP | NA | WAT |  | 1453411 |  | 1.5381e-07 | EIA Prime Mover-level Data | NEI avg EF - PM, fuel type, firing type
2019 | CA | Balch 2 | 218 | 2 | HY | OP | NA | WAT |  | 2587698 |  | 1.5381e-07 | EIA Prime Mover-level Data | NEI avg EF - PM, fuel type, firing type
2019 | CA | Balch 2 | 218 | 3 | HY | OP | NA | WAT |  | 2587698 |  | 1.5381e-07 | EIA Prime Mover-level Data | NEI avg EF - PM, fuel type, firing type
2019 | CA | Bayshore Solar A, LLC | 60481 | BSHRA | PV | OP | NA | SUN |  | 483958 |  | 0 | EIA Prime Mover-level Data | Estimated using an emission factor
2019 | CA | Bayshore Solar B, LLC | 60474 | BSHRB | PV | OP | NA | SUN |  | 478555 |  | 0 | EIA Prime Mover-level Data | Estimated using an emission factor
2019 | CA | Bayshore Solar C, LLC | 60475 | BSHRC | PV | OP | NA | SUN |  | 476746 |  | 0 | EIA Prime Mover-level Data | Estimated using an emission factor
2019 | CA | Beacon BESS 1 | 61431 | BCNB1 | BA | OA | NA | MWH |  | 0 |  |  | EIA Prime Mover-level Data
2019 | CA | Beacon Solar Plant Site 2 | 59309 | BEAC2 | PV | OP | NA | SUN |  | 1093678 |  | 0 | EIA Prime Mover-level Data | Estimated using an emission factor
2019 | CA | Beacon Solar Plant Site 5 | 59308 | BEAC5 | PV | OP | NA | SUN |  | 869263 |  | 0 | EIA Prime Mover-level Data | Estimated using an emission factor
2019 | CA | Bear Canyon Power Plant | 10469 | BVC1 | ST | RE | NA | GEO
2019 | CA | Bear Canyon Power Plant | 10469 | BVC2 | ST | RE | NA | GEO
2019 | CA | Bear Creek | 50156 | GEN1 | HY | OP | NA | WAT |  | 55508 |  | 1.5381e-07 | EIA Prime Mover-level Data | NEI avg EF - PM, fuel type, firing type
2019 | CA | Bear Creek Solar | 58508 | PV3 | PV | OP | NA | SUN |  | 34440 |  | 0 | EIA Prime Mover-level Data | Estimated using an emission factor
2019 | CA | Bear Valley | 457 | HC1 | HY | OP | NA | WAT |  | 15457 |  | 1.5381e-07 | EIA Prime Mover-level Data | NEI avg EF - PM, fuel type, firing type
2019 | CA | Bear Valley | 457 | HC2 | HY | OP | NA | WAT |  | 15457 |  | 1.5381e-07 | EIA Prime Mover-level Data | NEI avg EF - PM, fuel type, firing type
2019 | CA | Bear Valley Power Plant | 56346 | ICE1 | IC | OP | NA | NG |  | 1082.857 | 0.00022848 | 0.000422 | EIA Prime Mover-level Data | Estimated using an emission factor
2019 | CA | Bear Valley Power Plant | 56346 | ICE2 | IC | OP | NA | NG |  | 1082.857 | 0.00022848 | 0.000422 | EIA Prime Mover-level Data | Estimated using an emission factor
2019 | CA | Bear Valley Power Plant | 56346 | ICE3 | IC | OP | NA | NG |  | 1082.857 | 0.00022848 | 0.000422 | EIA Prime Mover-level Data | Estimated using an emission factor
2019 | CA | Bear Valley Power Plant | 56346 | ICE4 | IC | OP | NA | NG |  | 1082.857 | 0.00022848 | 0.000422 | EIA Prime Mover-level Data | Estimated using an emission factor
2019 | CA | Bear Valley Power Plant | 56346 | ICE5 | IC | OP | NA | NG |  | 1082.857 | 0.00022848 | 0.000422 | EIA Prime Mover-level Data | Estimated using an emission factor
2019 | CA | Bear Valley Power Plant | 56346 | ICE6 | IC | OP | NA | NG |  | 1082.857 | 0.00022848 | 0.000422 | EIA Prime Mover-level Data | Estimated using an emission factor
2019 | CA | Bear Valley Power Plant | 56346 | ICE7 | IC | OP | NA | NG |  | 1082.857 | 0.00022848 | 0.000422 | EIA Prime Mover-level Data | Estimated using an emission factor
2019 | CA | Beardsley | 414 | 1 | HY | OP | NA | WAT |  | 607155 |  | 1.5381e-07 | EIA Prime Mover-level Data | NEI avg EF - PM, fuel type, firing type
2019 | CA | Belden | 219 | 1 | HY | OP | NA | WAT |  | 3825952 |  | 1.5381e-07 | EIA Prime Mover-level Data | NEI avg EF - PM, fuel type, firing type
2019 | CA | Beringer | 58890 | BERI | PV | OP | NA | SUN |  | 11057 |  | 0 | EIA Prime Mover-level Data | Estimated using an emission factor
2019 | CA | Berry Cogen | 50170 | GEN1 | GT | OP | NA | NG |  | 3858039 | 10.5776 | 0.0054834 | EIA Prime Mover-level Data | NEI avg EF - PM, fuel type, firing type
2019 | CA | Berry Cogen Tanne Hills 18 | 50622 | GEN1 | GT | OP | NA | NG |  | 770882 | 2.1135 | 0.0054834 | EIA Prime Mover-level Data | NEI avg EF - PM, fuel type, firing type
2019 | CA | Berry Cogen Tanne Hills 18 | 50622 | GEN2 | GT | OP | NA | NG |  | 770882 | 2.1135 | 0.0054834 | EIA Prime Mover-level Data | NEI avg EF - PM, fuel type, firing type
2019 | CA | Berry NMW Cogens | 62176 | 21Z | GT | OP | NA | NG |  | 296394 | 0.81262 | 0.0054834 | EIA Prime Mover-level Data | NEI avg EF - PM, fuel type, firing type
2019 | CA | Berry NMW Cogens | 62176 | PF | GT | OP | NA | NG |  | 296394 | 0.81262 | 0.0054834 | EIA Prime Mover-level Data | NEI avg EF - PM, fuel type, firing type
2019 | CA | Berry Placerita Cogen | 52096 | GEN1 | GT | OP | NA | NG |  | 1675996 | 4.5951 | 0.0054834 | EIA Prime Mover-level Data | NEI avg EF - PM, fuel type, firing type
2019 | CA | Berry Placerita Cogen | 52096 | GEN2 | GT | OP | NA | NG |  | 1675996 | 4.5951 | 0.0054834 | EIA Prime Mover-level Data | NEI avg EF - PM, fuel type, firing type
2019 | CA | Bidwell Ditch Project | 10880 | GEN1 | HY | OP | NA | WAT |  | 67519 |  | 1.5381e-07 | EIA Prime Mover-level Data | NEI avg EF - PM, fuel type, firing type
2019 | CA | Big Creek 1 | 317 | 1 | HY | OP | NA | WAT |  | 688550.6 |  | 1.5381e-07 | EIA Prime Mover-level Data | NEI avg EF - PM, fuel type, firing type
2019 | CA | Big Creek 1 | 317 | 2 | HY | OP | NA | WAT |  | 549449.4 |  | 1.5381e-07 | EIA Prime Mover-level Data | NEI avg EF - PM, fuel type, firing type
2019 | CA | Big Creek 1 | 317 | 3 | HY | OP | NA | WAT |  | 751146.1 |  | 1.5381e-07 | EIA Prime Mover-level Data | NEI avg EF - PM, fuel type, firing type
2019 | CA | Big Creek 1 | 317 | 4 | HY | OP | NA | WAT |  | 1084989 |  | 1.5381e-07 | EIA Prime Mover-level Data | NEI avg EF - PM, fuel type, firing type
2019 | CA | Big Creek 2 | 318 | 3 | HY | OP | NA | WAT |  | 696946.1 |  | 1.5381e-07 | EIA Prime Mover-level Data | NEI avg EF - PM, fuel type, firing type
2019 | CA | Big Creek 2 | 318 | 4 | HY | OP | NA | WAT |  | 696946.1 |  | 1.5381e-07 | EIA Prime Mover-level Data | NEI avg EF - PM, fuel type, firing type
2019 | CA | Big Creek 2 | 318 | 5 | HY | OP | NA | WAT |  | 771933.9 |  | 1.5381e-07 | EIA Prime Mover-level Data | NEI avg EF - PM, fuel type, firing type
2019 | CA | Big Creek 2 | 318 | 6 | HY | OP | NA | WAT |  | 771933.9 |  | 1.5381e-07 | EIA Prime Mover-level Data | NEI avg EF - PM, fuel type, firing type
2019 | CA | Big Creek 2A | 322 | 1 | HY | OP | NA | WAT |  | 2251238 |  | 1.5381e-07 | EIA Prime Mover-level Data | NEI avg EF - PM, fuel type, firing type
2019 | CA | Big Creek 2A | 322 | 2 | HY | OP | NA | WAT |  | 2251238 |  | 1.5381e-07 | EIA Prime Mover-level Data | NEI avg EF - PM, fuel type, firing type
2019 | CA | Big Creek 3 | 319 | 1 | HY | OP | NA | WAT |  | 1490746 |  | 1.5381e-07 | EIA Prime Mover-level Data | NEI avg EF - PM, fuel type, firing type
2019 | CA | Big Creek 3 | 319 | 2 | HY | OP | NA | WAT |  | 1490746 |  | 1.5381e-07 | EIA Prime Mover-level Data | NEI avg EF - PM, fuel type, firing type
2019 | CA | Big Creek 3 | 319 | 3 | HY | OP | NA | WAT |  | 1490746 |  | 1.5381e-07 | EIA Prime Mover-level Data | NEI avg EF - PM, fuel type, firing type
2019 | CA | Big Creek 3 | 319 | 4 | HY | OP | NA | WAT |  | 1578437 |  | 1.5381e-07 | EIA Prime Mover-level Data | NEI avg EF - PM, fuel type, firing type
2019 | CA | Big Creek 3 | 319 | 5 | HY | OP | NA | WAT |  | 1600360 |  | 1.5381e-07 | EIA Prime Mover-level Data | NEI avg EF - PM, fuel type, firing type
2019 | CA | Big Creek 4 | 320 | 1 | HY | OP | NA | WAT |  | 2286285 |  | 1.5381e-07 | EIA Prime Mover-level Data | NEI avg EF - PM, fuel type, firing type
2019 | CA | Big Creek 4 | 320 | 2 | HY | OP | NA | WAT |  | 2286285 |  | 1.5381e-07 | EIA Prime Mover-level Data | NEI avg EF - PM, fuel type, firing type
2019 | CA | Big Creek 8 | 321 | 1 | HY | OP | NA | WAT |  | 1011288 |  | 1.5381e-07 | EIA Prime Mover-level Data | NEI avg EF - PM, fuel type, firing type
2019 | CA | Big Creek 8 | 321 | 2 | HY | OP | NA | WAT |  | 1516932 |  | 1.5381e-07 | EIA Prime Mover-level Data | NEI avg EF - PM, fuel type, firing type
2019 | CA | Big Creek Water Works | 10282 | BCHY | HY | OP | NA | WAT |  | 71604 |  | 1.5381e-07 | EIA Prime Mover-level Data | NEI avg EF - PM, fuel type, firing type
2019 | CA | Big Pine Creek | 391 | 1 | HY | OP | NA | WAT |  | 1426 |  | 1.5381e-07 | EIA Prime Mover-level Data | NEI avg EF - PM, fuel type, firing type
2019 | CA | Big Valley Power LLC | 10288 | IS27 | ST | OS | NA | WDS |  |  |  | 0.022915
2019 | CA | Biola University Hybrid | 54296 | BATT | BA | OP | NA | MWH
2019 | CA | Biola University Hybrid | 54296 | EG1 | IC | OP | NA | NG |  | 40979.18 | 0.0086466 | 0.000422 | EIA Prime Mover-level Data | Estimated using an emission factor
2019 | CA | Biola University Hybrid | 54296 | EG-1H | IC | T | NA | NG
2019 | CA | Biola University Hybrid | 54296 | EG2 | IC | OP | NA | NG |  | 40979.18 | 0.0086466 | 0.000422 | EIA Prime Mover-level Data | Estimated using an emission factor
2019 | CA | Biola University Hybrid | 54296 | EG-2H | IC | T | NA | NG
2019 | CA | Biola University Hybrid | 54296 | EG3 | IC | OP | NA | NG |  | 68298.63 | 0.014411 | 0.000422 | EIA Prime Mover-level Data | Estimated using an emission factor
2019 | CA | Bio-Rad | 63189 | BIORD | PV | L | NA | SUN
2019 | CA | Bishop Creek 2 | 323 | 1 | HY | OP | NA | WAT |  | 111062.3 |  | 1.5381e-07 | EIA Prime Mover-level Data | NEI avg EF - PM, fuel type, firing type
2019 | CA | Bishop Creek 2 | 323 | 2 | HY | OP | NA | WAT |  | 111062.3 |  | 1.5381e-07 | EIA Prime Mover-level Data | NEI avg EF - PM, fuel type, firing type
2019 | CA | Bishop Creek 2 | 323 | 3 | HY | OP | NA | WAT |  | 102177.3 |  | 1.5381e-07 | EIA Prime Mover-level Data | NEI avg EF - PM, fuel type, firing type
2019 | CA | Bishop Creek 3 | 324 | 1 | HY | OP | NA | WAT |  | 104446.7 |  | 1.5381e-07 | EIA Prime Mover-level Data | NEI avg EF - PM, fuel type, firing type
2019 | CA | Bishop Creek 3 | 324 | 2 | HY | OP | NA | WAT |  | 104446.7 |  | 1.5381e-07 | EIA Prime Mover-level Data | NEI avg EF - PM, fuel type, firing type
2019 | CA | Bishop Creek 3 | 324 | 3 | HY | OP | NA | WAT |  | 104446.7 |  | 1.5381e-07 | EIA Prime Mover-level Data | NEI avg EF - PM, fuel type, firing type
2019 | CA | Bishop Creek 4 | 325 | 1 | HY | OP | NA | WAT |  | 53753.9 |  | 1.5381e-07 | EIA Prime Mover-level Data | NEI avg EF - PM, fuel type, firing type
2019 | CA | Bishop Creek 4 | 325 | 2 | HY | OP | NA | WAT |  | 53753.9 |  | 1.5381e-07 | EIA Prime Mover-level Data | NEI avg EF - PM, fuel type, firing type
2019 | CA | Bishop Creek 4 | 325 | 3 | HY | OP | NA | WAT |  | 107507.8 |  | 1.5381e-07 | EIA Prime Mover-level Data | NEI avg EF - PM, fuel type, firing type
2019 | CA | Bishop Creek 4 | 325 | 4 | HY | OP | NA | WAT |  | 118258.6 |  | 1.5381e-07 | EIA Prime Mover-level Data | NEI avg EF - PM, fuel type, firing type
2019 | CA | Bishop Creek 4 | 325 | 5 | HY | OP | NA | WAT |  | 107507.8 |  | 1.5381e-07 | EIA Prime Mover-level Data | NEI avg EF - PM, fuel type, firing type
2019 | CA | Bishop Creek 5 | 326 | 1 | HY | OP | NA | WAT |  | 68664.45 |  | 1.5381e-07 | EIA Prime Mover-level Data | NEI avg EF - PM, fuel type, firing type
2019 | CA | Bishop Creek 5 | 326 | 2 | HY | OP | NA | WAT |  | 85830.55 |  | 1.5381e-07 | EIA Prime Mover-level Data | NEI avg EF - PM, fuel type, firing type
2019 | CA | Bishop Creek 6 | 327 | 1 | HY | OP | NA | WAT |  | 91837 |  | 1.5381e-07 | EIA Prime Mover-level Data | NEI avg EF - PM, fuel type, firing type
2019 | CA | Black Butte | 7229 | 1 | HY | OP | NA | WAT |  | 160851 |  | 1.5381e-07 | EIA Prime Mover-level Data | NEI avg EF - PM, fuel type, firing type
2019 | CA | Black Rock I | 57477 | G3201 | ST | IP | NA | GEO
2019 | CA | Black Rock II | 57478 | G3202 | ST | IP | NA | GEO
2019 | CA | Black Rock III | 57479 | G303 | ST | IP | NA | GEO
2019 | CA | Blacksand Generating Facility | 56090 | D182 | GT | OP | NA | PRG |  | 221234 | 0.04668 | 0.000422 | EIA Prime Mover-level Data | Estimated using an emission factor
2019 | CA | Blacksand Generating Facility | 56090 | D189 | GT | OP | NA | PRG |  | 204641.5 | 0.043179 | 0.000422 | EIA Prime Mover-level Data | Estimated using an emission factor
2019 | CA | Blacksand Generating Facility | 56090 | D190 | GT | OP | NA | PRG |  | 16592.55 | 0.003501 | 0.000422 | EIA Prime Mover-level Data | Estimated using an emission factor
2019 | CA | Blackwell Solar Park | 59524 | FRBSP | PV | OP | NA | SUN |  | 406219 |  | 0 | EIA Prime Mover-level Data | Estimated using an emission factor
2019 | CA | Blue Lake Power LLC | 10764 | Zurn | ST | OP | NA | WDS |  | 0 | 0 | 0.022812 | EIA Unit-level Data | NEI avg EF - PM, fuel type, firing type
2019 | CA | Blue Shld Of Cal- El Dorado Hlls Mtr B | 62077 | PV1 | PV | OP | NA | SUN |  | 11780 |  | 0 | EIA Prime Mover-level Data | Estimated using an emission factor
2019 | CA | Blythe Solar 110, LLC | 60093 | BLCK1 | PV | OP | NA | SUN |  | 910680.1 |  | 0 | EIA Prime Mover-level Data | Estimated using an emission factor
2019 | CA | Blythe Solar 110, LLC | 60093 | BLCK2 | PV | OP | NA | SUN |  | 854203.8 |  | 0 | EIA Prime Mover-level Data | Estimated using an emission factor
2019 | CA | Blythe Solar 110, LLC | 60093 | BLCK3 | PV | OP | NA | SUN |  | 818906.1 |  | 0 | EIA Prime Mover-level Data | Estimated using an emission factor
2019 | CA | Blythe Solar II, LLC | 60092 | BLCK4 | PV | OP | NA | SUN |  | 613491.4 |  | 0 | EIA Prime Mover-level Data | Estimated using an emission factor
2019 | CA | Blythe Solar II, LLC | 60092 | BLCK5 | PV | OP | NA | SUN |  | 626426.5 |  | 0 | EIA Prime Mover-level Data | Estimated using an emission factor
2019 | CA | Blythe Solar II, LLC | 60092 | BLCK6 | PV | OP | NA | SUN |  | 591317.1 |  | 0 | EIA Prime Mover-level Data | Estimated using an emission factor
2019 | CA | Blythe Solar II, LLC | 60092 | BLCK7 | PV | OP | NA | SUN |  | 593164.9 |  | 0 | EIA Prime Mover-level Data | Estimated using an emission factor
2019 | CA | Blythe Solar II, LLC | 60092 | BLST2 | BA | P | NA | MWH
2019 | CA | Blythe Solar III, LLC Hybrid | 60094 | BLSL3 | PV | U | NA | SUN
2019 | CA | Blythe Solar III, LLC Hybrid | 60094 | BLST3 | BA | P | NA | MWH
2019 | CA | Blythe Solar IV, LLC | 60095 | BLS4A | PV | U | NA | SUN
2019 | CA | Blythe Solar IV, LLC | 60095 | BLS4B | PV | U | NA | SUN
2019 | CA | Bolthouse Farms Fuel Cell | 61845 | MM28 | FC | U | NA | NG
2019 | CA | Bolthouse Farms Fuel Cell | 61845 | MM29 | FC | U | NA | NG
2019 | CA | Bolthouse S&P and Rowen Farms Solar | 56862 | 1 | PV | OP | NA | SUN |  | 7401.75 |  | 0 | EIA Prime Mover-level Data | Estimated using an emission factor
2019 | CA | Bolthouse S&P and Rowen Farms Solar | 56862 | 2 | PV | OP | NA | SUN |  | 7401.75 |  | 0 | EIA Prime Mover-level Data | Estimated using an emission factor
2019 | CA | Bolthouse S&P and Rowen Farms Solar | 56862 | 3 | PV | OP | NA | SUN |  | 7401.75 |  | 0 | EIA Prime Mover-level Data | Estimated using an emission factor
2019 | CA | Bolthouse S&P and Rowen Farms Solar | 56862 | 4 | PV | OP | NA | SUN |  | 7401.75 |  | 0 | EIA Prime Mover-level Data | Estimated using an emission factor
2019 | CA | Borden Solar Farm | 59531 | BRDN | PV | P | NA | SUN
2019 | CA | Borel | 328 | 1 | HY | OS | NA | WAT |  | 0 |  | 1.5381e-07 | EIA Prime Mover-level Data | NEI avg EF - PM, fuel type, firing type
2019 | CA | Borel | 328 | 2 | HY | OS | NA | WAT |  | 0 |  | 1.5381e-07 | EIA Prime Mover-level Data | NEI avg EF - PM, fuel type, firing type
2019 | CA | Borel | 328 | 3 | HY | OS | NA | WAT |  | 0 |  | 1.5381e-07 | EIA Prime Mover-level Data | NEI avg EF - PM, fuel type, firing type
2019 | CA | Borrego Springs Energy Storage | 60565 | SES1 | BA | OP | NA | MWH |  | 0 |  |  | EIA Prime Mover-level Data
2019 | CA | Borrego Springs Energy Storage | 60565 | SES2 | BA | OP | NA | MWH |  | 0 |  |  | EIA Prime Mover-level Data
2019 | CA | Bottle Rock Power | 902 | 1 | ST | OS | NA | GEO
2019 | CA | Bowerman Power LFG, LLC | 59461 | GEN01 | IC | OP | NA | LFG |  | 235166.6 | 1.7285 | 0.0147 | EIA Prime Mover-level Data | Estimated using an emission factor
2019 | CA | Bowerman Power LFG, LLC | 59461 | GEN02 | IC | OP | NA | LFG |  | 235166.6 | 1.7285 | 0.0147 | EIA Prime Mover-level Data | Estimated using an emission factor
2019 | CA | Bowerman Power LFG, LLC | 59461 | GEN03 | IC | OP | NA | LFG |  | 235166.6 | 1.7285 | 0.0147 | EIA Prime Mover-level Data | Estimated using an emission factor
2019 | CA | Bowerman Power LFG, LLC | 59461 | GEN04 | IC | OP | NA | LFG |  | 235166.6 | 1.7285 | 0.0147 | EIA Prime Mover-level Data | Estimated using an emission factor
2019 | CA | Bowerman Power LFG, LLC | 59461 | GEN05 | IC | OP | NA | LFG |  | 235166.6 | 1.7285 | 0.0147 | EIA Prime Mover-level Data | Estimated using an emission factor
2019 | CA | Bowerman Power LFG, LLC | 59461 | GEN06 | IC | OP | NA | LFG |  | 235166.6 | 1.7285 | 0.0147 | EIA Prime Mover-level Data | Estimated using an emission factor
2019 | CA | Bowerman Power LFG, LLC | 59461 | GEN07 | IC | OP | NA | LFG |  | 235166.6 | 1.7285 | 0.0147 | EIA Prime Mover-level Data | Estimated using an emission factor
2019 | CA | Bowman | 50546 | GEN1 | HY | OP | NA | WAT |  | 127105 |  | 1.5381e-07 | EIA Prime Mover-level Data | NEI avg EF - PM, fuel type, firing type
2019 | CA | Box Canyon Dam | 50179 | GEN1 | HY | OP | NA | WAT |  | 93171 |  | 1.5381e-07 | EIA Prime Mover-level Data | NEI avg EF - PM, fuel type, firing type
2019 | CA | Box Canyon Dam | 50179 | GEN2 | HY | OP | NA | WAT |  | 93171 |  | 1.5381e-07 | EIA Prime Mover-level Data | NEI avg EF - PM, fuel type, firing type
2019 | CA | BP Carson Refinery | 50540 | GEN1 | OT | SB | NA | OG
2019 | CA | BP Carson Refinery | 50540 | GEN2 | ST | OS | NA | NG |  |  |  | 0.0080534
2019 | CA | Brawley | 383 | GT1 | GT | RE | NA | DFO
2019 | CA | Brawley | 383 | GT2 | GT | RE | NA | DFO
2019 | CA | Brea Expansion Plant | 58007 | G1 | CT |  | NA | LFG |  | 571078.3 | 6.1676 | 0.0216 | EIA Unit-level Data | Estimated using an emission factor
2019 | CA | Brea Expansion Plant | 58007 | G2 | CT |  | NA | LFG |  | 586705.8 | 6.3364 | 0.0216 | EIA Unit-level Data | Estimated using an emission factor
2019 | CA | Brea Expansion Plant | 58007 | G3 | CT |  | NA | LFG |  | 595971 | 6.4365 | 0.0216 | EIA Unit-level Data | Estimated using an emission factor
2019 | CA | Brea Expansion Plant | 58007 | G4 | CT |  | NA | LFG |  | 578517.5 | 6.248 | 0.0216 | EIA Unit-level Data | Estimated using an emission factor
2019 | CA | Brea Expansion Plant | 58007 | HRSG1 | CA | OP | NA | LFG |  | 0 | 0 | 0.0029 | EIA Unit-level Data | NEI avg EF - PM, fuel type, firing type
2019 | CA | Brea Expansion Plant | 58007 | HRSG2 | CA | OP | NA | LFG |  | 0 | 0 | 0.0029 | EIA Unit-level Data | NEI avg EF - PM, fuel type, firing type
2019 | CA | Brea Expansion Plant | 58007 | HRSG3 | CA | OP | NA | LFG |  | 0 | 0 | 0.0029 | EIA Unit-level Data | NEI avg EF - PM, fuel type, firing type
2019 | CA | Brea Expansion Plant | 58007 | HRSG4 | CA | OP | NA | LFG |  | 0 | 0 | 0.0029 | EIA Unit-level Data | NEI avg EF - PM, fuel type, firing type
2019 | CA | Britton Powerhouse | 56820 | 1 | HY | IP | NA | WAT
2019 | CA | Broadridge Cogen | 57580 | CG1 | IC | OP | NA | NG |  | 79969 | 0.016873 | 0.000422 | EIA Prime Mover-level Data | Estimated using an emission factor
2019 | CA | Broadridge Cogen | 57580 | CG2 | IC | OP | NA | NG |  | 79969 | 0.016873 | 0.000422 | EIA Prime Mover-level Data | Estimated using an emission factor
2019 | CA | Broadridge Cogen | 57580 | PV1 | PV | OP | NA | SUN |  | 4743.75 |  | 0 | EIA Prime Mover-level Data | Estimated using an emission factor
2019 | CA | Broadridge Cogen | 57580 | PV2 | PV | OP | NA | SUN |  | 7906.25 |  | 0 | EIA Prime Mover-level Data | Estimated using an emission factor
2019 | CA | Broadway (CA) | 420 | B1 | ST | RE | NA | NG
2019 | CA | Broadway (CA) | 420 | B2 | ST | RE | NA | NG
2019 | CA | Broadway (CA) | 420 | B3 | ST | RE | WALL | NG
2019 | CA | Brookfield Tehachapi 1 | 57962 | BT1 | WT | OP | NA | WND |  | 2198905 |  | 0 | EIA Prime Mover-level Data | Estimated using an emission factor
2019 | CA | Buckeye Geothermal Power Plant | 57180 | 1 | ST | IP | NA | GEO
2019 | CA | Bucks Creek | 220 | H1 | HY | OP | NA | WAT |  | 713664.5 |  | 1.5381e-07 | EIA Prime Mover-level Data | NEI avg EF - PM, fuel type, firing type
2019 | CA | Bucks Creek | 220 | H2 | HY | OP | NA | WAT |  | 713664.5 |  | 1.5381e-07 | EIA Prime Mover-level Data | NEI avg EF - PM, fuel type, firing type
2019 | CA | Buena Vista Biomass Power | 58472 | 1 | ST | OP | NA | WDS |  | 0 | 0 | 0.022812 | EIA Unit-level Data | NEI avg EF - PM, fuel type, firing type
2019 | CA | Buena Vista Energy LLC | 56446 | 1 | WT | OP | NA | WND |  | 782438 |  | 0 | EIA Prime Mover-level Data | Estimated using an emission factor
2019 | CA | Buidling L | 60154 | BLDG1 | PV | OP | NA | SUN |  | 14034 |  | 0 | EIA Prime Mover-level Data | Estimated using an emission factor
2019 | CA | Building F | 60151 | BLDGF | PV | OP | NA | SUN |  | 20898 |  | 0 | EIA Prime Mover-level Data | Estimated using an emission factor
2019 | CA | Building G | 60153 | BLDGG | PV | OP | NA | SUN |  | 19616 |  | 0 | EIA Prime Mover-level Data | Estimated using an emission factor
2019 | CA | Burney Creek | 10706 | GEN1 | HY | OP | NA | WAT |  | 78970 |  | 1.5381e-07 | EIA Prime Mover-level Data | NEI avg EF - PM, fuel type, firing type
2019 | CA | Burney Forest Products | 10652 | BLR1 | ST | OP | NA | WDS |  | 2097998 | 23.93 | 0.022812 | EIA Unit-level Data | NEI avg EF - PM, fuel type
2019 | CA | Burney Forest Products | 10652 | BLR2 | ST | OP | NA | WDS |  | 2301967 | 26.2565 | 0.022812 | EIA Unit-level Data | NEI avg EF - PM, fuel type
2019 | CA | Butt Valley | 221 | 1 | HY | OP | NA | WAT |  | 1155454 |  | 1.5381e-07 | EIA Prime Mover-level Data | NEI avg EF - PM, fuel type, firing type
2019 | CA | Butte College Main Campus Solar | 57970 | SOL1 | PV | OP | NA | SUN |  | 46408 |  | 0 | EIA Prime Mover-level Data | Estimated using an emission factor
2019 | CA | C P Kelco San Diego Plant | 52147 | GEN1 | GT | OP | NA | NG |  | 356710.8 | 0.97799 | 0.0054834 | EIA Prime Mover-level Data | NEI avg EF - PM, fuel type, firing type
2019 | CA | C P Kelco San Diego Plant | 52147 | GEN2 | GT | OP | NA | NG |  | 387729.1 | 1.063 | 0.0054834 | EIA Prime Mover-level Data | NEI avg EF - PM, fuel type, firing type
2019 | CA | C P Kelco San Diego Plant | 52147 | GEN3 | GT | OS | NA | NG |  | 387729.1 | 1.063 | 0.0054834 | EIA Prime Mover-level Data | NEI avg EF - PM, fuel type, firing type
2019 | CA | C&H Sugar Plant | 58251 | TG3 | ST | OP | NA | PUR |  | 163318.5 |  | 0 | EIA Prime Mover-level Data | Estimated using an emission factor
2019 | CA | C&H Sugar Plant | 58251 | TG4 | ST | OP | NA | PUR |  | 163318.5 |  | 0 | EIA Prime Mover-level Data | Estimated using an emission factor
2019 | CA | CA Dept of Public Health at Richmond | 60428 | PV1 | PV | OP | NA | SUN |  | 37442 |  | 0 | EIA Prime Mover-level Data | Estimated using an emission factor
2019 | CA | CA Flats Solar 130, LLC | 60033 | GEN01 | PV | OP | NA | SUN |  | 3000648 |  | 0 | EIA Prime Mover-level Data | Estimated using an emission factor
2019 | CA | CA Flats Solar 150, LLC | 60034 | GEN01 | PV | OP | NA | SUN |  | 2857186 |  | 0 | EIA Prime Mover-level Data | Estimated using an emission factor
2019 | CA | Cabazon Wind Partners | 56011 | V-47 | WT | OP | NA | WND |  | 994382 |  | 0 | EIA Prime Mover-level Data | Estimated using an emission factor
2019 | CA | Cadillac Battery Energy Storage Facility | 63326 | CAD1 | BA | T | NA | MWH
2019 | CA | Cal Flats BESS | 63930 | CF60 | BA | T | NA | MWH
2019 | CA | Cal State Univ San Bernardino FC01 | 57544 | FC01 | FC | OP | NA | NG |  | 86117 | 0 | 0 | EIA Prime Mover-level Data | Estimated using an emission factor
2019 | CA | Calabasas Gas to Energy Facility | 57163 | GEN1 | GT | OP | NA | LFG |  | 242341 | 2.6173 | 0.0216 | EIA Prime Mover-level Data | Estimated using an emission factor
2019 | CA | Calabasas Gas to Energy Facility | 57163 | GEN2 | GT | RE | NA | LFG |  |  |  | 0.0216
2019 | CA | Calabasas Gas to Energy Facility | 57163 | GEN3 | GT | OP | NA | LFG |  | 242341 | 2.6173 | 0.0216 | EIA Prime Mover-level Data | Estimated using an emission factor
2019 | CA | CalCity Solar 1 | 63054 | CALTR | PV | OP | NA | SUN |  | 5289 |  | 0 | EIA Prime Mover-level Data | Estimated using an emission factor
2019 | CA | California City | 63516 | CACTY | PV | OP | NA | SUN |  | 47637 |  | 0 | EIA Prime Mover-level Data | Estimated using an emission factor
2019 | CA | California Institute of Technology | 10262 | GEN1 | CA | RE | NA | NG
2019 | CA | California Institute of Technology | 10262 | GEN2 | CT | RE | NA | NG
2019 | CA | California Institute of Technology | 10262 | GEN3 | CT | CN | NA | NG
2019 | CA | California Institute of Technology | 10262 | GEN4 | CA | CN | NA | NG
2019 | CA | California Institute of Technology | 10262 | GEN5 | CT | CN | NA | NG
2019 | CA | California Institute of Technology | 10262 | GEN6 | CT |  | NA | NG |  | 995895.6 | 2.8664 | 0.0057564 | EIA Unit-level Data | NEI avg EF - PM, fuel type
2019 | CA | California Institute of Technology | 10262 | GEN7 | CA | OP | NA | NG |  | 130036 | 0.027438 | 0.000422 | EIA Prime Mover-level Data | Estimated using an emission factor
2019 | CA | California Institute of Technology | 10262 | GEN8 | CT | T | NA | NG
2019 | CA | California PV Energy at ISD WWTP | 59283 | W4236 | PV | OP | NA | SUN |  | 17495 |  | 0 | EIA Prime Mover-level Data | Estimated using an emission factor
2019 | CA | California Valley Solar Ranch | 57439 | HPR2 | PV | OP | NA | SUN |  | 673284.8 |  | 0 | EIA Prime Mover-level Data | Estimated using an emission factor
2019 | CA | California Valley Solar Ranch | 57439 | HPR2A | PV | OP | NA | SUN |  | 437739.4 |  | 0 | EIA Prime Mover-level Data | Estimated using an emission factor
2019 | CA | California Valley Solar Ranch | 57439 | HPR2B | PV | OP | NA | SUN |  | 1803069 |  | 0 | EIA Prime Mover-level Data | Estimated using an emission factor
2019 | CA | California Valley Solar Ranch | 57439 | HPR2C | PV | OP | NA | SUN |  | 1459131 |  | 0 | EIA Prime Mover-level Data | Estimated using an emission factor
2019 | CA | California Valley Solar Ranch | 57439 | HPR2D | PV | OP | NA | SUN |  | 833789.3 |  | 0 | EIA Prime Mover-level Data | Estimated using an emission factor
2019 | CA | Calipatria Solar Farm | 59088 | GEN 1 | PV | OP | NA | SUN |  | 374280 |  | 0 | EIA Prime Mover-level Data | Estimated using an emission factor
2019 | CA | Calistoga Power Plant | 50066 | UNT1 | ST | OP | NA | GEO |  | 1783142 |  | 0 | EIA Prime Mover-level Data | Estimated using an emission factor
2019 | CA | Calistoga Power Plant | 50066 | UNT2 | ST | OP | NA | GEO |  | 1783142 |  | 0 | EIA Prime Mover-level Data | Estimated using an emission factor
2019 | CA | CalRenew-1 | 56768 | CR1 | PV | OP | NA | SUN |  | 79815 |  | 0 | EIA Prime Mover-level Data | Estimated using an emission factor
2019 | CA | Caltech Central | 57460 | CL00 | FC | OP | NA | OBG |  | 5005.364 | 0 | 0 | EIA Prime Mover-level Data | Estimated using an emission factor
2019 | CA | Caltech Central | 57460 | CL01 | FC | OP | NA | OBG |  | 5005.364 | 0 | 0 | EIA Prime Mover-level Data | Estimated using an emission factor
2019 | CA | Caltech Central | 57460 | CL02 | FC | OP | NA | OBG |  | 5005.364 | 0 | 0 | EIA Prime Mover-level Data | Estimated using an emission factor
2019 | CA | Caltech Central | 57460 | CL03 | FC | OP | NA | OBG |  | 5005.364 | 0 | 0 | EIA Prime Mover-level Data | Estimated using an emission factor
2019 | CA | Caltech Central | 57460 | CL04 | FC | OP | NA | OBG |  | 5005.364 | 0 | 0 | EIA Prime Mover-level Data | Estimated using an emission factor
2019 | CA | Caltech Central | 57460 | CL05 | FC | OP | NA | OBG |  | 5005.364 | 0 | 0 | EIA Prime Mover-level Data | Estimated using an emission factor
2019 | CA | Caltech Central | 57460 | CL06 | FC | OP | NA | OBG |  | 5005.364 | 0 | 0 | EIA Prime Mover-level Data | Estimated using an emission factor
2019 | CA | Caltech Central | 57460 | CL07 | FC | OP | NA | OBG |  | 5005.364 | 0 | 0 | EIA Prime Mover-level Data | Estimated using an emission factor
2019 | CA | Caltech Central | 57460 | CL08 | FC | OP | NA | OBG |  | 5005.364 | 0 | 0 | EIA Prime Mover-level Data | Estimated using an emission factor
2019 | CA | Caltech Central | 57460 | CL09 | FC | OP | NA | OBG |  | 5005.364 | 0 | 0 | EIA Prime Mover-level Data | Estimated using an emission factor
2019 | CA | Caltech Central | 57460 | CL10 | FC | OP | NA | OBG |  | 5005.364 | 0 | 0 | EIA Prime Mover-level Data | Estimated using an emission factor
2019 | CA | Camanche | 537 | 1 | HY | OP | NA | WAT |  | 183324.7 |  | 1.5381e-07 | EIA Prime Mover-level Data | NEI avg EF - PM, fuel type, firing type
2019 | CA | Camanche | 537 | 2 | HY | OP | NA | WAT |  | 183324.7 |  | 1.5381e-07 | EIA Prime Mover-level Data | NEI avg EF - PM, fuel type, firing type
2019 | CA | Camanche | 537 | 3 | HY | OP | NA | WAT |  | 183324.7 |  | 1.5381e-07 | EIA Prime Mover-level Data | NEI avg EF - PM, fuel type, firing type
2019 | CA | Cameron Ridge LLC | 10586 | EXIS | WT | OP | NA | WND |  | 1369614 |  | 0 | EIA Prime Mover-level Data | Estimated using an emission factor
2019 | CA | Camino | 430 | H1 | HY | OP | NA | WAT |  | 2065865 |  | 1.5381e-07 | EIA Prime Mover-level Data | NEI avg EF - PM, fuel type, firing type
2019 | CA | Camino | 430 | H2 | HY | OP | NA | WAT |  | 2065865 |  | 1.5381e-07 | EIA Prime Mover-level Data | NEI avg EF - PM, fuel type, firing type
2019 | CA | Camino Solar | 63508 | CS1 | PV | P | NA | SUN
2019 | CA | Camino Solar | 63508 | CS2 | BA | P | NA | MWH
2019 | CA | Camp Far West | 531 | 1 | HY | OP | NA | WAT |  | 262928 |  | 1.5381e-07 | EIA Prime Mover-level Data | NEI avg EF - PM, fuel type, firing type
2019 | CA | Camp San Luis Obispo | 63870 | CPSLO | PV | P | NA | SUN
2019 | CA | Campo Verde Solar | 58467 | CVS1 | PV | OP | NA | SUN |  | 2990193 |  | 0 | EIA Prime Mover-level Data | Estimated using an emission factor
2019 | CA | Cantua Solar Station | 57522 | 1 | PV | OP | NA | SUN |  | 359411 |  | 0 | EIA Prime Mover-level Data | Estimated using an emission factor
2019 | CA | Canyon Crest Academy | 60568 | SES | BA | OP | NA | MWH |  | 0 |  |  | EIA Prime Mover-level Data
2019 | CA | Caribou 1 | 222 | 1 | HY | OP | NA | WAT |  | 381955.8 |  | 1.5381e-07 | EIA Prime Mover-level Data | NEI avg EF - PM, fuel type, firing type
2019 | CA | Caribou 1 | 222 | 2 | HY | OP | NA | WAT |  | 401214.1 |  | 1.5381e-07 | EIA Prime Mover-level Data | NEI avg EF - PM, fuel type, firing type
2019 | CA | Caribou 1 | 222 | 3 | HY | OP | NA | WAT |  | 401214.1 |  | 1.5381e-07 | EIA Prime Mover-level Data | NEI avg EF - PM, fuel type, firing type
2019 | CA | Caribou 2 | 223 | 4 | HY | OP | NA | WAT |  | 3090359 |  | 1.5381e-07 | EIA Prime Mover-level Data | NEI avg EF - PM, fuel type, firing type
2019 | CA | Caribou 2 | 223 | 5 | HY | OP | NA | WAT |  | 2951985 |  | 1.5381e-07 | EIA Prime Mover-level Data | NEI avg EF - PM, fuel type, firing type
2019 | CA | Cascade Energy Storage, LLC | 61801 | 10002 | BA | L | NA | MWH
2019 | CA | Cascade Solar | 58590 | 1 | PV | OP | NA | SUN |  | 457932 |  | 0 | EIA Prime Mover-level Data | Estimated using an emission factor
2019 | CA | Castaic | 392 | 1 | PS | OP | NA | WAT |  | 0 |  |  | EIA Prime Mover-level Data
2019 | CA | Castaic | 392 | 2 | PS | OP | NA | WAT |  | 0 |  |  | EIA Prime Mover-level Data
2019 | CA | Castaic | 392 | 3 | PS | OP | NA | WAT |  | 0 |  |  | EIA Prime Mover-level Data
2019 | CA | Castaic | 392 | 4 | PS | OP | NA | WAT |  | 0 |  |  | EIA Prime Mover-level Data
2019 | CA | Castaic | 392 | 5 | PS | OP | NA | WAT |  | 0 |  |  | EIA Prime Mover-level Data
2019 | CA | Castaic | 392 | 6 | PS | OP | NA | WAT |  | 0 |  |  | EIA Prime Mover-level Data
2019 | CA | Castaic | 392 | 7 | HY | OP | NA | WAT |  |  |  | 1.5381e-07
2019 | CA | Castaic Lake Phase II | 63385 | CA135 | PV | OP | NA | SUN |  | 56718 |  | 0 | EIA Prime Mover-level Data | Estimated using an emission factor
2019 | CA | Castle Rock Vineyards | 57870 | SOLAR | PV | OP | NA | SUN |  | 9947 |  | 0 | EIA Prime Mover-level Data | Estimated using an emission factor
2019 | CA | Castor Solar | 60277 | CASTR | PV | OP | NA | SUN |  | 18983 |  | 0 | EIA Prime Mover-level Data | Estimated using an emission factor
2019 | CA | Catalina Solar 2, LLC | 59334 | INV-1 | PV | OP | NA | SUN |  | 466883 |  | 0 | EIA Prime Mover-level Data | Estimated using an emission factor
2019 | CA | Catalina Solar LLC | 57708 | INV | PV | OP | NA | SUN |  | 2200411 |  | 0 | EIA Prime Mover-level Data | Estimated using an emission factor
2019 | CA | CBS Studio Center | 58440 | 9560 | FC | OP | NA | NG |  | 13208.83 | 0 | 0 | EIA Prime Mover-level Data | Estimated using an emission factor
2019 | CA | CBS Studio Center | 58440 | 9580 | FC | OP | NA | NG |  | 13208.83 | 0 | 0 | EIA Prime Mover-level Data | Estimated using an emission factor
2019 | CA | CBS Studio Center | 58440 | 9581 | FC | OP | NA | NG |  | 13208.83 | 0 | 0 | EIA Prime Mover-level Data | Estimated using an emission factor
2019 | CA | CBS Studio Center | 58440 | 9583 | FC | OP | NA | NG |  | 13208.83 | 0 | 0 | EIA Prime Mover-level Data | Estimated using an emission factor
2019 | CA | CBS Studio Center | 58440 | 9585 | FC | OP | NA | NG |  | 13208.83 | 0 | 0 | EIA Prime Mover-level Data | Estimated using an emission factor
2019 | CA | CBS Studio Center | 58440 | 9587 | FC | OP | NA | NG |  | 13208.83 | 0 | 0 | EIA Prime Mover-level Data | Estimated using an emission factor
2019 | CA | CBS Television City | 58253 | GEN1 | PV | OP | NA | SUN |  | 14398 |  | 0 | EIA Prime Mover-level Data | Estimated using an emission factor
2019 | CA | CBS Television City | 58253 | GEN2 | FC | OP | NA | NG |  | 23380.67 | 0 | 0 | EIA Prime Mover-level Data | Estimated using an emission factor
2019 | CA | CBS Television City | 58253 | GEN3 | FC | OP | NA | NG |  | 23380.67 | 0 | 0 | EIA Prime Mover-level Data | Estimated using an emission factor
2019 | CA | CBS Television City | 58253 | GEN4 | FC | OP | NA | NG |  | 23380.67 | 0 | 0 | EIA Prime Mover-level Data | Estimated using an emission factor
2019 | CA | CCCSD Wastewater Treatment Plnt | 57573 | S188 | GT | OP | NA | NG |  | 339441 | 0.93064 | 0.0054834 | EIA Prime Mover-level Data | NEI avg EF - PM, fuel type, firing type
2019 | CA | CD4 | 63490 | OEC1 | BT | L | NA | GEO
2019 | CA | CDCR (CA) - Corcoran State Prison | 61620 | CORSP | PV | OP | NA | SUN |  | 86262 |  | 0 | EIA Prime Mover-level Data | Estimated using an emission factor
2019 | CA | CDCR (CA) - Pleasant Valley State Prison | 59748 | 1 | PV | OP | NA | SUN |  | 26934 |  | 0 | EIA Prime Mover-level Data | Estimated using an emission factor
2019 | CA | CDCR (CA) - Solano State Prison | 61619 | SOLSP | PV | OP | NA | SUN |  | 20133 |  | 0 | EIA Prime Mover-level Data | Estimated using an emission factor
2019 | CA | CDCR (CA) - Wasco State Prison | 61621 | WASCO | PV | OP | NA | SUN |  | 30764 |  | 0 | EIA Prime Mover-level Data | Estimated using an emission factor
2019 | CA | CE Leathers | 10631 | GEN1 | ST | OP | NA | GEO |  | 2897665 |  | 0 | EIA Prime Mover-level Data | Estimated using an emission factor
2019 | CA | CE Turbo LLC | 55984 | TG21 | ST | OP | NA | GEO |  | 630627 |  | 0 | EIA Prime Mover-level Data | Estimated using an emission factor
2019 | CA | CE&P Imperial Valley 1 | 60670 | 1 | CC | T | NA | OTH
2019 | CA | CED Avenal | 60077 | AVCA | PV | OP | NA | SUN |  | 265766 |  | 0 | EIA Prime Mover-level Data | Estimated using an emission factor
2019 | CA | CED Ducor 1 | 60078 | DU1CA | PV | OP | NA | SUN |  | 416136 |  | 0 | EIA Prime Mover-level Data | Estimated using an emission factor
2019 | CA | CED Ducor 2 | 60079 | DU2CA | PV | OP | NA | SUN |  | 412887 |  | 0 | EIA Prime Mover-level Data | Estimated using an emission factor
2019 | CA | CED Ducor 3 | 60080 | DU3CA | PV | OP | NA | SUN |  | 313590 |  | 0 | EIA Prime Mover-level Data | Estimated using an emission factor
2019 | CA | CED Ducor 4 | 60081 | DU4CA | PV | OP | NA | SUN |  | 414082 |  | 0 | EIA Prime Mover-level Data | Estimated using an emission factor
2019 | CA | Centerville PH | 224 | 1 | HY | OS | NA | WAT |  |  |  | 1.5381e-07
2019 | CA | Centerville PH | 224 | 2 | HY | OS | NA | WAT |  |  |  | 1.5381e-07
2019 | CA | Centinela Solar Energy | 58430 | CSE1 | PV | OP | NA | SUN |  | 842677.3 |  | 0 | EIA Prime Mover-level Data | Estimated using an emission factor
2019 | CA | Centinela Solar Energy | 58430 | CSE2 | PV | OP | NA | SUN |  | 655415.6 |  | 0 | EIA Prime Mover-level Data | Estimated using an emission factor
2019 | CA | Centinela Solar Energy | 58430 | CSE3 | PV | OP | NA | SUN |  | 842677.3 |  | 0 | EIA Prime Mover-level Data | Estimated using an emission factor
2019 | CA | Centinela Solar Energy | 58430 | CSE4 | PV | OP | NA | SUN |  | 842677.3 |  | 0 | EIA Prime Mover-level Data | Estimated using an emission factor
2019 | CA | Centinela Solar Energy | 58430 | CSE5 | PV | OP | NA | SUN |  | 468154 |  | 0 | EIA Prime Mover-level Data | Estimated using an emission factor
2019 | CA | Centinela Solar Energy | 58430 | CSE6 | PV | OP | NA | SUN |  | 655415.6 |  | 0 | EIA Prime Mover-level Data | Estimated using an emission factor
2019 | CA | Central 40 | 63940 | CEN40 | PV | T | NA | SUN
2019 | CA | Central Antelope Dry Ranch B LLC | 60281 | CADRB | PV | OP | NA | SUN |  | 74508 |  | 0 | EIA Prime Mover-level Data | Estimated using an emission factor
2019 | CA | Central Antelope Dry Ranch C | 59963 | CADRC | PV | OP | NA | SUN |  | 341306 |  | 0 | EIA Prime Mover-level Data | Estimated using an emission factor
2019 | CA | Central CA Fuel Cell 1 | 63439 | CCFC1 | FC | OP | NA | NG |  | 176117 | 0 | 0 | EIA Prime Mover-level Data | Estimated using an emission factor
2019 | CA | Central Utilities Plant LAX | 10048 | GEN1 | GT | RE | NA | NG
2019 | CA | Central Utilities Plant LAX | 10048 | GEN2 | GT | RE | NA | NG
2019 | CA | Central Utilities Plant LAX 2 | 58258 | GEN1 | GT | OP | NA | NG |  | 224945.5 | 0.61673 | 0.0054834 | EIA Prime Mover-level Data | NEI avg EF - PM, fuel type, firing type
2019 | CA | Central Utilities Plant LAX 2 | 58258 | GEN2 | GT | OP | NA | NG |  | 224945.5 | 0.61673 | 0.0054834 | EIA Prime Mover-level Data | NEI avg EF - PM, fuel type, firing type
2019 | CA | Central Utility Plant | 50876 | GEN1 | CT | RE | NA | NG
2019 | CA | Central Utility Plant | 50876 | GEN2 | CA | RE | NA | NG
2019 | CA | Central Valley Ag Power | 58978 | CVAP | IC | OP | NA | OBG |  |  |  | 0.0147
2019 | CA | Century Generating Facility | 55934 | C1 | GT | OP | NA | NG |  | 1873.75 | 0.0051373 | 0.0054834 | EIA Prime Mover-level Data | NEI avg EF - PM, fuel type, firing type
2019 | CA | Century Generating Facility | 55934 | C2 | GT | OP | NA | NG |  | 1873.75 | 0.0051373 | 0.0054834 | EIA Prime Mover-level Data | NEI avg EF - PM, fuel type, firing type
2019 | CA | Century Generating Facility | 55934 | C3 | GT | OP | NA | NG |  | 1873.75 | 0.0051373 | 0.0054834 | EIA Prime Mover-level Data | NEI avg EF - PM, fuel type, firing type
2019 | CA | Century Generating Facility | 55934 | C4 | GT | OP | NA | NG |  | 1873.75 | 0.0051373 | 0.0054834 | EIA Prime Mover-level Data | NEI avg EF - PM, fuel type, firing type
2019 | CA | CES Placerita Power Plant | 10677 | UNT1 | CT | RE | NA | NG
2019 | CA | CES Placerita Power Plant | 10677 | UNT2 | CT | OS | NA | NG |  |  |  | 0.0057564
2019 | CA | CES Placerita Power Plant | 10677 | UNT3 | CA | OS | NA | NG |  |  |  | 0.0010092
2019 | CA | CFW Solar X LLC - Vaughn | 62378 | VSCFW | PV | OP | NA | SUN |  | 23916 |  | 0 | EIA Prime Mover-level Data | Estimated using an emission factor
2019 | CA | Chaffey College Rancho Cucamonga Campus | 62150 | SOLAR | PV | OP | NA | SUN |  | 61375 |  | 0 | EIA Prime Mover-level Data | Estimated using an emission factor
2019 | CA | Chalk Cliff Limited | 50003 | GEN1 | GT | OP | NA | NG |  | 94262 | 0.25844 | 0.0054834 | EIA Prime Mover-level Data | NEI avg EF - PM, fuel type, firing type
2019 | CA | Chalk Mountain Powerhouse | 56821 | 1 | HY | IP | NA | WAT
2019 | CA | Cherry | 63850 | CHERY | PV | L | NA | SUN
2019 | CA | Chestnut | 63849 | CHNUT | PV | L | NA | SUN
2019 | CA | Chevron - Lost Hills Hybrid | 63545 | BESS1 | BA | L | NA | MWH
2019 | CA | Chevron - Lost Hills Hybrid | 63545 | GEN1 | PV | U | NA | SUN
2019 | CA | Chicago Park | 412 | 2P | HY | OP | NA | WAT |  | 1318905 |  | 1.5381e-07 | EIA Prime Mover-level Data | NEI avg EF - PM, fuel type, firing type
2019 | CA | Childrens Hospital | 10175 | 0799 | IC | SB | NA | DFO |  | 41.846 | 0.0064861 | 0.31 | EIA Prime Mover-level Data | Estimated using an emission factor
2019 | CA | Childrens Hospital | 10175 | 1631 | IC | RE | NA | NG
2019 | CA | Childrens Hospital | 10175 | 1698 | IC | RE | NA | NG
2019 | CA | Childrens Hospital | 10175 | 1699 | IC | RE | NA | NG
2019 | CA | Childrens Hospital | 10175 | 1710 | IC | RE | NA | NG
2019 | CA | Childrens Hospital | 10175 | 1711 | GT | OP | NA | NG |  | 433555 | 1.1887 | 0.0054834 | EIA Prime Mover-level Data | NEI avg EF - PM, fuel type, firing type
2019 | CA | Childrens Hospital | 10175 | 5083 | IC | OP | NA | DFO |  | 31.385 | 0.0048647 | 0.31 | EIA Prime Mover-level Data | Estimated using an emission factor
2019 | CA | Childrens Hospital | 10175 | 5084 | IC | OP | NA | DFO |  | 31.385 | 0.0048647 | 0.31 | EIA Prime Mover-level Data | Estimated using an emission factor
2019 | CA | Childrens Hospital | 10175 | 5085 | IC | OP | NA | DFO |  | 31.385 | 0.0048647 | 0.31 | EIA Prime Mover-level Data | Estimated using an emission factor
2019 | CA | Chili Bar | 225 | 1 | HY | OP | NA | WAT |  | 312718 |  | 1.5381e-07 | EIA Prime Mover-level Data | NEI avg EF - PM, fuel type, firing type
2019 | CA | Chowchilla II | 56185 | IC1 | IC | OP | NA | NG |  | 8124.062 | 0.0017142 | 0.000422 | EIA Prime Mover-level Data | Estimated using an emission factor
2019 | CA | Chowchilla II | 56185 | IC10 | IC | OP | NA | NG |  | 8124.062 | 0.0017142 | 0.000422 | EIA Prime Mover-level Data | Estimated using an emission factor
2019 | CA | Chowchilla II | 56185 | IC11 | IC | OP | NA | NG |  | 8124.062 | 0.0017142 | 0.000422 | EIA Prime Mover-level Data | Estimated using an emission factor
2019 | CA | Chowchilla II | 56185 | IC12 | IC | OP | NA | NG |  | 8124.062 | 0.0017142 | 0.000422 | EIA Prime Mover-level Data | Estimated using an emission factor
2019 | CA | Chowchilla II | 56185 | IC13 | IC | OP | NA | NG |  | 8124.062 | 0.0017142 | 0.000422 | EIA Prime Mover-level Data | Estimated using an emission factor
2019 | CA | Chowchilla II | 56185 | IC14 | IC | OP | NA | NG |  | 8124.062 | 0.0017142 | 0.000422 | EIA Prime Mover-level Data | Estimated using an emission factor
2019 | CA | Chowchilla II | 56185 | IC15 | IC | OP | NA | NG |  | 8124.062 | 0.0017142 | 0.000422 | EIA Prime Mover-level Data | Estimated using an emission factor
2019 | CA | Chowchilla II | 56185 | IC16 | IC | OP | NA | NG |  | 8124.062 | 0.0017142 | 0.000422 | EIA Prime Mover-level Data | Estimated using an emission factor
2019 | CA | Chowchilla II | 56185 | IC2 | IC | OP | NA | NG |  | 8124.062 | 0.0017142 | 0.000422 | EIA Prime Mover-level Data | Estimated using an emission factor
2019 | CA | Chowchilla II | 56185 | IC3 | IC | OP | NA | NG |  | 8124.062 | 0.0017142 | 0.000422 | EIA Prime Mover-level Data | Estimated using an emission factor
2019 | CA | Chowchilla II | 56185 | IC4 | IC | OP | NA | NG |  | 8124.062 | 0.0017142 | 0.000422 | EIA Prime Mover-level Data | Estimated using an emission factor
2019 | CA | Chowchilla II | 56185 | IC5 | IC | OP | NA | NG |  | 8124.062 | 0.0017142 | 0.000422 | EIA Prime Mover-level Data | Estimated using an emission factor
2019 | CA | Chowchilla II | 56185 | IC6 | IC | OP | NA | NG |  | 8124.062 | 0.0017142 | 0.000422 | EIA Prime Mover-level Data | Estimated using an emission factor
2019 | CA | Chowchilla II | 56185 | IC7 | IC | OP | NA | NG |  | 8124.062 | 0.0017142 | 0.000422 | EIA Prime Mover-level Data | Estimated using an emission factor
2019 | CA | Chowchilla II | 56185 | IC8 | IC | OP | NA | NG |  | 8124.062 | 0.0017142 | 0.000422 | EIA Prime Mover-level Data | Estimated using an emission factor
2019 | CA | Chowchilla II | 56185 | IC9 | IC | OP | NA | NG |  | 8124.062 | 0.0017142 | 0.000422 | EIA Prime Mover-level Data | Estimated using an emission factor
2019 | CA | Chuckawalla Solar | 58506 | 0937 | PV | OP | NA | SUN |  | 79469 |  | 0 | EIA Prime Mover-level Data | Estimated using an emission factor
2019 | CA | Chuckawalla Valley State Prison | 57011 | 1 | PV | OP | NA | SUN |  | 16088 |  | 0 | EIA Prime Mover-level Data | Estimated using an emission factor
2019 | CA | CID Solar (CA) | 63204 | HLS | PV | OP | NA | SUN |  | 5859 |  | 0 | EIA Prime Mover-level Data | Estimated using an emission factor
2019 | CA | CID Solar, LLC | 59183 | PV1 | PV | OP | NA | SUN |  | 417090 |  | 0 | EIA Prime Mover-level Data | Estimated using an emission factor
2019 | CA | Citizen B | 59738 | CSB | PV | OP | NA | SUN |  | 100064 |  | 0 | EIA Prime Mover-level Data | Estimated using an emission factor
2019 | CA | Citizens Imperial Solar | 62052 | CIS1 | PV | OP | NA | SUN |  | 244041 |  | 0 | EIA Prime Mover-level Data | Estimated using an emission factor
2019 | CA | City of Hayward WWTP | 58525 | 1 | PV | OP | NA | SUN |  | 20444 |  | 0 | EIA Prime Mover-level Data | Estimated using an emission factor
2019 | CA | City of Hayward WWTP | 58525 | COGEN | IC | OP | NA | OBG |  | 74186 | 0.54527 | 0.0147 | EIA Prime Mover-level Data | Estimated using an emission factor
2019 | CA | City of Madera WWTP | 57682 | 1 | PV | OP | NA | SUN |  | 9403 |  | 0 | EIA Prime Mover-level Data | Estimated using an emission factor
2019 | CA | City of Palo Alto | 57714 | GEN1 | IC | SB | NA | NG |  | 28 | 5.908e-06 | 0.000422 | EIA Prime Mover-level Data | Estimated using an emission factor
2019 | CA | City of Palo Alto | 57714 | GEN2 | IC | SB | NA | NG |  | 28 | 5.908e-06 | 0.000422 | EIA Prime Mover-level Data | Estimated using an emission factor
2019 | CA | City of Palo Alto | 57714 | GEN3 | IC | SB | NA | NG |  | 28 | 5.908e-06 | 0.000422 | EIA Prime Mover-level Data | Estimated using an emission factor
2019 | CA | City of Palo Alto | 57714 | GEN4 | IC | SB | NA | NG |  | 28 | 5.908e-06 | 0.000422 | EIA Prime Mover-level Data | Estimated using an emission factor
2019 | CA | City of Soledad Water Reclamation | 59329 | SOL1 | WT | OP | NA | WND |  | 38412 |  | 0 | EIA Prime Mover-level Data | Estimated using an emission factor
2019 | CA | City of Tulare Water Facility | 59395 | C2550 | IC | RE | NA | OBG
2019 | CA | City of Tulare Water Facility | 59395 | DFC30 | FC | RE | NA | OBG
2019 | CA | City of Tulare Water Facility | 59395 | PV302 | PV | RE | NA | SUN
2019 | CA | City of Tulare Water Facility | 59395 | SC500 | PV | OP | NA | SUN |  | 1339 |  | 0 | EIA Prime Mover-level Data | Estimated using an emission factor
2019 | CA | Civic Center | 10623 | 1 | CA | OP | NA | NG |  | 56497.92 | 0.011921 | 0.000422 | EIA Unit-level Data | Estimated using an emission factor
2019 | CA | Civic Center | 10623 | 2 | CA | OP | NA | NG |  | 59096.41 | 0.012469 | 0.000422 | EIA Unit-level Data | Estimated using an emission factor
2019 | CA | Civic Center | 10623 | 3 | CA | OP | NA | NG |  | 66574.77 | 0.014047 | 0.000422 | EIA Unit-level Data | Estimated using an emission factor
2019 | CA | Civic Center | 10623 | 4 | CA | OP | NA | NG |  | 61805.5 | 0.013041 | 0.000422 | EIA Unit-level Data | Estimated using an emission factor
2019 | CA | Civic Center | 10623 | GEN1 | CT |  | NA | NG |  | 1099375 | 3.1642 | 0.0057564 | EIA Unit-level Data | NEI avg EF - PM, fuel type
2019 | CA | Clear Lake Hydro Project | 50128 | 3381 | HY | OS | NA | WAT |  |  |  | 1.5381e-07
2019 | CA | Clearwater Power Plant | 56356 | CT1 | CT |  | NA |  |  | 75161.26 |  |  | EIA Unit-level Data
2019 | CA | Clearwater Power Plant | 56356 | ST1 | CA | OP | NA | NG |  | 0 | 0 | 0.0017814 | EIA Prime Mover-level Data | NEI avg EF - PM, fuel type, firing type
2019 | CA | Cloverdale Solar Center | 60813 | ECA02 | PV | OP | NA | SUN |  | 11762 |  | 0 | EIA Prime Mover-level Data | Estimated using an emission factor
2019 | CA | Cloverdale Solar I | 58949 | TBD | PV | OP | NA | SUN |  | 18279 |  | 0 | EIA Prime Mover-level Data | Estimated using an emission factor
2019 | CA | Coachella | 6060 | 1 | GT | OP | NA | NG |  | 20376.25 | 0.055865 | 0.0054834 | EIA Prime Mover-level Data | NEI avg EF - PM, fuel type, firing type
2019 | CA | Coachella | 6060 | 2 | GT | OP | NA | NG |  | 20376.25 | 0.055865 | 0.0054834 | EIA Prime Mover-level Data | NEI avg EF - PM, fuel type, firing type
2019 | CA | Coachella | 6060 | 3 | GT | OP | NA | NG |  | 20376.25 | 0.055865 | 0.0054834 | EIA Prime Mover-level Data | NEI avg EF - PM, fuel type, firing type
2019 | CA | Coachella | 6060 | 4 | GT | OP | NA | NG |  | 20376.25 | 0.055865 | 0.0054834 | EIA Prime Mover-level Data | NEI avg EF - PM, fuel type, firing type
2019 | CA | Coal Canyon | 226 | 1 | HY | RE | NA | WAT
2019 | CA | Coalinga 25D Cogen | 52086 | TG1 | GT | OP | NA | NG |  | 273939.8 | 0.75106 | 0.0054834 | EIA Prime Mover-level Data | NEI avg EF - PM, fuel type, firing type
2019 | CA | Coalinga 25D Cogen | 52086 | TG2 | GT | OP | NA | NG |  | 273939.8 | 0.75106 | 0.0054834 | EIA Prime Mover-level Data | NEI avg EF - PM, fuel type, firing type
2019 | CA | Coalinga 25D Cogen | 52086 | TG3 | GT | OP | NA | NG |  | 273939.8 | 0.75106 | 0.0054834 | EIA Prime Mover-level Data | NEI avg EF - PM, fuel type, firing type
2019 | CA | Coalinga 25D Cogen | 52086 | TG4 | GT | OP | NA | NG |  | 273939.8 | 0.75106 | 0.0054834 | EIA Prime Mover-level Data | NEI avg EF - PM, fuel type, firing type
2019 | CA | Coalinga 6C Cogen | 52083 | TG1 | GT | OS | NA | NG |  |  |  | 0.0070853
2019 | CA | Coalinga 6C Cogen | 52083 | TG2 | GT | OS | NA | NG |  |  |  | 0.0070853
2019 | CA | Coalinga Cogeneration Facility | 50750 | GEN1 | GT | OP | NA | NG |  | 368023.5 | 1.009 | 0.0054834 | EIA Prime Mover-level Data | NEI avg EF - PM, fuel type, firing type
2019 | CA | Coalinga Cogeneration Facility | 50750 | GEN2 | GT | OP | NA | NG |  | 368023.5 | 1.009 | 0.0054834 | EIA Prime Mover-level Data | NEI avg EF - PM, fuel type, firing type
2019 | CA | Coca Cola American Canyon | 57807 | COK01 | FC | OP | NA | NG |  | 4556 | 0 | 0 | EIA Prime Mover-level Data | Estimated using an emission factor
2019 | CA | Cold Canyon 1 | 58379 | W3998 | IC | OP | NA | LFG |  | 140273 | 1.031 | 0.0147 | EIA Prime Mover-level Data | Estimated using an emission factor
2019 | CA | Coleman PH | 227 | 1 | HY | OP | NA | WAT |  | 366693 |  | 1.5381e-07 | EIA Prime Mover-level Data | NEI avg EF - PM, fuel type, firing type
2019 | CA | Colgate | 454 | 1 | HY | OP | NA | WAT |  | 7295189 |  | 1.5381e-07 | EIA Prime Mover-level Data | NEI avg EF - PM, fuel type, firing type
2019 | CA | Colgate | 454 | 2 | HY | OP | NA | WAT |  | 7295189 |  | 1.5381e-07 | EIA Prime Mover-level Data | NEI avg EF - PM, fuel type, firing type
2019 | CA | Colgreen North Shore Solar Farm | 60825 | CNS1 | PV | OP | NA | SUN |  | 1671174 |  | 0 | EIA Prime Mover-level Data | Estimated using an emission factor
2019 | CA | Collierville Powerhouse | 54555 | GEN1 | HY | OP | NA | WAT |  | 4040889 |  | 1.5381e-07 | EIA Prime Mover-level Data | NEI avg EF - PM, fuel type, firing type
2019 | CA | Collierville Powerhouse | 54555 | GEN2 | HY | OP | NA | WAT |  | 4040889 |  | 1.5381e-07 | EIA Prime Mover-level Data | NEI avg EF - PM, fuel type, firing type
2019 | CA | Collins Pine Project | 10661 | 4 | ST | OP | NA | WDS |  | 1047319 | 11.9458 | 0.022812 | EIA Unit-level Data | NEI avg EF - PM, fuel type
2019 | CA | Colon PV | 59798 | W4172 | PV | OP | NA | SUN |  | 18083 |  | 0 | EIA Prime Mover-level Data | Estimated using an emission factor
2019 | CA | Colton Solar One, LLC | 59597 | CS001 | PV | OP | NA | SUN |  | 40611 |  | 0 | EIA Prime Mover-level Data | Estimated using an emission factor
2019 | CA | Colton Solar Two, LLC | 59598 | CS002 | PV | OP | NA | SUN |  | 16946 |  | 0 | EIA Prime Mover-level Data | Estimated using an emission factor
2019 | CA | Columbia Solar Energy, LLC | 59979 | GEN1 | PV | OP | NA | SUN |  | 341584 |  | 0 | EIA Prime Mover-level Data | Estimated using an emission factor
2019 | CA | Combie South | 846 | 1 | HY | OP | NA | WAT |  | 23500.33 |  | 1.5381e-07 | EIA Prime Mover-level Data | NEI avg EF - PM, fuel type, firing type
2019 | CA | Combie South | 846 | 2 | HY | OP | NA | WAT |  | 23500.33 |  | 1.5381e-07 | EIA Prime Mover-level Data | NEI avg EF - PM, fuel type, firing type
2019 | CA | Combie South | 846 | 3 | HY | OP | NA | WAT |  | 23500.33 |  | 1.5381e-07 | EIA Prime Mover-level Data | NEI avg EF - PM, fuel type, firing type
2019 | CA | Commerce Refuse To Energy | 10090 | GEN1 | ST | RE | NA | MSW
2019 | CA | Community Solar 1 | 58545 | 1 | PV | OP | NA | SUN |  | 123561 |  | 0 | EIA Prime Mover-level Data | Estimated using an emission factor
2019 | CA | Con Dios Solar 11 | 59264 | CON11 | PV | CN | NA | SUN
2019 | CA | Con Dios Solar 3 | 59263 | COND3 | PV | CN | NA | SUN
2019 | CA | Control Gorge | 393 | 1 | HY | OP | NA | WAT |  | 714725 |  | 1.5381e-07 | EIA Prime Mover-level Data | NEI avg EF - PM, fuel type, firing type
2019 | CA | Coolwater | 329 | 1 | ST | RE | TANGENTIAL | NG
2019 | CA | Coolwater | 329 | 2 | ST | RE | TANGENTIAL | NG
2019 | CA | Coolwater | 329 | 30 | CA | RE | NA | NG
2019 | CA | Coolwater | 329 | 31 | CT | RE | DUCTBURNER | NG
2019 | CA | Coolwater | 329 | 32 | CT | RE | DUCTBURNER | NG
2019 | CA | Coolwater | 329 | 40 | CA | RE | NA | NG
2019 | CA | Coolwater | 329 | 41 | CT | RE | DUCTBURNER | NG
2019 | CA | Coolwater | 329 | 42 | CT | RE | DUCTBURNER | NG
2019 | CA | Copco 1 | 294 | 1 | HY | OP | NA | WAT |  | 382164 |  | 1.5381e-07 | EIA Prime Mover-level Data | NEI avg EF - PM, fuel type, firing type
2019 | CA | Copco 1 | 294 | 2 | HY | OP | NA | WAT |  | 382164 |  | 1.5381e-07 | EIA Prime Mover-level Data | NEI avg EF - PM, fuel type, firing type
2019 | CA | Copco 2 | 295 | 1 | HY | OP | NA | WAT |  | 483420.5 |  | 1.5381e-07 | EIA Prime Mover-level Data | NEI avg EF - PM, fuel type, firing type
2019 | CA | Copco 2 | 295 | 2 | HY | OP | NA | WAT |  | 483420.5 |  | 1.5381e-07 | EIA Prime Mover-level Data | NEI avg EF - PM, fuel type, firing type
2019 | CA | Coram Energy LLC | 54299 | GEWE | WT | OP | NA | WND |  | 86520 |  | 0 | EIA Prime Mover-level Data | Estimated using an emission factor
2019 | CA | Coram Energy LLC | 54299 | SX15 | WT | RE | NA | WND
2019 | CA | Coram Energy LLC (ECT) | 54298 | GEWE | WT | OP | NA | WND |  | 227444 |  | 0 | EIA Prime Mover-level Data | Estimated using an emission factor
2019 | CA | Coram Energy LLC (ECT) | 54298 | SX1S | WT | RE | NA | WND
2019 | CA | Coram Tehachapi | 54750 | VW1 | WT | OP | NA | WND |  | 99432 |  | 0 | EIA Prime Mover-level Data | Estimated using an emission factor
2019 | CA | Corcoran | 60450 | PVCR | PV | OP | NA | SUN |  | 17088 |  | 0 | EIA Prime Mover-level Data | Estimated using an emission factor
2019 | CA | Corcoran Solar | 58374 | CSCA | PV | OP | NA | SUN |  | 397992 |  | 0 | EIA Prime Mover-level Data | Estimated using an emission factor
2019 | CA | Corcoran Solar 2 | 59413 | C2CA | PV | OP | NA | SUN |  | 435861 |  | 0 | EIA Prime Mover-level Data | Estimated using an emission factor
2019 | CA | Corcoran Solar 3 | 59900 | C3CA | PV | OP | NA | SUN |  | 443018 |  | 0 | EIA Prime Mover-level Data | Estimated using an emission factor
2019 | CA | CoreSite Real Estate 1656 McCarthy, L.P. | 61475 | G-1 | IC | SB | NA | DFO |  |  |  | 0.30942
2019 | CA | CoreSite Real Estate 1656 McCarthy, L.P. | 61475 | G-2 | IC | SB | NA | DFO |  |  |  | 0.30942
2019 | CA | CoreSite Real Estate 1656 McCarthy, L.P. | 61475 | G-3 | IC | SB | NA | DFO |  |  |  | 0.30942
2019 | CA | CoreSite Real Estate 1656 McCarthy, L.P. | 61475 | G-4 | IC | SB | NA | DFO |  |  |  | 0.30942
2019 | CA | CoreSite Real Estate 1656 McCarthy, L.P. | 61475 | G-5 | IC | SB | NA | DFO |  |  |  | 0.30942
2019 | CA | CoreSite Real Estate 2901 Coronado, L.P. | 61476 | G-1 | IC | SB | NA | DFO |  |  |  | 0.30942
2019 | CA | CoreSite Real Estate 2901 Coronado, L.P. | 61476 | G-2 | IC | SB | NA | DFO |  |  |  | 0.30942
2019 | CA | CoreSite Real Estate 2901 Coronado, L.P. | 61476 | G-3 | IC | SB | NA | DFO |  |  |  | 0.30942
2019 | CA | CoreSite Real Estate 2901 Coronado, L.P. | 61476 | G-4 | IC | SB | NA | DFO |  |  |  | 0.30942
2019 | CA | CoreSite Real Estate 2901 Coronado, L.P. | 61476 | G-5 | IC | SB | NA | DFO |  |  |  | 0.30942
2019 | CA | CoreSite Real Estate 2972 Stender, L.P. | 61464 | G-1 | IC | SB | NA | DFO |  |  |  | 0.30942
2019 | CA | CoreSite Real Estate 2972 Stender, L.P. | 61464 | G-2 | IC | SB | NA | DFO |  |  |  | 0.30942
2019 | CA | CoreSite Real Estate 2972 Stender, L.P. | 61464 | G-3 | IC | SB | NA | DFO |  |  |  | 0.30942
2019 | CA | CoreSite Real Estate 2972 Stender, L.P. | 61464 | G-4 | IC | SB | NA | DFO |  |  |  | 0.30942
2019 | CA | CoreSite Real Estate 2972 Stender, L.P. | 61464 | G-5 | IC | SB | NA | DFO |  |  |  | 0.30942
2019 | CA | CoreSite Real Estate 2972 Stender, L.P. | 61464 | G-6 | IC | SB | NA | DFO |  |  |  | 0.30942
2019 | CA | CoreSite Real Estate 3032 Coronado, L.P. | 61482 | G-1 | IC | SB | NA | DFO |  |  |  | 0.30942
2019 | CA | CoreSite Real Estate 3032 Coronado, L.P. | 61482 | G-10 | IC | SB | NA | DFO |  |  |  | 0.30942
2019 | CA | CoreSite Real Estate 3032 Coronado, L.P. | 61482 | G-2 | IC | SB | NA | DFO |  |  |  | 0.30942
2019 | CA | CoreSite Real Estate 3032 Coronado, L.P. | 61482 | G-3 | IC | SB | NA | DFO |  |  |  | 0.30942
2019 | CA | CoreSite Real Estate 3032 Coronado, L.P. | 61482 | G-4 | IC | SB | NA | DFO |  |  |  | 0.30942
2019 | CA | CoreSite Real Estate 3032 Coronado, L.P. | 61482 | G-5 | IC | SB | NA | DFO |  |  |  | 0.30942
2019 | CA | CoreSite Real Estate 3032 Coronado, L.P. | 61482 | G-6 | IC | SB | NA | DFO |  |  |  | 0.30942
2019 | CA | CoreSite Real Estate 3032 Coronado, L.P. | 61482 | G-7 | IC | SB | NA | DFO |  |  |  | 0.30942
2019 | CA | CoreSite Real Estate 3032 Coronado, L.P. | 61482 | G-8 | IC | SB | NA | DFO |  |  |  | 0.30942
2019 | CA | CoreSite Real Estate 3032 Coronado, L.P. | 61482 | G-9 | IC | SB | NA | DFO |  |  |  | 0.30942
2019 | CA | CoreSite Real Estate 55 S. Market Street | 61474 | G-1 | IC | SB | NA | DFO |  |  |  | 0.30942
2019 | CA | CoreSite Real Estate 55 S. Market Street | 61474 | G-2 | IC | SB | NA | DFO |  |  |  | 0.30942
2019 | CA | CoreSite Real Estate 55 S. Market Street | 61474 | G-3 | IC | SB | NA | DFO |  |  |  | 0.30942
2019 | CA | CoreSite Real Estate 55 S. Market Street | 61474 | G-4 | IC | SB | NA | DFO |  |  |  | 0.30942
2019 | CA | Corona | 480 | 1 | HY | OP | NA | WAT |  | 32259 |  | 1.5381e-07 | EIA Prime Mover-level Data | NEI avg EF - PM, fuel type, firing type
2019 | CA | Corona Energy Partners, Ltd | 10635 | GEN1 | GT | RE | NA | NG
2019 | CA | Coronal Lost Hills | 59638 | CLH | PV | OP | NA | SUN |  | 451308 |  | 0 | EIA Prime Mover-level Data | Estimated using an emission factor
2019 | CA | Coronus Adelanto West 1 | 59536 | AWI | PV | OP | NA | SUN |  | 22080 |  | 0 | EIA Prime Mover-level Data | Estimated using an emission factor
2019 | CA | Coronus Adelanto West 2 | 59537 | AW2 | PV | OP | NA | SUN |  | 26268 |  | 0 | EIA Prime Mover-level Data | Estimated using an emission factor
2019 | CA | Coso Energy Developers | 10875 | GEN7 | ST | OP | NA | GEO |  | 828193.7 |  | 0 | EIA Prime Mover-level Data | Estimated using an emission factor
2019 | CA | Coso Energy Developers | 10875 | GEN8 | ST | OP | NA | GEO |  | 828193.7 |  | 0 | EIA Prime Mover-level Data | Estimated using an emission factor
2019 | CA | Coso Energy Developers | 10875 | GEN9 | ST | OP | NA | GEO |  | 828193.7 |  | 0 | EIA Prime Mover-level Data | Estimated using an emission factor
2019 | CA | Coso Finance Partners | 10873 | GEN1 | ST | OP | NA | GEO |  | 1519429 |  | 0 | EIA Prime Mover-level Data | Estimated using an emission factor
2019 | CA | Coso Finance Partners | 10873 | GEN2 | ST | OP | NA | GEO |  | 1415617 |  | 0 | EIA Prime Mover-level Data | Estimated using an emission factor
2019 | CA | Coso Finance Partners | 10873 | GEN3 | ST | OP | NA | GEO |  | 1415617 |  | 0 | EIA Prime Mover-level Data | Estimated using an emission factor
2019 | CA | Coso Power Developers | 10874 | GEN4 | ST | OP | NA | GEO |  | 1213591 |  | 0 | EIA Prime Mover-level Data | Estimated using an emission factor
2019 | CA | Coso Power Developers | 10874 | GEN5 | ST | OP | NA | GEO |  | 1213591 |  | 0 | EIA Prime Mover-level Data | Estimated using an emission factor
2019 | CA | Coso Power Developers | 10874 | GEN6 | ST | OP | NA | GEO |  | 1213591 |  | 0 | EIA Prime Mover-level Data | Estimated using an emission factor
2019 | CA | Costco Lake Drive | 63638 | CTC13 | FC | OP | NA | NG |  | 113930 | 0 | 0 | EIA Prime Mover-level Data | Estimated using an emission factor
2019 | CA | Cottonwood | 394 | 1 | HY | OP | NA | WAT |  | 4576.5 |  | 1.5381e-07 | EIA Prime Mover-level Data | NEI avg EF - PM, fuel type, firing type
2019 | CA | Cottonwood | 394 | 2 | HY | OP | NA | WAT |  | 4576.5 |  | 1.5381e-07 | EIA Prime Mover-level Data | NEI avg EF - PM, fuel type, firing type
2019 | CA | Cottonwood Solar, LLC (City of Corcoran) | 59087 | GEN 1 | PV | OP | NA | SUN |  | 230995 |  | 0 | EIA Prime Mover-level Data | Estimated using an emission factor
2019 | CA | Cottonwood Solar, LLC (Goose Lake) | 59086 | GEN1 | PV | OP | NA | SUN |  | 287385 |  | 0 | EIA Prime Mover-level Data | Estimated using an emission factor
2019 | CA | Cottonwood Solar, LLC Cottonwood Carport | 59703 | 1 | PV | OP | NA | SUN |  | 11753 |  | 0 | EIA Prime Mover-level Data | Estimated using an emission factor
2019 | CA | County of San Diego SBRC | 62242 | SBRC | PV | OP | NA | SUN |  | 20872 |  | 0 | EIA Prime Mover-level Data | Estimated using an emission factor
2019 | CA | Covanta Delano Energy | 10840 | U1 | ST | OS | NA | WDS |  | 0 | 0 | 0.022812 | EIA Unit-level Data | NEI avg EF - PM, fuel type, firing type
2019 | CA | Covanta Delano Energy | 10840 | U2 | ST | OS | NA | WDS |  | 0 | 0 | 0.022812 | EIA Unit-level Data | NEI avg EF - PM, fuel type, firing type
2019 | CA | Covanta Mendota | 10837 | GEN1 | ST | OS | NA | WDS |  |  |  | 0.022915
2019 | CA | Covanta Stanislaus Energy | 50632 | 1 | ST | OP | NA | MSW |  | 1403581 | 1.0948 | 0.00156 | EIA Unit-level Data | Estimated using an emission factor
2019 | CA | Covanta Stanislaus Energy | 50632 | 2 | ST | OP | NA | MSW |  | 1516205 | 1.1826 | 0.00156 | EIA Unit-level Data | Estimated using an emission factor
2019 | CA | Cove Hydroelectric | 10707 | GEN1 | HY | OP | NA | WAT |  | 160469 |  | 1.5381e-07 | EIA Prime Mover-level Data | NEI avg EF - PM, fuel type, firing type
2019 | CA | Cow Creek | 229 | 1 | HY | OP | NA | WAT |  | 19940.5 |  | 1.5381e-07 | EIA Prime Mover-level Data | NEI avg EF - PM, fuel type, firing type
2019 | CA | Cow Creek | 229 | 2 | HY | OP | NA | WAT |  | 19940.5 |  | 1.5381e-07 | EIA Prime Mover-level Data | NEI avg EF - PM, fuel type, firing type
2019 | CA | Coyote Creek | 483 | 1 | HY | OP | NA | WAT |  |  |  | 1.5381e-07
2019 | CA | Crafton Hills College Solar Farm | 58170 | GEN1 | PV | OP | NA | SUN |  | 13478 |  | 0 | EIA Prime Mover-level Data | Estimated using an emission factor
2019 | CA | Crazy Horse Solar Project | 61285 | PV1 | PV | P | NA | SUN
2019 | CA | Cresta | 231 | 1 | HY | OP | NA | WAT |  | 1652458 |  | 1.5381e-07 | EIA Prime Mover-level Data | NEI avg EF - PM, fuel type, firing type
2019 | CA | Cresta | 231 | 2 | HY | OP | NA | WAT |  | 1652458 |  | 1.5381e-07 | EIA Prime Mover-level Data | NEI avg EF - PM, fuel type, firing type
2019 | CA | Crockett Cogen Project | 55084 | GE1 | CS |  | NA | NG |  | 13848650 | 2.9221 | 0.000422 | EIA Unit-level Data | Estimated using an emission factor
2019 | CA | Crown Cooling Facility | 58527 | 1 | PV | OP | NA | SUN |  | 15408 |  | 0 | EIA Prime Mover-level Data | Estimated using an emission factor
2019 | CA | CSD 2 - Heritage High | 59130 | 57449 | PV | OP | NA | SUN |  | 17826 |  | 0 | EIA Prime Mover-level Data | Estimated using an emission factor
2019 | CA | CSD 2- Freedom High | 59129 | 57449 | PV | OP | NA | SUN |  | 13203 |  | 0 | EIA Prime Mover-level Data | Estimated using an emission factor
2019 | CA | CST001 McCarthy Fuel Cell | 63701 | CST1A | FC | OP | NA | NG |  | 46437.75 | 0 | 0 | EIA Prime Mover-level Data | Estimated using an emission factor
2019 | CA | CST001 McCarthy Fuel Cell | 63701 | CST1B | FC | OP | NA | NG |  | 15479.25 | 0 | 0 | EIA Prime Mover-level Data | Estimated using an emission factor
2019 | CA | CSU East Bay | 57042 | 1 | FC | OP | NA | NG |  | 50153 | 0 | 0 | EIA Prime Mover-level Data | Estimated using an emission factor
2019 | CA | CSU Fresno Solar Project | 56813 | 1 | PV | OP | NA | SUN |  | 6611.5 |  | 0 | EIA Prime Mover-level Data | Estimated using an emission factor
2019 | CA | CSU Fresno Solar Project | 56813 | 2 | PV | OP | NA | SUN |  | 6611.5 |  | 0 | EIA Prime Mover-level Data | Estimated using an emission factor
2019 | CA | CSU Long Beach | 63611 | CSULB | BA | OP | NA | MWH
2019 | CA | CSU Long Beach Lots 7 & 14 | 62028 | CSULB | PV | OP | NA | SUN |  | 64901 |  | 0 | EIA Prime Mover-level Data | Estimated using an emission factor
2019 | CA | CSU Northridge Plant | 58422 | 63 | FC | RE | NA | NG |  |  |  | 0
2019 | CA | CSU Northridge Plant | 58422 | 64 | FC | RE | NA | NG |  |  |  | 0
2019 | CA | CSU Northridge Plant | 58422 | 65 | FC | RE | NA | NG |  |  |  | 0
2019 | CA | CSU Northridge Plant | 58422 | 67 | FC | RE | NA | NG |  |  |  | 0
2019 | CA | CSU Northridge Plant | 58422 | B2PV | PV | OP | NA | SUN |  | 5402 |  | 0 | EIA Prime Mover-level Data | Estimated using an emission factor
2019 | CA | CSU Northridge Plant | 58422 | CP1 | GT | OS | NA | NG |  |  |  | 0.0070853
2019 | CA | CSU Northridge Plant | 58422 | E6PV | PV | OP | NA | SUN |  | 2701 |  | 0 | EIA Prime Mover-level Data | Estimated using an emission factor
2019 | CA | CSU Northridge Plant | 58422 | G6PV | PV | P | NA | SUN
2019 | CA | CSUCI Site Authority | 50851 | GEN1 | CT |  | NA | NG |  | 21671.4 | 0.062375 | 0.0057564 | EIA Unit-level Data | NEI avg EF - PM, fuel type
2019 | CA | CSUCI Site Authority | 50851 | GEN2 | CA | OP | NA | NG |  | 0 | 0 | 0.0017814 | EIA Prime Mover-level Data | NEI avg EF - PM, fuel type, firing type
2019 | CA | CSUF Nutwood Solar | 60979 | PV1 | PV | OP | NA | SUN |  | 27139 |  | 0 | EIA Prime Mover-level Data | Estimated using an emission factor
2019 | CA | CSUF State College | 60978 | PV1 | PV | OP | NA | SUN |  | 14690 |  | 0 | EIA Prime Mover-level Data | Estimated using an emission factor
2019 | CA | CSUF Trigeneration | 58169 | 1 | GT | OP | NA | NG |  | 342510 | 0.93906 | 0.0054834 | EIA Prime Mover-level Data | NEI avg EF - PM, fuel type, firing type
2019 | CA | CSUF Trigeneration | 58169 | CPAC | PV | OP | NA | SUN |  | 3903.385 |  | 0 | EIA Prime Mover-level Data | Estimated using an emission factor
2019 | CA | CSUF Trigeneration | 58169 | KHS | PV | OP | NA | SUN |  | 3903.385 |  | 0 | EIA Prime Mover-level Data | Estimated using an emission factor
2019 | CA | CSUF Trigeneration | 58169 | NPS | PV | OP | NA | SUN |  | 26022.56 |  | 0 | EIA Prime Mover-level Data | Estimated using an emission factor
2019 | CA | CSUF Trigeneration | 58169 | PS4 | PV | OP | NA | SUN |  | 3903.385 |  | 0 | EIA Prime Mover-level Data | Estimated using an emission factor
2019 | CA | CSUF Trigeneration | 58169 | SCPS | PV | OP | NA | SUN |  | 13011.28 |  | 0 | EIA Prime Mover-level Data | Estimated using an emission factor
2019 | CA | CTV Power Purchase Contract Trust | 54300 | GEWE | WT | OP | NA | WND |  | 96233.48 |  | 0 | EIA Prime Mover-level Data | Estimated using an emission factor
2019 | CA | CTV Power Purchase Contract Trust | 54300 | SX1S | WT | OS | NA | WND |  | 2138.522 |  | 0 | EIA Prime Mover-level Data | Estimated using an emission factor
2019 | CA | Cuyama Solar, LLC | 60043 | GEN01 | PV | OP | NA | SUN |  | 919194 |  | 0 | EIA Prime Mover-level Data | Estimated using an emission factor
2019 | CA | Cymric 31X Cogen | 52081 | TG1 | GT | OP | NA | NG |  | 327664.5 | 0.89836 | 0.0054834 | EIA Prime Mover-level Data | NEI avg EF - PM, fuel type, firing type
2019 | CA | Cymric 31X Cogen | 52081 | TG2 | GT | OP | NA | NG |  | 327664.5 | 0.89836 | 0.0054834 | EIA Prime Mover-level Data | NEI avg EF - PM, fuel type, firing type
2019 | CA | Cymric 36W Cogen | 52104 | GEN1 | GT | OP | NA | NG |  | 304004.5 | 0.83349 | 0.0054834 | EIA Prime Mover-level Data | NEI avg EF - PM, fuel type, firing type
2019 | CA | Cymric 36W Cogen | 52104 | GEN2 | GT | OP | NA | NG |  | 304004.5 | 0.83349 | 0.0054834 | EIA Prime Mover-level Data | NEI avg EF - PM, fuel type, firing type
2019 | CA | Cymric 36W Cogen | 52104 | GEN3 | GT | OP | NA | NG |  | 304004.5 | 0.83349 | 0.0054834 | EIA Prime Mover-level Data | NEI avg EF - PM, fuel type, firing type
2019 | CA | Cymric 36W Cogen | 52104 | GEN4 | GT | OP | NA | NG |  | 304004.5 | 0.83349 | 0.0054834 | EIA Prime Mover-level Data | NEI avg EF - PM, fuel type, firing type
2019 | CA | Cymric 6Z Cogen | 52082 | TG1 | GT | OP | NA | NG |  | 328887.5 | 0.90171 | 0.0054834 | EIA Prime Mover-level Data | NEI avg EF - PM, fuel type, firing type
2019 | CA | Cymric 6Z Cogen | 52082 | TG2 | GT | OP | NA | NG |  | 328887.5 | 0.90171 | 0.0054834 | EIA Prime Mover-level Data | NEI avg EF - PM, fuel type, firing type
2019 | CA | D'Arrigo Brothers - Phase 4 | 63486 | DA04 | PV | OP | NA | SUN |  | 31165 |  | 0 | EIA Prime Mover-level Data | Estimated using an emission factor
2019 | CA | DATS | 63612 | DATS0 | BA | OP | NA | MWH
2019 | CA | De Sabla | 232 | 1 | HY | OP | NA | WAT |  | 485926 |  | 1.5381e-07 | EIA Prime Mover-level Data | NEI avg EF - PM, fuel type, firing type
2019 | CA | Deadwood Creek | 7507 | 1 | HY | OP | NA | WAT |  | 43557 |  | 1.5381e-07 | EIA Prime Mover-level Data | NEI avg EF - PM, fuel type, firing type
2019 | CA | Dedeaux | 63674 | DEDEA | PV | OP | NA | SUN
2019 | CA | Deer Creek PH | 233 | 1 | HY | OP | NA | WAT |  | 144235 |  | 1.5381e-07 | EIA Prime Mover-level Data | NEI avg EF - PM, fuel type, firing type
2019 | CA | Del Ranch Company | 10632 | GEN1 | ST | OP | NA | GEO |  | 2772778 |  | 0 | EIA Prime Mover-level Data | Estimated using an emission factor
2019 | CA | Delano Land 1 | 61116 | DELA1 | PV | OP | NA | SUN |  | 18011 |  | 0 | EIA Prime Mover-level Data | Estimated using an emission factor
2019 | CA | Depot Park Solar System | 58119 | DPSS | PV | OP | NA | SUN |  | 50411 |  | 0 | EIA Prime Mover-level Data | Estimated using an emission factor
2019 | CA | Dept of General Services -FTB | 60861 | PV1 | PV | OP | NA | SUN |  | 46506 |  | 0 | EIA Prime Mover-level Data | Estimated using an emission factor
2019 | CA | Desert Green Solar Farm LLC | 57959 | 1 | PV | OP | NA | SUN |  | 137816 |  | 0 | EIA Prime Mover-level Data | Estimated using an emission factor
2019 | CA | Desert Harvest, LLC | 62177 | DH001 | PV | T | NA | SUN
2019 | CA | Desert Hot Springs Solar | 58514 | DHCA | PV | OP | NA | SUN |  | 55668 |  | 0 | EIA Prime Mover-level Data | Estimated using an emission factor
2019 | CA | Desert Quartzite | 59871 | GEN01 | PV | T | NA | SUN
2019 | CA | Desert Sunlight 250, LLC | 58542 | DSL12 | PV | OP | NA | SUN |  | 841758.6 |  | 0 | EIA Prime Mover-level Data | Estimated using an emission factor
2019 | CA | Desert Sunlight 250, LLC | 58542 | DSL13 | PV | OP | NA | SUN |  | 841758.6 |  | 0 | EIA Prime Mover-level Data | Estimated using an emission factor
2019 | CA | Desert Sunlight 250, LLC | 58542 | DSL14 | PV | OP | NA | SUN |  | 570501.4 |  | 0 | EIA Prime Mover-level Data | Estimated using an emission factor
2019 | CA | Desert Sunlight 250, LLC | 58542 | DSL15 | PV | OP | NA | SUN |  | 299244.1 |  | 0 | EIA Prime Mover-level Data | Estimated using an emission factor
2019 | CA | Desert Sunlight 250, LLC | 58542 | DSL16 | PV | OP | NA | SUN |  | 488693.6 |  | 0 | EIA Prime Mover-level Data | Estimated using an emission factor
2019 | CA | Desert Sunlight 250, LLC | 58542 | DSL17 | PV | OP | NA | SUN |  | 624322.3 |  | 0 | EIA Prime Mover-level Data | Estimated using an emission factor
2019 | CA | Desert Sunlight 250, LLC | 58542 | DSL18 | PV | OP | NA | SUN |  | 624322.3 |  | 0 | EIA Prime Mover-level Data | Estimated using an emission factor
2019 | CA | Desert Sunlight 250, LLC | 58542 | DSL19 | PV | OP | NA | SUN |  | 542514.5 |  | 0 | EIA Prime Mover-level Data | Estimated using an emission factor
2019 | CA | Desert Sunlight 250, LLC | 58542 | DSL20 | PV | OP | NA | SUN |  | 542514.5 |  | 0 | EIA Prime Mover-level Data | Estimated using an emission factor
2019 | CA | Desert Sunlight 300, LLC | 57993 | DSL1 | PV | OP | NA | SUN |  | 795293.4 |  | 0 | EIA Prime Mover-level Data | Estimated using an emission factor
2019 | CA | Desert Sunlight 300, LLC | 57993 | DSL10 | PV | OP | NA | SUN |  | 595976.8 |  | 0 | EIA Prime Mover-level Data | Estimated using an emission factor
2019 | CA | Desert Sunlight 300, LLC | 57993 | DSL11 | PV | OP | NA | SUN |  | 398633.4 |  | 0 | EIA Prime Mover-level Data | Estimated using an emission factor
2019 | CA | Desert Sunlight 300, LLC | 57993 | DSL2 | PV | OP | NA | SUN |  | 795293.4 |  | 0 | EIA Prime Mover-level Data | Estimated using an emission factor
2019 | CA | Desert Sunlight 300, LLC | 57993 | DSL3 | PV | OP | NA | SUN |  | 795293.4 |  | 0 | EIA Prime Mover-level Data | Estimated using an emission factor
2019 | CA | Desert Sunlight 300, LLC | 57993 | DSL4 | PV | OP | NA | SUN |  | 595976.8 |  | 0 | EIA Prime Mover-level Data | Estimated using an emission factor
2019 | CA | Desert Sunlight 300, LLC | 57993 | DSL5 | PV | OP | NA | SUN |  | 497305.1 |  | 0 | EIA Prime Mover-level Data | Estimated using an emission factor
2019 | CA | Desert Sunlight 300, LLC | 57993 | DSL6 | PV | OP | NA | SUN |  | 497305.1 |  | 0 | EIA Prime Mover-level Data | Estimated using an emission factor
2019 | CA | Desert Sunlight 300, LLC | 57993 | DSL7 | PV | OP | NA | SUN |  | 398633.4 |  | 0 | EIA Prime Mover-level Data | Estimated using an emission factor
2019 | CA | Desert Sunlight 300, LLC | 57993 | DSL8 | PV | OP | NA | SUN |  | 372978.8 |  | 0 | EIA Prime Mover-level Data | Estimated using an emission factor
2019 | CA | Desert Sunlight 300, LLC | 57993 | DSL9 | PV | OP | NA | SUN |  | 447969.3 |  | 0 | EIA Prime Mover-level Data | Estimated using an emission factor
2019 | CA | Desert View Power | 10300 | BLR1 | ST | OP | NA | WDS |  | 2736988 | 31.2184 | 0.022812 | EIA Unit-level Data | NEI avg EF - PM, fuel type
2019 | CA | Desert View Power | 10300 | BLR2 | ST | OP | NA | WDS |  | 2742915 | 31.286 | 0.022812 | EIA Unit-level Data | NEI avg EF - PM, fuel type
2019 | CA | DESI-1 Battery Energy Storage Facility | 60699 | DESI1 | BA | TS | NA | MWH
2019 | CA | DESI-2 Battery Storage Facility | 62460 | DESI2 | BA | TS | NA | MWH
2019 | CA | Devil Canyon | 436 | 1 | HY | OP | NA | WAT |  | 2408491 |  | 1.5381e-07 | EIA Prime Mover-level Data | NEI avg EF - PM, fuel type, firing type
2019 | CA | Devil Canyon | 436 | 2 | HY | OP | NA | WAT |  | 2408491 |  | 1.5381e-07 | EIA Prime Mover-level Data | NEI avg EF - PM, fuel type, firing type
2019 | CA | Devil Canyon | 436 | 3 | HY | OP | NA | WAT |  | 3153593 |  | 1.5381e-07 | EIA Prime Mover-level Data | NEI avg EF - PM, fuel type, firing type
2019 | CA | Devil Canyon | 436 | 4 | HY | OP | NA | WAT |  | 3153593 |  | 1.5381e-07 | EIA Prime Mover-level Data | NEI avg EF - PM, fuel type, firing type
2019 | CA | DGS Central California Womens Facility | 63419 | 1122 | PV | U | NA | SUN
2019 | CA | DGS Central Utility Plant | 58593 | BS1 | IC | SB | NA | DFO |  |  |  | 0.30942
2019 | CA | DGS Central Utility Plant | 58593 | EM1 | IC | SB | NA | DFO |  |  |  | 0.30942
2019 | CA | DGS Central Utility Plant | 58593 | STG | ST | SB | NA | NG |  |  |  | 0.0080534
2019 | CA | DGS Wasco State Prison | 63418 | 1122 | PV | U | NA | SUN
2019 | CA | Diablo Canyon | 6099 | 1 | ST | OP | NA | NUC |  | 92328830 |  | 0 | EIA Prime Mover-level Data | Estimated using an emission factor
2019 | CA | Diablo Canyon | 6099 | 2 | ST | OP | NA | NUC |  | 76511480 |  | 0 | EIA Prime Mover-level Data | Estimated using an emission factor
2019 | CA | Diablo Energy Storage | 62175 | DIBLO | BA | P | NA | MWH
2019 | CA | Diablo Winds LLC | 56271 | VEST | WT | OP | NA | WND |  | 480842 |  | 0 | EIA Prime Mover-level Data | Estimated using an emission factor
2019 | CA | Diamond Valley Lake | 7942 | 1 | HY | RE | NA | WAT
2019 | CA | Diamond Valley Lake | 7942 | 2 | HY | OP | NA | WAT |  | 17910.89 |  | 1.5381e-07 | EIA Prime Mover-level Data | NEI avg EF - PM, fuel type, firing type
2019 | CA | Diamond Valley Lake | 7942 | 3 | HY | OP | NA | WAT |  | 17910.89 |  | 1.5381e-07 | EIA Prime Mover-level Data | NEI avg EF - PM, fuel type, firing type
2019 | CA | Diamond Valley Lake | 7942 | 4 | HY | OP | NA | WAT |  | 17910.89 |  | 1.5381e-07 | EIA Prime Mover-level Data | NEI avg EF - PM, fuel type, firing type
2019 | CA | Diamond Valley Lake | 7942 | 5 | HY | RE | NA | WAT
2019 | CA | Diamond Valley Lake | 7942 | 6 | HY | OP | NA | WAT |  | 17910.89 |  | 1.5381e-07 | EIA Prime Mover-level Data | NEI avg EF - PM, fuel type, firing type
2019 | CA | Diamond Valley Lake | 7942 | 7 | HY | OP | NA | WAT |  | 17910.89 |  | 1.5381e-07 | EIA Prime Mover-level Data | NEI avg EF - PM, fuel type, firing type
2019 | CA | Diamond Valley Lake | 7942 | 8 | HY | OP | NA | WAT |  | 17910.89 |  | 1.5381e-07 | EIA Prime Mover-level Data | NEI avg EF - PM, fuel type, firing type
2019 | CA | Diamond Valley Lake | 7942 | 9 | HY | RE | NA | WAT
2019 | CA | Diamond Valley Lake | 7942 | 10 | HY | OP | NA | WAT |  | 17910.89 |  | 1.5381e-07 | EIA Prime Mover-level Data | NEI avg EF - PM, fuel type, firing type
2019 | CA | Diamond Valley Lake | 7942 | 11 | HY | OP | NA | WAT |  | 17910.89 |  | 1.5381e-07 | EIA Prime Mover-level Data | NEI avg EF - PM, fuel type, firing type
2019 | CA | Diamond Valley Lake | 7942 | 12 | HY | OP | NA | WAT |  | 17910.89 |  | 1.5381e-07 | EIA Prime Mover-level Data | NEI avg EF - PM, fuel type, firing type
2019 | CA | Diamond Valley Solar Project | 59405 | PV11 | PV | OP | NA | SUN |  | 21492 |  | 0 | EIA Prime Mover-level Data | Estimated using an emission factor
2019 | CA | Difwind Farms Ltd I | 54681 | EXIS | WT | OP | NA | WND |  | 1816 |  | 0 | EIA Prime Mover-level Data | Estimated using an emission factor
2019 | CA | Difwind Farms Ltd II | 54682 | EXIS | WT | OP | NA | WND |  | 293 |  | 0 | EIA Prime Mover-level Data | Estimated using an emission factor
2019 | CA | Difwind Farms Ltd V | 54685 | EXIS | WT | OP | NA | WND |  | 51689 |  | 0 | EIA Prime Mover-level Data | Estimated using an emission factor
2019 | CA | Difwind Farms Ltd VI | 54686 | EXIS | WT | OP | NA | WND |  | 208807 |  | 0 | EIA Prime Mover-level Data | Estimated using an emission factor
2019 | CA | Difwind Farms Ltd VII | 10815 | GEN1 | WT | RE | NA | WND
2019 | CA | Difwind Farms Ltd VIII | 54687 | EXIS | WT | RE | NA | WND
2019 | CA | Dillon Wind LLC | 56791 | 1 | WT | OP | NA | WND |  | 1308558 |  | 0 | EIA Prime Mover-level Data | Estimated using an emission factor
2019 | CA | Dinosaur Point | 10005 | WTGS | WT | OA | NA | WND |  | 124406 |  | 0 | EIA Prime Mover-level Data | Estimated using an emission factor
2019 | CA | Dinuba Energy | 60100 | B-1 | ST | OP | NA | WDS |  | 0 | 0 | 0.022812 | EIA Unit-level Data | NEI avg EF - PM, fuel type, firing type
2019 | CA | Dinuba Wastewater Treatment Plant | 57827 | DSPV | PV | OP | NA | SUN |  | 14193 |  | 0 | EIA Prime Mover-level Data | Estimated using an emission factor
2019 | CA | Dion R Holm | 380 | 1 | HY | OP | NA | WAT |  | 2708120 |  | 1.5381e-07 | EIA Prime Mover-level Data | NEI avg EF - PM, fuel type, firing type
2019 | CA | Dion R Holm | 380 | 2 | HY | OP | NA | WAT |  | 2708120 |  | 1.5381e-07 | EIA Prime Mover-level Data | NEI avg EF - PM, fuel type, firing type
2019 | CA | Disney Prospect | 62571 | DSY01 | FC | OP | NA | NG |  | 62420 | 0 | 0 | EIA Prime Mover-level Data | Estimated using an emission factor
2019 | CA | Division 1 | 59094 | GEN 1 | PV | OP | NA | SUN |  | 27558 |  | 0 | EIA Prime Mover-level Data | Estimated using an emission factor
2019 | CA | Division 2 | 59095 | GEN 1 | PV | OP | NA | SUN |  | 17258 |  | 0 | EIA Prime Mover-level Data | Estimated using an emission factor
2019 | CA | Division 3 | 59096 | GEN1 | PV | OP | NA | SUN |  | 17925 |  | 0 | EIA Prime Mover-level Data | Estimated using an emission factor
2019 | CA | Dome Project | 54449 | T1 | GT | OP | NA | NG |  | 567099.5 | 1.5548 | 0.0054834 | EIA Prime Mover-level Data | NEI avg EF - PM, fuel type, firing type
2019 | CA | Dome Project | 54449 | T2 | GT | OP | NA | NG |  | 567099.5 | 1.5548 | 0.0054834 | EIA Prime Mover-level Data | NEI avg EF - PM, fuel type, firing type
2019 | CA | Dominguez Plant | 52064 | GEN1 | ST | OP | NA | WH |  | 107506 |  | 0 | EIA Prime Mover-level Data | Estimated using an emission factor
2019 | CA | Don Lee BESS 1 LLC | 62872 | DONL1 | BA | T | NA | MWH
2019 | CA | Don Pedro | 439 | 1 | HY | OP | NA | WAT |  | 852648.7 |  | 1.5381e-07 | EIA Prime Mover-level Data | NEI avg EF - PM, fuel type, firing type
2019 | CA | Don Pedro | 439 | 2 | HY | OP | NA | WAT |  | 852648.7 |  | 1.5381e-07 | EIA Prime Mover-level Data | NEI avg EF - PM, fuel type, firing type
2019 | CA | Don Pedro | 439 | 3 | HY | OP | NA | WAT |  | 852648.7 |  | 1.5381e-07 | EIA Prime Mover-level Data | NEI avg EF - PM, fuel type, firing type
2019 | CA | Don Pedro | 439 | 4 | HY | OP | NA | WAT |  | 642765.9 |  | 1.5381e-07 | EIA Prime Mover-level Data | NEI avg EF - PM, fuel type, firing type
2019 | CA | Donnells | 415 | H1 | HY | OP | NA | WAT |  | 2691903 |  | 1.5381e-07 | EIA Prime Mover-level Data | NEI avg EF - PM, fuel type, firing type
2019 | CA | Double C Generation Limited Partnership | 50493 | DC1 | GT | OP | NA | NG |  | 88133 | 0.24163 | 0.0054834 | EIA Prime Mover-level Data | NEI avg EF - PM, fuel type, firing type
2019 | CA | Double C Generation Limited Partnership | 50493 | DC2 | GT | OP | NA | NG |  | 88133 | 0.24163 | 0.0054834 | EIA Prime Mover-level Data | NEI avg EF - PM, fuel type, firing type
2019 | CA | Downey | 63613 | DOWNY | BA | OP | NA | MWH
2019 | CA | Drew Solar LLC | 63127 | DS | PV | L | NA | SUN
2019 | CA | Drews Generating Facility | 55935 | D1 | GT | OP | NA | NG |  | 1568.5 | 0.0043004 | 0.0054834 | EIA Prime Mover-level Data | NEI avg EF - PM, fuel type, firing type
2019 | CA | Drews Generating Facility | 55935 | D2 | GT | OP | NA | NG |  | 1568.5 | 0.0043004 | 0.0054834 | EIA Prime Mover-level Data | NEI avg EF - PM, fuel type, firing type
2019 | CA | Drews Generating Facility | 55935 | D3 | GT | OP | NA | NG |  | 1568.5 | 0.0043004 | 0.0054834 | EIA Prime Mover-level Data | NEI avg EF - PM, fuel type, firing type
2019 | CA | Drews Generating Facility | 55935 | D4 | GT | OP | NA | NG |  | 1568.5 | 0.0043004 | 0.0054834 | EIA Prime Mover-level Data | NEI avg EF - PM, fuel type, firing type
2019 | CA | Drop 1 | 585 | 1 | HY | OP | NA | WAT |  | 24462.33 |  | 1.5381e-07 | EIA Prime Mover-level Data | NEI avg EF - PM, fuel type, firing type
2019 | CA | Drop 1 | 585 | 2 | HY | OP | NA | WAT |  | 24462.33 |  | 1.5381e-07 | EIA Prime Mover-level Data | NEI avg EF - PM, fuel type, firing type
2019 | CA | Drop 1 | 585 | 3 | HY | OP | NA | WAT |  | 24462.33 |  | 1.5381e-07 | EIA Prime Mover-level Data | NEI avg EF - PM, fuel type, firing type
2019 | CA | Drop 2 (CA) | 385 | 1 | HY | OP | NA | WAT |  | 178080.5 |  | 1.5381e-07 | EIA Prime Mover-level Data | NEI avg EF - PM, fuel type, firing type
2019 | CA | Drop 2 (CA) | 385 | 2 | HY | OP | NA | WAT |  | 178080.5 |  | 1.5381e-07 | EIA Prime Mover-level Data | NEI avg EF - PM, fuel type, firing type
2019 | CA | Drop 3 (CA) | 386 | 1 | HY | OP | NA | WAT |  | 190477.6 |  | 1.5381e-07 | EIA Prime Mover-level Data | NEI avg EF - PM, fuel type, firing type
2019 | CA | Drop 3 (CA) | 386 | 2 | HY | OP | NA | WAT |  | 174604.4 |  | 1.5381e-07 | EIA Prime Mover-level Data | NEI avg EF - PM, fuel type, firing type
2019 | CA | Drop 4 | 387 | 1 | HY | OP | NA | WAT |  | 385902 |  | 1.5381e-07 | EIA Prime Mover-level Data | NEI avg EF - PM, fuel type, firing type
2019 | CA | Drop 4 | 387 | 2 | HY | OP | NA | WAT |  | 370466 |  | 1.5381e-07 | EIA Prime Mover-level Data | NEI avg EF - PM, fuel type, firing type
2019 | CA | Drop 5 | 314 | 1 | HY | OA | NA | WAT |  | 46220.5 |  | 1.5381e-07 | EIA Prime Mover-level Data | NEI avg EF - PM, fuel type, firing type
2019 | CA | Drop 5 | 314 | 2 | HY | OP | NA | WAT |  | 46220.5 |  | 1.5381e-07 | EIA Prime Mover-level Data | NEI avg EF - PM, fuel type, firing type
2019 | CA | Drum 1 | 235 | 1 | HY | OP | NA | WAT |  | 159273.2 |  | 1.5381e-07 | EIA Prime Mover-level Data | NEI avg EF - PM, fuel type, firing type
2019 | CA | Drum 1 | 235 | 2 | HY | OP | NA | WAT |  | 159273.2 |  | 1.5381e-07 | EIA Prime Mover-level Data | NEI avg EF - PM, fuel type, firing type
2019 | CA | Drum 1 | 235 | 3 | HY | OP | NA | WAT |  | 159273.2 |  | 1.5381e-07 | EIA Prime Mover-level Data | NEI avg EF - PM, fuel type, firing type
2019 | CA | Drum 1 | 235 | 4 | HY | OP | NA | WAT |  | 175200.5 |  | 1.5381e-07 | EIA Prime Mover-level Data | NEI avg EF - PM, fuel type, firing type
2019 | CA | Drum 2 | 236 | 5 | HY | OP | NA | WAT |  | 2479676 |  | 1.5381e-07 | EIA Prime Mover-level Data | NEI avg EF - PM, fuel type, firing type
2019 | CA | DSH (CA) - Coalinga State Hospital | 59746 | 1 | PV | OP | NA | SUN |  | 41544 |  | 0 | EIA Prime Mover-level Data | Estimated using an emission factor
2019 | CA | Dulles | 60182 | DULLE | PV | OP | NA | SUN |  | 22768 |  | 0 | EIA Prime Mover-level Data | Estimated using an emission factor
2019 | CA | Dutch Flat | 237 | 1 | HY | OP | NA | WAT |  | 596604 |  | 1.5381e-07 | EIA Prime Mover-level Data | NEI avg EF - PM, fuel type, firing type
2019 | CA | Dutch Flat 2 | 413 | 3P | HY | OP | NA | WAT |  | 894308 |  | 1.5381e-07 | EIA Prime Mover-level Data | NEI avg EF - PM, fuel type, firing type
2019 | CA | Dutch Wind Energy | 57301 | DEC | WT | OP | NA | WND |  | 180180 |  | 0 | EIA Prime Mover-level Data | Estimated using an emission factor
2019 | CA | Dyer Road | 50818 | GEN1 | WT | RE | NA | WND
2019 | CA | Dynegy Oakland Power Plant | 6211 | GEN1 | GT | OP | NA | JF |  | 23603 | 0.10054 | 0.0085197 | EIA Prime Mover-level Data | NEI avg EF - PM, fuel type
2019 | CA | Dynegy Oakland Power Plant | 6211 | GEN2 | GT | OP | NA | JF |  | 23603 | 0.10054 | 0.0085197 | EIA Prime Mover-level Data | NEI avg EF - PM, fuel type
2019 | CA | Dynegy Oakland Power Plant | 6211 | GEN3 | GT | OP | NA | JF |  | 23603 | 0.10054 | 0.0085197 | EIA Prime Mover-level Data | NEI avg EF - PM, fuel type
2019 | CA | Dynegy Oakland Power Plant | 6211 | GEN4 | BA | P | NA | MWH
2019 | CA | E F Oxnard Energy Facility | 10776 | GTG | GT | OP | NA | NG |  | 1441822 | 3.953 | 0.0054834 | EIA Prime Mover-level Data | NEI avg EF - PM, fuel type, firing type
2019 | CA | E&B Resources | 60446 | PVEB | PV | OP | NA | SUN |  | 17969 |  | 0 | EIA Prime Mover-level Data | Estimated using an emission factor
2019 | CA | EAFB - North Base | 59132 | 57449 | PV | OP | NA | SUN |  | 22101 |  | 0 | EIA Prime Mover-level Data | Estimated using an emission factor
2019 | CA | EAFB - South Base | 59133 | 57449 | PV | OP | NA | SUN |  | 22037 |  | 0 | EIA Prime Mover-level Data | Estimated using an emission factor
2019 | CA | Eagle Creek | 63078 | EGCRK | PV | OP | NA | SUN |  | 588 |  | 0 | EIA Prime Mover-level Data | Estimated using an emission factor
2019 | CA | East Highline | 586 | 1 | HY | OP | NA | WAT |  | 28619 |  | 1.5381e-07 | EIA Prime Mover-level Data | NEI avg EF - PM, fuel type, firing type
2019 | CA | East Portal Generator | 50375 | GEN1 | HY | OP | NA | WAT |  | 49657 |  | 1.5381e-07 | EIA Prime Mover-level Data | NEI avg EF - PM, fuel type, firing type
2019 | CA | East Winds Project | 50820 | GEN1 | WT | OP | NA | WND |  | 57083 |  | 0 | EIA Prime Mover-level Data | Estimated using an emission factor
2019 | CA | EDF Renewable Windfarm V Inc | 54453 | GEN2 | WT | OP | NA | WND |  | 112724 |  | 0 | EIA Prime Mover-level Data | Estimated using an emission factor
2019 | CA | Edom Hills Project 1 LLC | 50553 | 1 | WT | OP | NA | WND |  | 253764 |  | 0 | EIA Prime Mover-level Data | Estimated using an emission factor
2019 | CA | Edom Hills Project 1 LLC | 50553 | WGNS | WT | RE | NA | WND
2019 | CA | EDPR CA Solar Park VI LLC (CA) Hybrid | 62892 | SONR2 | BA | T | NA | MWH
2019 | CA | EDPR CA Solar Park VI LLC (CA) Hybrid | 62892 | SONRI | PV | T | NA | SUN
2019 | CA | Edward C Hyatt | 437 | 1 | HY | OP | NA | WAT |  | 7903318 |  | 1.5381e-07 | EIA Prime Mover-level Data | NEI avg EF - PM, fuel type, firing type
2019 | CA | Edward C Hyatt | 437 | 2 | PS | OP | NA | WAT
2019 | CA | Edward C Hyatt | 437 | 3 | HY | OP | NA | WAT |  | 7903318 |  | 1.5381e-07 | EIA Prime Mover-level Data | NEI avg EF - PM, fuel type, firing type
2019 | CA | Edward C Hyatt | 437 | 4 | PS | OP | NA | WAT
2019 | CA | Edward C Hyatt | 437 | 5 | HY | OP | NA | WAT |  | 7903318 |  | 1.5381e-07 | EIA Prime Mover-level Data | NEI avg EF - PM, fuel type, firing type
2019 | CA | Edward C Hyatt | 437 | 6 | PS | OP | NA | WAT
2019 | CA | Edwards Air Force Base | 58076 | 1 | PV | OP | NA | SUN |  | 7363.333 |  | 0 | EIA Prime Mover-level Data | Estimated using an emission factor
2019 | CA | Edwards Air Force Base | 58076 | 2 | PV | OP | NA | SUN |  | 7363.333 |  | 0 | EIA Prime Mover-level Data | Estimated using an emission factor
2019 | CA | Edwards Air Force Base | 58076 | 3 | PV | OP | NA | SUN |  | 7363.333 |  | 0 | EIA Prime Mover-level Data | Estimated using an emission factor
2019 | CA | El Cajon Energy Storage | 60569 | SES | BA | OP | NA | MWH |  | 0 |  |  | EIA Prime Mover-level Data
2019 | CA | El Dorado | 238 | 1 | HY | OP | NA | WAT |  | 381305 |  | 1.5381e-07 | EIA Prime Mover-level Data | NEI avg EF - PM, fuel type, firing type
2019 | CA | El Dorado | 238 | 2 | HY | OP | NA | WAT |  | 381305 |  | 1.5381e-07 | EIA Prime Mover-level Data | NEI avg EF - PM, fuel type, firing type
2019 | CA | El Nido Facility | 56707 | SD200 | ST | OP | NA | WDS |  | 1001484 | 11.423 | 0.022812 | EIA Unit-level Data | NEI avg EF - PM, fuel type
2019 | CA | El Segundo Cogen | 10213 | GEN1 | CT |  | NA | NG |  | 3521276 | 10.135 | 0.0057564 | EIA Unit-level Data | NEI avg EF - PM, fuel type
2019 | CA | El Segundo Cogen | 10213 | GEN2 | CT |  | NA | NG |  | 3697353 | 10.6418 | 0.0057564 | EIA Unit-level Data | NEI avg EF - PM, fuel type
2019 | CA | El Segundo Cogen | 10213 | GEN5 | CT |  | NA | NG |  | 3257704 | 9.3764 | 0.0057564 | EIA Unit-level Data | NEI avg EF - PM, fuel type
2019 | CA | El Segundo Cogen | 10213 | GEN7 | CT |  | NA | NG |  | 3885640 | 11.1837 | 0.0057564 | EIA Unit-level Data | NEI avg EF - PM, fuel type
2019 | CA | El Segundo Cogen | 10213 | HRSG1 | CA | OP | NA | OG |  | 467164.2 | 0.098572 | 0.000422 | EIA Unit-level Data | Estimated using an emission factor
2019 | CA | El Segundo Cogen | 10213 | HRSG2 | CA | OP | NA | OG |  | 263684.9 | 0.055638 | 0.000422 | EIA Unit-level Data | Estimated using an emission factor
2019 | CA | El Segundo Cogen | 10213 | HRSG5 | CA | OP | NA | OG |  | 173139.2 | 0.036532 | 0.000422 | EIA Unit-level Data | Estimated using an emission factor
2019 | CA | El Segundo Cogen | 10213 | HRSG7 | CA | OP | NA | OG |  | 175464.3 | 0.037023 | 0.000422 | EIA Unit-level Data | Estimated using an emission factor
2019 | CA | ELACC Photovoltaic Power Facility | 56814 | PV1 | PV | OP | NA | SUN
2019 | CA | ELACC Photovoltaic Power Facility | 56814 | PV2 | PV | OP | NA | SUN
2019 | CA | Eland Solar & Storage Center, Phase 1 Hybrid | 61168 | 61168 | BA | P | NA | MWH
2019 | CA | Eland Solar & Storage Center, Phase 1 Hybrid | 61168 | 68SF8 | PV | P | NA | SUN
2019 | CA | Eland Solar & Storage Center, Phase 2 Hybrid | 61169 | 61169 | BA | P | NA | MWH
2019 | CA | Eland Solar & Storage Center, Phase 2 Hybrid | 61169 | 69SV8 | PV | P | NA | SUN
2019 | CA | Electra | 239 | 1 | HY | OP | NA | WAT |  | 888280.3 |  | 1.5381e-07 | EIA Prime Mover-level Data | NEI avg EF - PM, fuel type, firing type
2019 | CA | Electra | 239 | 2 | HY | OP | NA | WAT |  | 965282.9 |  | 1.5381e-07 | EIA Prime Mover-level Data | NEI avg EF - PM, fuel type, firing type
2019 | CA | Electra | 239 | 3 | HY | OP | NA | WAT |  | 965282.9 |  | 1.5381e-07 | EIA Prime Mover-level Data | NEI avg EF - PM, fuel type, firing type
2019 | CA | Elevation Solar C | 59964 | ELVSC | PV | OP | NA | SUN |  | 985932 |  | 0 | EIA Prime Mover-level Data | Estimated using an emission factor
2019 | CA | Elk Hills Cogen | 55950 | U1 | GT | SB | NA | NG |  |  |  | 0.0070853
2019 | CA | Elk Hills Cogen | 55950 | U2 | GT | SB | NA | NG |  |  |  | 0.0070853
2019 | CA | Elkhorn Battery Energy Storage System | 62564 | ELKHO | BA | L | NA | MWH
2019 | CA | Ellwood | 8076 | 01 | GT | OP | NA | NG |  | 52803 | 0.14477 | 0.0054834 | EIA Prime Mover-level Data | NEI avg EF - PM, fuel type, firing type
2019 | CA | Elmore Company | 10634 | GEN1 | ST | OP | NA | GEO |  | 3232979 |  | 0 | EIA Prime Mover-level Data | Estimated using an emission factor
2019 | CA | Encina Water Pollution Control | 10026 | EG1 | IC | RE | NA | NG
2019 | CA | Encina Water Pollution Control | 10026 | EG10 | IC | OP | NA | OBG |  | 36661.75 | 0.26946 | 0.0147 | EIA Prime Mover-level Data | Estimated using an emission factor
2019 | CA | Encina Water Pollution Control | 10026 | EG2 | IC | RE | NA | NG
2019 | CA | Encina Water Pollution Control | 10026 | EG20 | IC | OP | NA | OBG |  | 36661.75 | 0.26946 | 0.0147 | EIA Prime Mover-level Data | Estimated using an emission factor
2019 | CA | Encina Water Pollution Control | 10026 | EG3 | IC | RE | NA | OBG
2019 | CA | Encina Water Pollution Control | 10026 | EG30 | IC | OP | NA | OBG |  | 36661.75 | 0.26946 | 0.0147 | EIA Prime Mover-level Data | Estimated using an emission factor
2019 | CA | Encina Water Pollution Control | 10026 | EG40 | IC | OP | NA | OBG |  | 36661.75 | 0.26946 | 0.0147 | EIA Prime Mover-level Data | Estimated using an emission factor
2019 | CA | Energy Center | 58168 | EC01 | IC | RE | NA | NG |  |  |  | 0.000422
2019 | CA | Energy Center | 58168 | TURB1 | GT | OP | NA | NG |  | 21654.33 | 0.05937 | 0.0054834 | EIA Prime Mover-level Data | NEI avg EF - PM, fuel type, firing type
2019 | CA | Energy Center | 58168 | TURB2 | GT | OP | NA | NG |  | 21654.33 | 0.05937 | 0.0054834 | EIA Prime Mover-level Data | NEI avg EF - PM, fuel type, firing type
2019 | CA | Energy Center | 58168 | TURB3 | GT | OP | NA | NG |  | 21654.33 | 0.05937 | 0.0054834 | EIA Prime Mover-level Data | NEI avg EF - PM, fuel type, firing type
2019 | CA | Enerparc CA1 LLC | 59122 | ECA11 | PV | OP | NA | SUN |  | 30194 |  | 0 | EIA Prime Mover-level Data | Estimated using an emission factor
2019 | CA | Enerparc CA2, LLC | 59978 | ECA22 | PV | OP | NA | SUN |  | 31521 |  | 0 | EIA Prime Mover-level Data | Estimated using an emission factor
2019 | CA | Equilon Los Angeles Refining | 50530 | GEN1 | GT | OP | NA | PRG |  | 2702866 | 0.5703 | 0.000422 | EIA Prime Mover-level Data | Estimated using an emission factor
2019 | CA | Equilon Los Angeles Refining | 50530 | GEN2 | GT | OP | NA | PRG |  | 2702866 | 0.5703 | 0.000422 | EIA Prime Mover-level Data | Estimated using an emission factor
2019 | CA | Equilon Los Angeles Refining | 50530 | H43 | ST | OP | NA | PRG |  | 715967 | 20.598 | 0.057539 | EIA Unit-level Data | NEI avg EF - PM, fuel type
2019 | CA | Equinix Caspian Dr. Fuel Cell | 62671 | EQX1A | FC | OP | NA | NG |  | 107840.8 | 0 | 0 | EIA Prime Mover-level Data | Estimated using an emission factor
2019 | CA | Equinix Caspian Dr. Fuel Cell | 62671 | EQX1B | FC | OP | NA | NG |  | 150977.2 | 0 | 0 | EIA Prime Mover-level Data | Estimated using an emission factor
2019 | CA | Equinix Douglas St. Fuel Cell | 62704 | EQX09 | FC | OP | NA | NG |  | 53562 | 0 | 0 | EIA Prime Mover-level Data | Estimated using an emission factor
2019 | CA | Equinix Great Oaks Blvd. Fuel Cell | 62702 | EQ14A | FC | OP | NA | NG |  | 136821.3 | 0 | 0 | EIA Prime Mover-level Data | Estimated using an emission factor
2019 | CA | Equinix Great Oaks Blvd. Fuel Cell | 62702 | EQ14B | FC | OP | NA | NG |  | 119718.7 | 0 | 0 | EIA Prime Mover-level Data | Estimated using an emission factor
2019 | CA | Equinix Lundy Ave. Fuel Cell | 62703 | EQ13A | FC | OP | NA | NG |  | 97145.05 | 0 | 0 | EIA Prime Mover-level Data | Estimated using an emission factor
2019 | CA | Equinix Lundy Ave. Fuel Cell | 62703 | EQ13B | FC | OP | NA | NG |  | 107938.9 | 0 | 0 | EIA Prime Mover-level Data | Estimated using an emission factor
2019 | CA | Equinix Maple Ave. Fuel Cell | 62705 | EQX08 | FC | OP | NA | NG |  | 54825 | 0 | 0 | EIA Prime Mover-level Data | Estimated using an emission factor
2019 | CA | Equinix San Jose | 60223 | EQXOO | FC | OP | NA | NG |  | 61497 | 0 | 0 | EIA Prime Mover-level Data | Estimated using an emission factor
2019 | CA | EQX010 Great Oaks Fuel Cell | 63704 | EQ10A | FC | OP | NA | NG |  | 19532 | 0 | 0 | EIA Prime Mover-level Data | Estimated using an emission factor
2019 | CA | EQX010 Great Oaks Fuel Cell | 63704 | EQ10B | FC | OP | NA | NG |  | 19532 | 0 | 0 | EIA Prime Mover-level Data | Estimated using an emission factor
2019 | CA | EQX011 Duane Fuel Cell | 63705 | EQ11A | FC | OP | NA | NG |  | 100730 | 0 | 0 | EIA Prime Mover-level Data | Estimated using an emission factor
2019 | CA | EQX011 Duane Fuel Cell | 63705 | EQ11B | FC | OP | NA | NG |  | 70511 | 0 | 0 | EIA Prime Mover-level Data | Estimated using an emission factor
2019 | CA | EQX011 Duane Fuel Cell | 63705 | EQ11C | FC | OP | NA | NG |  | 90657 | 0 | 0 | EIA Prime Mover-level Data | Estimated using an emission factor
2019 | CA | EQX015 Great Oaks Fuel Cell | 63708 | EQ15A | FC | OP | NA | NG |  | 111332.5 | 0 | 0 | EIA Prime Mover-level Data | Estimated using an emission factor
2019 | CA | EQX015 Great Oaks Fuel Cell | 63708 | EQ15B | FC | OP | NA | NG |  | 111332.5 | 0 | 0 | EIA Prime Mover-level Data | Estimated using an emission factor
2019 | CA | Escondido Energy Storage | 60570 | SES | BA | OP | NA | MWH |  | 0 |  |  | EIA Prime Mover-level Data
2019 | CA | ESI Project | 50819 | GEN1 | WT | RE | NA | WND
2019 | CA | Etiwanda | 745 | 1 | HY | OP | NA | WAT |  | 588840 |  | 1.5381e-07 | EIA Prime Mover-level Data | NEI avg EF - PM, fuel type, firing type
2019 | CA | Etiwanda Generating Station | 331 | 1 | ST | RE | NA | NG
2019 | CA | Etiwanda Generating Station | 331 | 2 | ST | RE | NA | NG
2019 | CA | Etiwanda Generating Station | 331 | 3 | ST | RE | TANGENTIAL | NG
2019 | CA | Etiwanda Generating Station | 331 | 4 | ST | RE | TANGENTIAL | NG
2019 | CA | Etiwanda Generating Station | 331 | 5 | GT | RE | NA | NG
2019 | CA | Exchequer | 409 | 1 | HY | OP | NA | WAT |  | 3057678 |  | 1.5381e-07 | EIA Prime Mover-level Data | NEI avg EF - PM, fuel type, firing type
2019 | CA | Exeter Solar | 58306 | 1 | PV | OP | NA | SUN |  | 16940.86 |  | 0 | EIA Prime Mover-level Data | Estimated using an emission factor
2019 | CA | Exeter Solar | 58306 | 2 | PV | OP | NA | SUN |  | 16940.86 |  | 0 | EIA Prime Mover-level Data | Estimated using an emission factor
2019 | CA | Exeter Solar | 58306 | 3 | PV | OP | NA | SUN |  | 25411.29 |  | 0 | EIA Prime Mover-level Data | Estimated using an emission factor
2019 | CA | Expressway Solar A | 58761 | EXSA | PV | OP | NA | SUN |  | 43139 |  | 0 | EIA Prime Mover-level Data | Estimated using an emission factor
2019 | CA | Expressway Solar B | 58762 | EXSB | PV | OP | NA | SUN |  | 38010 |  | 0 | EIA Prime Mover-level Data | Estimated using an emission factor
2019 | CA | Expressway Solar C2 | 58763 | EXSC2 | PV | OP | NA | SUN |  | 31868 |  | 0 | EIA Prime Mover-level Data | Estimated using an emission factor
2019 | CA | Extreme San Ignacio | 63604 | EXN02 | FC | OP | NA | NG |  | 35141 | 0 | 0 | EIA Prime Mover-level Data | Estimated using an emission factor
2019 | CA | Extreme Via Del Oro | 63607 | EXN01 | FC | OP | NA | NG |  | 50837 | 0 | 0 | EIA Prime Mover-level Data | Estimated using an emission factor
2019 | CA | ExxonMobil Santa Ynez Facility | 50270 | GTG1 | CT | OS | NA | NG |  |  |  | 0.0057564
2019 | CA | ExxonMobil Santa Ynez Facility | 50270 | STG1 | CA | OS | NA | NG |  |  |  | 0.0010092
2019 | CA | FAA NorCal TRACON | 58261 | 1 | PV | OP | NA | SUN |  | 12777 |  | 0 | EIA Prime Mover-level Data | Estimated using an emission factor
2019 | CA | Fairhaven Power | 10052 | BLR1 | ST | SB | NA | WDS |  | 1539986 | 17.5652 | 0.022812 | EIA Unit-level Data | NEI avg EF - PM, fuel type
2019 | CA | Fall Creek | 296 | 1 | HY | OP | NA | WAT |  | 12817.14 |  | 1.5381e-07 | EIA Prime Mover-level Data | NEI avg EF - PM, fuel type, firing type
2019 | CA | Fall Creek | 296 | 2 | HY | OP | NA | WAT |  | 10253.71 |  | 1.5381e-07 | EIA Prime Mover-level Data | NEI avg EF - PM, fuel type, firing type
2019 | CA | Fall Creek | 296 | 3 | HY | OP | NA | WAT |  | 30761.14 |  | 1.5381e-07 | EIA Prime Mover-level Data | NEI avg EF - PM, fuel type, firing type
2019 | CA | Fallbrook Energy Storage | 61365 | FBES | BA | P | NA | MWH
2019 | CA | Farad | 6512 | 1 | HY | RE | NA | WAT
2019 | CA | Farad | 6512 | 2 | HY | RE | NA | WAT
2019 | CA | Farmersville | 59203 | PV1 | PV | OP | NA | SUN |  | 23631.33 |  | 0 | EIA Prime Mover-level Data | Estimated using an emission factor
2019 | CA | Farmersville | 59203 | PV2 | PV | OP | NA | SUN |  | 23631.33 |  | 0 | EIA Prime Mover-level Data | Estimated using an emission factor
2019 | CA | Farmersville | 59203 | PV3 | PV | OP | NA | SUN |  | 23631.33 |  | 0 | EIA Prime Mover-level Data | Estimated using an emission factor
2019 | CA | Five Points Solar Park | 59523 | FRFSP | PV | OP | NA | SUN |  | 1286914 |  | 0 | EIA Prime Mover-level Data | Estimated using an emission factor
2019 | CA | Five Points Solar Station | 57498 | 1 | PV | OP | NA | SUN |  | 233365 |  | 0 | EIA Prime Mover-level Data | Estimated using an emission factor
2019 | CA | FLEX Gibraltar | 62575 | FLX01 | FC | OP | NA | NG |  | 64936 | 0 | 0 | EIA Prime Mover-level Data | Estimated using an emission factor
2019 | CA | Folsom | 441 | 1 | HY | OP | NA | WAT |  | 2298067 |  | 1.5381e-07 | EIA Prime Mover-level Data | NEI avg EF - PM, fuel type, firing type
2019 | CA | Folsom | 441 | 2 | HY | OP | NA | WAT |  | 2298067 |  | 1.5381e-07 | EIA Prime Mover-level Data | NEI avg EF - PM, fuel type, firing type
2019 | CA | Folsom | 441 | 3 | HY | OP | NA | WAT |  | 2298067 |  | 1.5381e-07 | EIA Prime Mover-level Data | NEI avg EF - PM, fuel type, firing type
2019 | CA | Folsom SP and CSP Sacramento | 61698 | FOLSM | PV | OP | NA | SUN |  | 13961 |  | 0 | EIA Prime Mover-level Data | Estimated using an emission factor
2019 | CA | Fontana | 332 | 1 | HY | OP | NA | WAT |  | 21281 |  | 1.5381e-07 | EIA Prime Mover-level Data | NEI avg EF - PM, fuel type, firing type
2019 | CA | Fontana | 332 | 2 | HY | OP | NA | WAT |  | 21281 |  | 1.5381e-07 | EIA Prime Mover-level Data | NEI avg EF - PM, fuel type, firing type
2019 | CA | Foothill | 396 | 1 | HY | OP | NA | WAT |  | 0 |  | 1.5381e-07 | EIA Prime Mover-level Data | NEI avg EF - PM, fuel type, firing type
2019 | CA | Foothill Feeder | 6645 | 1 | HY | OP | NA | WAT |  | 197384 |  | 1.5381e-07 | EIA Prime Mover-level Data | NEI avg EF - PM, fuel type, firing type
2019 | CA | Foothill Feeder | 6645 | 2 | HY | OP | NA | WAT |  | 197384 |  | 1.5381e-07 | EIA Prime Mover-level Data | NEI avg EF - PM, fuel type, firing type
2019 | CA | Foothill Solar Project | 59799 | W4528 | PV | CN | NA | SUN
2019 | CA | Forbestown | 417 | 1 | HY | OP | NA | WAT |  | 1404899 |  | 1.5381e-07 | EIA Prime Mover-level Data | NEI avg EF - PM, fuel type, firing type
2019 | CA | Forever 21 Retail, Inc. | 59651 | W4161 | PV | OP | NA | SUN |  | 16650 |  | 0 | EIA Prime Mover-level Data | Estimated using an emission factor
2019 | CA | Forks of Butte Hydro Project | 50350 | GEN1 | HY | OP | NA | WAT |  | 474583 |  | 1.5381e-07 | EIA Prime Mover-level Data | NEI avg EF - PM, fuel type, firing type
2019 | CA | Foster Wheeler Martinez | 10342 | EIHRSG | CA | OP | NA | NG |  | 0 | 0 | 0.0017814 | EIA Unit-level Data | NEI avg EF - PM, fuel type, firing type
2019 | CA | Foster Wheeler Martinez | 10342 | TG1 | CT |  | NA | NG |  | 3885824 | 11.1842 | 0.0057564 | EIA Unit-level Data | NEI avg EF - PM, fuel type
2019 | CA | Foster Wheeler Martinez | 10342 | TG2 | CT |  | NA | NG |  | 3483240 | 10.0255 | 0.0057564 | EIA Unit-level Data | NEI avg EF - PM, fuel type
2019 | CA | Foundation AB | 57791 | WTG1 | WT | OP | NA | WND |  | 24301 |  | 0 | EIA Prime Mover-level Data | Estimated using an emission factor
2019 | CA | Foundation California Training Facility | 61442 | WTG1 | WT | OP | NA | WND |  | 49480 |  | 0 | EIA Prime Mover-level Data | Estimated using an emission factor
2019 | CA | Foundation CDCR LAC | 61066 | WTG1 | WT | OP | NA | WND |  | 40355 |  | 0 | EIA Prime Mover-level Data | Estimated using an emission factor
2019 | CA | Foundation Cemex BMQ | 58102 | WTG1 | WT | OP | NA | WND |  | 17194 |  | 0 | EIA Prime Mover-level Data | Estimated using an emission factor
2019 | CA | Foundation Cemex BMQ | 58102 | WTG2 | WT | OP | NA | WND |  | 17194 |  | 0 | EIA Prime Mover-level Data | Estimated using an emission factor
2019 | CA | Foundation Cemex Madison | 58112 | WTG1 | WT | OP | NA | WND |  | 15297 |  | 0 | EIA Prime Mover-level Data | Estimated using an emission factor
2019 | CA | Foundation Cemex River Plant | 58101 | WTG1 | WT | OP | NA | WND |  | 14335.5 |  | 0 | EIA Prime Mover-level Data | Estimated using an emission factor
2019 | CA | Foundation Cemex River Plant | 58101 | WTG2 | WT | OP | NA | WND |  | 14335.5 |  | 0 | EIA Prime Mover-level Data | Estimated using an emission factor
2019 | CA | Foundation Dole Fresh Vegetables | 62654 | WTG1 | WT | U | NA | WND
2019 | CA | Foundation Dole Fresh Vegetables | 62654 | WTG2 | WT | U | NA | WND
2019 | CA | Foundation IE | 57792 | WTG1 | WT | OP | NA | WND |  | 383 |  | 0 | EIA Prime Mover-level Data | Estimated using an emission factor
2019 | CA | Foundation Mann Packing | 61443 | WTG1 | WT | OP | NA | WND |  | 37272 |  | 0 | EIA Prime Mover-level Data | Estimated using an emission factor
2019 | CA | Foundation NWNA | 58114 | WTG1 | WT | OP | NA | WND |  | 51362.51 |  | 0 | EIA Prime Mover-level Data | Estimated using an emission factor
2019 | CA | Foundation NWNA | 58114 | WTG2 | WT | OP | NA | WND |  | 51362.51 |  | 0 | EIA Prime Mover-level Data | Estimated using an emission factor
2019 | CA | Foundation NWNA | 58114 | WTG3 | WT | OP | NA | WND |  | 60992.98 |  | 0 | EIA Prime Mover-level Data | Estimated using an emission factor
2019 | CA | Foundation RRM | 58113 | WTG1 | WT | OP | NA | WND |  | 38803 |  | 0 | EIA Prime Mover-level Data | Estimated using an emission factor
2019 | CA | Foundation RRM | 58113 | WTG2 | WT | OP | NA | WND |  | 38803 |  | 0 | EIA Prime Mover-level Data | Estimated using an emission factor
2019 | CA | Foundation SaIinas Valley State Prison | 61444 | WTG1 | WT | OP | NA | WND |  | 48651 |  | 0 | EIA Prime Mover-level Data | Estimated using an emission factor
2019 | CA | Foundation Scheid Vineyards | 61067 | WTG1 | WT | OP | NA | WND |  | 35973 |  | 0 | EIA Prime Mover-level Data | Estimated using an emission factor
2019 | CA | Foundation ST | 57626 | WTG1 | WT | OP | NA | WND |  | 23978 |  | 0 | EIA Prime Mover-level Data | Estimated using an emission factor
2019 | CA | Foundation Superior Farms | 58104 | WTG1 | WT | OP | NA | WND |  | 13169 |  | 0 | EIA Prime Mover-level Data | Estimated using an emission factor
2019 | CA | Foundation Wal-Mart Red Bluff | 58105 | WTG1 | WT | OP | NA | WND |  | 14390 |  | 0 | EIA Prime Mover-level Data | Estimated using an emission factor
2019 | CA | Four Mile Hill | 55845 | 1 | ST | IP | NA | GEO
2019 | CA | FPL Energy Montezuma Winds LLC | 57201 | S2.3 | WT | OP | NA | WND |  | 779252 |  | 0 | EIA Prime Mover-level Data | Estimated using an emission factor
2019 | CA | Francisco St. Solar | 62287 | W7190 | PV | OP | NA | SUN |  | 19626 |  | 0 | EIA Prime Mover-level Data | Estimated using an emission factor
2019 | CA | Frankenheimer Power Plant | 50219 | U1 | HY | OP | NA | WAT |  | 112546 |  | 1.5381e-07 | EIA Prime Mover-level Data | NEI avg EF - PM, fuel type, firing type
2019 | CA | Franklin (CA) | 397 | 1 | HY | OP | NA | WAT |  | 0 |  | 1.5381e-07 | EIA Prime Mover-level Data | NEI avg EF - PM, fuel type, firing type
2019 | CA | Franklin Templeton San Mateo | 57809 | FRK00 | FC | OP | NA | NG |  | 54417 | 0 | 0 | EIA Prime Mover-level Data | Estimated using an emission factor
2019 | CA | Freeway Springs | 60183 | FSPRI | PV | OP | NA | SUN |  | 24557 |  | 0 | EIA Prime Mover-level Data | Estimated using an emission factor
2019 | CA | French Meadows | 424 | 1 | HY | OP | NA | WAT |  | 753466 |  | 1.5381e-07 | EIA Prime Mover-level Data | NEI avg EF - PM, fuel type, firing type
2019 | CA | Fresno Bullard High School Hybrid | 63420 | 903 | PV | V | NA | SUN
2019 | CA | Fresno Bullard High School Hybrid | 63420 | BA903 | BA | V | NA | MWH
2019 | CA | Fresno Hoover High School Hybrid | 63421 | 291 | PV | V | NA | SUN
2019 | CA | Fresno Hoover High School Hybrid | 63421 | BA291 | BA | V | NA | MWH
2019 | CA | Fresno Solar | 60083 | PV-S | PV | OP | NA | SUN |  | 27704.5 |  | 0 | EIA Prime Mover-level Data | Estimated using an emission factor
2019 | CA | Fresno Solar | 60083 | PV-W | PV | OP | NA | SUN |  | 27704.5 |  | 0 | EIA Prime Mover-level Data | Estimated using an emission factor
2019 | CA | Fresno Sunnyside High School Hybrid | 63422 | 1122 | PV | U | NA | SUN
2019 | CA | Fresno Sunnyside High School Hybrid | 63422 | BA112 | BA | U | NA | MWH
2019 | CA | Friant Hydro Facility | 50393 | FR1 | HY | OP | NA | WAT |  | 781661.4 |  | 1.5381e-07 | EIA Prime Mover-level Data | NEI avg EF - PM, fuel type, firing type
2019 | CA | Friant Hydro Facility | 50393 | M1 | HY | OP | NA | WAT |  | 416319.7 |  | 1.5381e-07 | EIA Prime Mover-level Data | NEI avg EF - PM, fuel type, firing type
2019 | CA | Friant Hydro Facility | 50393 | RO1 | HY | OP | NA | WAT |  | 101955.8 |  | 1.5381e-07 | EIA Prime Mover-level Data | NEI avg EF - PM, fuel type, firing type
2019 | CA | Friant Hydro Facility | 50393 | RO2 | HY | OP | NA | WAT |  | 293123 |  | 1.5381e-07 | EIA Prime Mover-level Data | NEI avg EF - PM, fuel type, firing type
2019 | CA | Frito-Lay Cogen Plant | 10110 | GEN1 | GT | OP | NA | NG |  | 329756 | 0.90409 | 0.0054834 | EIA Prime Mover-level Data | NEI avg EF - PM, fuel type, firing type
2019 | CA | Frontier HS Solar Project | 62275 | FHSSP | PV | OP | NA | SUN |  | 23418 |  | 0 | EIA Prime Mover-level Data | Estimated using an emission factor
2019 | CA | Frontier Solar LLC | 60039 | FTRS | PV | OP | NA | SUN |  | 463827 |  | 0 | EIA Prime Mover-level Data | Estimated using an emission factor
2019 | CA | FRV SI Transport Solar LP | 57506 | SEIM | PV | OP | NA | SUN |  | 27449 |  | 0 | EIA Prime Mover-level Data | Estimated using an emission factor
2019 | CA | Fullerton Mill CHP | 58083 | GTG1 | CT |  | NA | NG |  | 862402 | 2.4822 | 0.0057564 | EIA Unit-level Data | NEI avg EF - PM, fuel type
2019 | CA | Fullerton Mill CHP | 58083 | HRSG | CA | OP | NA | NG |  | 0 | 0 | 0.0017814 | EIA Unit-level Data | NEI avg EF - PM, fuel type, firing type
2019 | CA | G2 Energy Hay Rd | 58320 | 362 | IC | OP | NA | LFG |  | 134030 | 0.98512 | 0.0147 | EIA Prime Mover-level Data | Estimated using an emission factor
2019 | CA | G2 Energy Ostrom Road LLC | 57133 | 359 | IC | OP | NA | LFG |  | 158518.6 | 1.1651 | 0.0147 | EIA Prime Mover-level Data | Estimated using an emission factor
2019 | CA | G2 Energy Ostrom Road LLC | 57133 | 361 | IC | OP | NA | LFG |  | 133489.4 | 0.98115 | 0.0147 | EIA Prime Mover-level Data | Estimated using an emission factor
2019 | CA | Gap Pacific Distribution Center | 56909 | 1 | PV | OP | NA | SUN |  | 2248.5 |  | 0 | EIA Prime Mover-level Data | Estimated using an emission factor
2019 | CA | Gap Pacific Distribution Center | 56909 | 2 | PV | OP | NA | SUN |  | 2248.5 |  | 0 | EIA Prime Mover-level Data | Estimated using an emission factor
2019 | CA | Gap Pacific Distribution Center | 56909 | 3 | PV | OP | NA | SUN |  | 2248.5 |  | 0 | EIA Prime Mover-level Data | Estimated using an emission factor
2019 | CA | Gap Pacific Distribution Center | 56909 | 4 | PV | OP | NA | SUN |  | 2248.5 |  | 0 | EIA Prime Mover-level Data | Estimated using an emission factor
2019 | CA | Garnet Solar Generation Station I LLC | 58528 | WDT44 | PV | OP | NA | SUN |  | 39436 |  | 0 | EIA Prime Mover-level Data | Estimated using an emission factor
2019 | CA | Garnet Wind Energy Center | 57302 | 1 | WT | OP | NA | WND |  | 124406 |  | 0 | EIA Prime Mover-level Data | Estimated using an emission factor
2019 | CA | Gas Utilization Facility | 50492 | 1 | IC | OP | NA | OBG |  | 146126.5 | 1.074 | 0.0147 | EIA Prime Mover-level Data | Estimated using an emission factor
2019 | CA | Gas Utilization Facility | 50492 | 2 | IC | OP | NA | OBG |  | 146126.5 | 1.074 | 0.0147 | EIA Prime Mover-level Data | Estimated using an emission factor
2019 | CA | Gas Utilization Facility | 50492 | 3 | HY | OP | NA | WAT |  |  |  | 1.5381e-07
2019 | CA | Gaskell West 1 Solar Facility | 61445 | PV1 | PV | OP | NA | SUN |  | 467407 |  | 0 | EIA Prime Mover-level Data | Estimated using an emission factor
2019 | CA | Gates Peaker | 55875 | GEN1 | GT | RE | NA | NG
2019 | CA | Gates Solar Station | 57892 | 1 | PV | OP | NA | SUN |  | 295926 |  | 0 | EIA Prime Mover-level Data | Estimated using an emission factor
2019 | CA | Gateway Energy Storage System | 63834 | GTWAY | BA | U | NA | MWH
2019 | CA | Gavilan District College Solar Project | 61993 | GDCBA | BA | OP | NA | MWH
2019 | CA | Gavilan District College Solar Project | 61993 | GDCPV | PV | OP | NA | SUN |  | 39188 |  | 0 | EIA Prime Mover-level Data | Estimated using an emission factor
2019 | CA | Gaviota Oil Plant | 50623 | GENA | GT | OS | NA | NG |  |  |  | 0.0070853
2019 | CA | Gaviota Oil Plant | 50623 | GENB | GT | OS | NA | NG |  |  |  | 0.0070853
2019 | CA | Gaviota Oil Plant | 50623 | GENC | GT | OS | NA | NG |  |  |  | 0.0070853
2019 | CA | Gaviota Oil Plant | 50623 | GEND | GT | OS | NA | NG |  |  |  | 0.0070853
2019 | CA | GE - Tehachapi | 57566 | 1.6PR | WT | RE | NA | WND
2019 | CA | GE - Tehachapi | 57566 | 1.7SF | WT | RE | NA | WND |  |  |  | 0
2019 | CA | GE - Tehachapi | 57566 | 2.5P2 | WT | OP | NA | WND |  |  |  | 0
2019 | CA | GE - Tehachapi | 57566 | 2.8P3 | WT | OP | NA | WND |  |  |  | 0
2019 | CA | GEN005 Antibody Fuel Cell | 63714 | GEN05 | FC | OP | NA | NG |  | 105158 | 0 | 0 | EIA Prime Mover-level Data | Estimated using an emission factor
2019 | CA | Genentech Vacaville Meter #1 | 60844 | PV1 | PV | OP | NA | SUN |  | 69330.06 |  | 0 | EIA Prime Mover-level Data | Estimated using an emission factor
2019 | CA | Genentech Vacaville Meter #1 | 60844 | PV2 | PV | OP | NA | SUN |  | 41962.93 |  | 0 | EIA Prime Mover-level Data | Estimated using an emission factor
2019 | CA | Genentech-Oceanside Hybrid | 60231 | BA1 | BA | OP | NA | MWH
2019 | CA | Genentech-Oceanside Hybrid | 60231 | PV1 | PV | OP | NA | SUN |  | 59132 |  | 0 | EIA Prime Mover-level Data | Estimated using an emission factor
2019 | CA | Genesis Solar Energy Project | 57394 | GEN01 | ST | OP | NA | SUN |  | 2747076 |  | 0 | EIA Prime Mover-level Data | Estimated using an emission factor
2019 | CA | Genesis Solar Energy Project | 57394 | GEN02 | ST | OP | NA | SUN |  | 2747076 |  | 0 | EIA Prime Mover-level Data | Estimated using an emission factor
2019 | CA | Geo East Mesa II | 54038 | GEN1 | ST | OS | NA | GEO
2019 | CA | Geo East Mesa III | 10763 | GBU | BT | OP | NA | GEO |  | 186147 |  | 0 | EIA Prime Mover-level Data | Estimated using an emission factor
2019 | CA | Geo East Mesa III | 10763 | GEN1 | ST | OP | NA | GEO |  | 490744 |  | 0 | EIA Prime Mover-level Data | Estimated using an emission factor
2019 | CA | Geothermal 1 | 7368 | 1 | ST | OP | NA | GEO |  | 1445094 |  | 0 | EIA Prime Mover-level Data | Estimated using an emission factor
2019 | CA | Geothermal 1 | 7368 | 2 | ST | OP | NA | GEO |  | 1445094 |  | 0 | EIA Prime Mover-level Data | Estimated using an emission factor
2019 | CA | Geothermal 2 | 7369 | 3 | ST | SB | NA | GEO |  | 1474289 |  | 0 | EIA Prime Mover-level Data | Estimated using an emission factor
2019 | CA | Geothermal 2 | 7369 | 4 | ST | OP | NA | GEO |  | 1474289 |  | 0 | EIA Prime Mover-level Data | Estimated using an emission factor
2019 | CA | Geysers Unit 5-20 | 286 | U10 | ST | RE | NA | GEO
2019 | CA | Geysers Unit 5-20 | 286 | U11 | ST | OP | NA | GEO |  | 3664629 |  | 0 | EIA Prime Mover-level Data | Estimated using an emission factor
2019 | CA | Geysers Unit 5-20 | 286 | U12 | ST | OP | NA | GEO |  | 3664629 |  | 0 | EIA Prime Mover-level Data | Estimated using an emission factor
2019 | CA | Geysers Unit 5-20 | 286 | U13 | ST | OP | NA | GEO |  | 4597444 |  | 0 | EIA Prime Mover-level Data | Estimated using an emission factor
2019 | CA | Geysers Unit 5-20 | 286 | U14 | ST | OP | NA | GEO |  | 3764574 |  | 0 | EIA Prime Mover-level Data | Estimated using an emission factor
2019 | CA | Geysers Unit 5-20 | 286 | U16 | ST | OP | NA | GEO |  | 3931148 |  | 0 | EIA Prime Mover-level Data | Estimated using an emission factor
2019 | CA | Geysers Unit 5-20 | 286 | U17 | ST | OP | NA | GEO |  | 3931148 |  | 0 | EIA Prime Mover-level Data | Estimated using an emission factor
2019 | CA | Geysers Unit 5-20 | 286 | U18 | ST | OP | NA | GEO |  | 3931148 |  | 0 | EIA Prime Mover-level Data | Estimated using an emission factor
2019 | CA | Geysers Unit 5-20 | 286 | U20 | ST | OP | NA | GEO |  | 3931148 |  | 0 | EIA Prime Mover-level Data | Estimated using an emission factor
2019 | CA | Geysers Unit 5-20 | 286 | U5 | ST | OP | NA | GEO |  | 1832315 |  | 0 | EIA Prime Mover-level Data | Estimated using an emission factor
2019 | CA | Geysers Unit 5-20 | 286 | U6 | ST | OP | NA | GEO |  | 1832315 |  | 0 | EIA Prime Mover-level Data | Estimated using an emission factor
2019 | CA | Geysers Unit 5-20 | 286 | U7 | ST | OP | NA | GEO |  | 1832315 |  | 0 | EIA Prime Mover-level Data | Estimated using an emission factor
2019 | CA | Geysers Unit 5-20 | 286 | U8 | ST | OP | NA | GEO |  | 1832315 |  | 0 | EIA Prime Mover-level Data | Estimated using an emission factor
2019 | CA | Geysers Unit 5-20 | 286 | U9 | ST | RE | NA | GEO
2019 | CA | Gianera | 7231 | 1 | GT | OP | NA | NG |  | 3912.5 | 0.010727 | 0.0054834 | EIA Prime Mover-level Data | NEI avg EF - PM, fuel type, firing type
2019 | CA | Gianera | 7231 | 2 | GT | OP | NA | NG |  | 3912.5 | 0.010727 | 0.0054834 | EIA Prime Mover-level Data | NEI avg EF - PM, fuel type, firing type
2019 | CA | Giffen | 57521 | 1 | PV | OP | NA | SUN |  | 155500 |  | 0 | EIA Prime Mover-level Data | Estimated using an emission factor
2019 | CA | Giffen | 57521 | 2 | PV | IP | NA | SUN
2019 | CA | Giffen Solar Park | 59522 | FRGSP | PV | OP | NA | SUN |  | 283031 |  | 0 | EIA Prime Mover-level Data | Estimated using an emission factor
2019 | CA | Glendale Battery Energy Storage System | 60974 | 2BESS | BA | OP | NA | MWH |  | 0 |  |  | EIA Prime Mover-level Data
2019 | CA | Golden Acorn Casino | 59328 | GAC1 | WT | OP | NA | WND |  | 38260 |  | 0 | EIA Prime Mover-level Data | Estimated using an emission factor
2019 | CA | Golden Field Solar III, LLC | 63859 | RCTR | PV | T | NA | SUN
2019 | CA | Golden Fields Solar I, LLC | 60590 | RS1 | PV | OP | NA | SUN |  | 1326160 |  | 0 | EIA Prime Mover-level Data | Estimated using an emission factor
2019 | CA | Golden Hills North Wind Energy Center | 61222 | 1 | WT | OP | NA | WND |  | 1518853 |  | 0 | EIA Prime Mover-level Data | Estimated using an emission factor
2019 | CA | Golden Hills Wind | 60049 | GE | WT | OP | NA | WND |  | 2561281 |  | 0 | EIA Prime Mover-level Data | Estimated using an emission factor
2019 | CA | Golden Springs Building C-1 | 57796 | 1 | PV | OP | NA | SUN |  | 14524 |  | 0 | EIA Prime Mover-level Data | Estimated using an emission factor
2019 | CA | Golden Springs Building D | 57797 | 1 | PV | OP | NA | SUN |  | 17140 |  | 0 | EIA Prime Mover-level Data | Estimated using an emission factor
2019 | CA | Goleta Grid Resiliency | 63736 | BESS1 | BA | L | NA | MWH
2019 | CA | Gosselin Hydro Plant | 10128 | GEN1 | HY | OP | NA | WAT |  | 24424 |  | 1.5381e-07 | EIA Prime Mover-level Data | NEI avg EF - PM, fuel type, firing type
2019 | CA | Gosselin Hydro Plant | 10128 | GEN2 | HY | OP | NA | WAT |  | 24424 |  | 1.5381e-07 | EIA Prime Mover-level Data | NEI avg EF - PM, fuel type, firing type
2019 | CA | GPS Cabazon Wind LLC | 50552 | WGNS | WT | OP | NA | WND |  | 426759 |  | 0 | EIA Prime Mover-level Data | Estimated using an emission factor
2019 | CA | Granger | 60516 | PV1 | PV | OP | NA | SUN |  | 64092 |  | 0 | EIA Prime Mover-level Data | Estimated using an emission factor
2019 | CA | Grape | 63851 | GRAPE | PV | L | NA | SUN
2019 | CA | Grassland 1&2 Solar Project | 58217 | INV4 | PV | OP | NA | SUN |  | 33890 |  | 0 | EIA Prime Mover-level Data | Estimated using an emission factor
2019 | CA | Grassland 3&4 Solar Project | 58204 | INV3 | PV | OP | NA | SUN |  | 40816 |  | 0 | EIA Prime Mover-level Data | Estimated using an emission factor
2019 | CA | Great Valley Solar Portfolio Holdings, LLC | 59940 | GVS2 | PV | OP | NA | SUN |  | 1437111 |  | 0 | EIA Prime Mover-level Data | Estimated using an emission factor
2019 | CA | Great Valley Solar Portfolio Holdings, LLC | 59940 | GVS3 | PV | OP | NA | SUN |  | 479037 |  | 0 | EIA Prime Mover-level Data | Estimated using an emission factor
2019 | CA | Great Valley Solar Portfolio Holdings, LLC | 59940 | GVS4 | PV | OP | NA | SUN |  | 479037 |  | 0 | EIA Prime Mover-level Data | Estimated using an emission factor
2019 | CA | Great Valley Solar Portfolio Holdings, LLC | 59940 | TQ8 | PV | OP | NA | SUN |  | 2455065 |  | 0 | EIA Prime Mover-level Data | Estimated using an emission factor
2019 | CA | Green Acres Solar Facility 1 | 57849 | GASF1 | PV | OP | NA | SUN |  | 56363 |  | 0 | EIA Prime Mover-level Data | Estimated using an emission factor
2019 | CA | Green Acres Solar Facility 2 | 57850 | GASF2 | PV | OP | NA | SUN |  | 19234 |  | 0 | EIA Prime Mover-level Data | Estimated using an emission factor
2019 | CA | Green Beanworks B PV | 61339 | GBWXB | PV | OP | NA | SUN |  | 68124 |  | 0 | EIA Prime Mover-level Data | Estimated using an emission factor
2019 | CA | Green Beanworks C PV | 61215 | GBWXC | PV | OP | NA | SUN |  | 68311 |  | 0 | EIA Prime Mover-level Data | Estimated using an emission factor
2019 | CA | Green Beanworks D PV | 61216 | GBWXD | PV | OP | NA | SUN |  | 66005 |  | 0 | EIA Prime Mover-level Data | Estimated using an emission factor
2019 | CA | Green Power I | 55396 | WGNS | WT | OP | NA | WND |  | 144451 |  | 0 | EIA Prime Mover-level Data | Estimated using an emission factor
2019 | CA | Greg Avenue | 6643 | 1 | HY | OS | NA | WAT |  |  |  | 1.5381e-07
2019 | CA | Gridley Main | 58370 | GEN1 | PV | OP | NA | SUN |  | 13081 |  | 0 | EIA Prime Mover-level Data | Estimated using an emission factor
2019 | CA | Gridley Main Two | 58371 | GEN1 | PV | OP | NA | SUN |  | 36997 |  | 0 | EIA Prime Mover-level Data | Estimated using an emission factor
2019 | CA | Grizzly | 7338 | NA1 | HY | OP | NA | WAT |  |  |  | 1.5381e-07
2019 | CA | Grossmont Hospital | 10115 | GEN1 | GT | RE | NA | NG
2019 | CA | Grossmont Hospital | 10115 | GEN2 | GT | RE | NA | NG
2019 | CA | Grossmont Hospital | 10115 | GEN3 | GT | OP | NA | NG |  | 381848 | 1.0469 | 0.0054834 | EIA Prime Mover-level Data | NEI avg EF - PM, fuel type, firing type
2019 | CA | Grossmont HS Solar Project | 62987 | GHSP | PV | OP | NA | SUN |  | 14754 |  | 0 | EIA Prime Mover-level Data | Estimated using an emission factor
2019 | CA | GRS American Canyon | 10392 | 1 | IC | RE | NA | LFG
2019 | CA | GRS American Canyon | 10392 | 2 | IC | RE | NA | LFG
2019 | CA | GRS Newby I | 10388 | 1 | IC | RE | NA | LFG
2019 | CA | GRS Newby I | 10388 | 2 | IC | RE | NA | LFG
2019 | CA | GRS Newby I | 10388 | 3 | IC | RE | NA | LFG
2019 | CA | GRS Newby I | 10388 | 4 | IC | RE | NA | LFG
2019 | CA | Guadalupe Solar Farm | 62690 | GFARM | PV | OP | NA | SUN |  | 27015 |  | 0 | EIA Prime Mover-level Data | Estimated using an emission factor
2019 | CA | Guernsey Solar Station | 57891 | 1 | PV | OP | NA | SUN |  | 383612 |  | 0 | EIA Prime Mover-level Data | Estimated using an emission factor
2019 | CA | H. Gonzales | 56039 | G1 | GT | OP | NA | NG |  | 23776.5 | 0.065188 | 0.0054834 | EIA Prime Mover-level Data | NEI avg EF - PM, fuel type, firing type
2019 | CA | H. Gonzales | 56039 | G2 | GT | OP | NA | NG |  | 23776.5 | 0.065188 | 0.0054834 | EIA Prime Mover-level Data | NEI avg EF - PM, fuel type, firing type
2019 | CA | Haas | 240 | H1 | HY | OP | NA | WAT |  | 2894406 |  | 1.5381e-07 | EIA Prime Mover-level Data | NEI avg EF - PM, fuel type, firing type
2019 | CA | Haas | 240 | H2 | HY | OP | NA | WAT |  | 2894406 |  | 1.5381e-07 | EIA Prime Mover-level Data | NEI avg EF - PM, fuel type, firing type
2019 | CA | Haiwee | 398 | 1 | HY | OP | NA | WAT |  | 0 |  | 1.5381e-07 | EIA Prime Mover-level Data | NEI avg EF - PM, fuel type, firing type
2019 | CA | Haiwee | 398 | 2 | HY | OP | NA | WAT |  | 0 |  | 1.5381e-07 | EIA Prime Mover-level Data | NEI avg EF - PM, fuel type, firing type
2019 | CA | Halsey | 241 | 1 | HY | OP | NA | WAT |  | 367120 |  | 1.5381e-07 | EIA Prime Mover-level Data | NEI avg EF - PM, fuel type, firing type
2019 | CA | Hamilton Branch | 242 | 1 | HY | OS | NA | WAT |  |  |  | 1.5381e-07
2019 | CA | Hamilton Branch | 242 | 2 | HY | OA | NA | WAT |  |  |  | 1.5381e-07
2019 | CA | Hanford 1 and 2 | 59300 | HAN1 | PV | OP | NA | SUN |  | 25607.5 |  | 0 | EIA Prime Mover-level Data | Estimated using an emission factor
2019 | CA | Hanford 1 and 2 | 59300 | HAN2 | PV | OP | NA | SUN |  | 25607.5 |  | 0 | EIA Prime Mover-level Data | Estimated using an emission factor
2019 | CA | Harbor Cogen | 50541 | GEN1 | CT |  | NA | NG |  | 93608.81 |  |  | EIA Unit-level Data
2019 | CA | Harbor Cogen | 50541 | HR200 | CA | OP | NA | NG |  | 0 | 0 | 0.0017814 | EIA Unit-level Data | NEI avg EF - PM, fuel type, firing type
2019 | CA | Harbor Cogen | 50541 | HRSG1 | CA | OP | NA | NG |  | 0 | 0 | 0.0017814 | EIA Unit-level Data | NEI avg EF - PM, fuel type, firing type
2019 | CA | Hat Creek 1 | 243 | 1 | HY | OP | NA | WAT |  | 306511 |  | 1.5381e-07 | EIA Prime Mover-level Data | NEI avg EF - PM, fuel type, firing type
2019 | CA | Hat Creek 2 | 244 | 1 | HY | OP | NA | WAT |  | 383664 |  | 1.5381e-07 | EIA Prime Mover-level Data | NEI avg EF - PM, fuel type, firing type
2019 | CA | Hatchet Creek Project | 10882 | GEN1 | HY | OP | NA | WAT |  | 212938 |  | 1.5381e-07 | EIA Prime Mover-level Data | NEI avg EF - PM, fuel type, firing type
2019 | CA | Hatchet Ridge Wind Project | 56654 | 1 | WT | OP | NA | WND |  | 2247057 |  | 0 | EIA Prime Mover-level Data | Estimated using an emission factor
2019 | CA | Haypress | 10253 | LGEN | HY | OP | NA | WAT |  | 69027.5 |  | 1.5381e-07 | EIA Prime Mover-level Data | NEI avg EF - PM, fuel type, firing type
2019 | CA | Haypress | 10253 | UGEN | HY | OP | NA | WAT |  | 69027.5 |  | 1.5381e-07 | EIA Prime Mover-level Data | NEI avg EF - PM, fuel type, firing type
2019 | CA | Hayworth Solar | 59009 | PV1 | PV | OP | NA | SUN |  | 570053 |  | 0 | EIA Prime Mover-level Data | Estimated using an emission factor
2019 | CA | Heber Geothermal | 54689 | 1 | ST | OP | NA | GEO |  | 1759279 |  | 0 | EIA Prime Mover-level Data | Estimated using an emission factor
2019 | CA | Heber Geothermal | 54689 | 2 | BT | OP | NA | GEO |  | 298267.9 |  | 0 | EIA Prime Mover-level Data | Estimated using an emission factor
2019 | CA | Heber Geothermal | 54689 | 3 | BT | OP | NA | GEO |  | 149133.9 |  | 0 | EIA Prime Mover-level Data | Estimated using an emission factor
2019 | CA | Heber Geothermal | 54689 | 4 | BT | OP | NA | GEO |  | 809584.2 |  | 0 | EIA Prime Mover-level Data | Estimated using an emission factor
2019 | CA | Heber Solar | 58398 | 1 | PV | OP | NA | SUN |  | 231674 |  | 0 | EIA Prime Mover-level Data | Estimated using an emission factor
2019 | CA | HEBT Irvine 1 | 61722 | IRV01 | BA | OP | NA | MWH |  | 0 |  |  | EIA Prime Mover-level Data
2019 | CA | HEBT Irvine 1 | 61722 | IRV1W | BA | OP | NA | MWH |  | 0 |  |  | EIA Prime Mover-level Data
2019 | CA | HEBT Irvine 2 | 61723 | IRV06 | BA | OP | NA | MWH |  | 0 |  |  | EIA Prime Mover-level Data
2019 | CA | HEBT Irvine 2 | 61723 | IRV2W | BA | OP | NA | MWH |  | 0 |  |  | EIA Prime Mover-level Data
2019 | CA | HEBT WLA 1 | 61721 | WLA01 | BA | OP | NA | MWH
2019 | CA | Hecate Energy Beacon Solar 1 | 59315 | BEAC1 | PV | OP | NA | SUN |  | 1228058 |  | 0 | EIA Prime Mover-level Data | Estimated using an emission factor
2019 | CA | Hecate Energy Beacon Solar 3 | 59316 | BEAC3 | PV | OP | NA | SUN |  | 1230525 |  | 0 | EIA Prime Mover-level Data | Estimated using an emission factor
2019 | CA | Hecate Energy Beacon Solar 4 | 59317 | BEAC4 | PV | OP | NA | SUN |  | 1094434 |  | 0 | EIA Prime Mover-level Data | Estimated using an emission factor
2019 | CA | Hecate Energy Johanna Facility | 62889 | HEGJF | BA | L | NA | MWH
2019 | CA | Heliocentric | 57831 | 1 | PV | OP | NA | SUN |  | 20721 |  | 0 | EIA Prime Mover-level Data | Estimated using an emission factor
2019 | CA | Hellyer Solar Farm | 62689 | HFARM | PV | OP | NA | SUN |  | 32525 |  | 0 | EIA Prime Mover-level Data | Estimated using an emission factor
2019 | CA | Helms Energy Center | 56955 | 1 | GT | IP | NA | NG
2019 | CA | Helms Pumped Storage | 6100 | 1 | PS | OS | NA | WAT |  | 0 |  |  | EIA Prime Mover-level Data
2019 | CA | Helms Pumped Storage | 6100 | 2 | PS | OP | NA | WAT |  | 0 |  |  | EIA Prime Mover-level Data
2019 | CA | Helms Pumped Storage | 6100 | 3 | PS | OP | NA | WAT |  | 0 |  |  | EIA Prime Mover-level Data
2019 | CA | Helzel & Schwarzhoff 86 | 56275 | WGNS | WT | OP | NA | WND |  | 18137 |  | 0 | EIA Prime Mover-level Data | Estimated using an emission factor
2019 | CA | Helzel & Schwarzhoff 88 Wind Farm | 52165 | WGNS | WT | OP | NA | WND |  | 11683 |  | 0 | EIA Prime Mover-level Data | Estimated using an emission factor
2019 | CA | Henrietta D Energy Storage LLC | 60641 | HDES1 | BA | L | NA | MWH
2019 | CA | Henrietta Solar Project | 58975 | PV1 | PV | OP | NA | SUN |  | 2104843 |  | 0 | EIA Prime Mover-level Data | Estimated using an emission factor
2019 | CA | Hesperia | 59182 | 10-94 | PV | OP | NA | SUN |  | 26819 |  | 0 | EIA Prime Mover-level Data | Estimated using an emission factor
2019 | CA | Hickman | 162 | 1 | HY | OP | NA | WAT |  | 18579 |  | 1.5381e-07 | EIA Prime Mover-level Data | NEI avg EF - PM, fuel type, firing type
2019 | CA | Hickman | 162 | 2 | HY | OP | NA | WAT |  | 18579 |  | 1.5381e-07 | EIA Prime Mover-level Data | NEI avg EF - PM, fuel type, firing type
2019 | CA | High Sierra Cogeneration Plant | 57977 | ENG1 | IC | OP | NA | NG |  | 170239.5 | 0.035921 | 0.000422 | EIA Prime Mover-level Data | Estimated using an emission factor
2019 | CA | High Sierra Cogeneration Plant | 57977 | ENG2 | IC | OP | NA | NG |  | 170239.5 | 0.035921 | 0.000422 | EIA Prime Mover-level Data | Estimated using an emission factor
2019 | CA | High Sierra Limited | 50495 | HS1 | GT | OP | NA | NG |  | 87368.5 | 0.23954 | 0.0054834 | EIA Prime Mover-level Data | NEI avg EF - PM, fuel type, firing type
2019 | CA | High Sierra Limited | 50495 | HS2 | GT | OP | NA | NG |  | 87368.5 | 0.23954 | 0.0054834 | EIA Prime Mover-level Data | NEI avg EF - PM, fuel type, firing type
2019 | CA | High Winds LLC | 56075 | 1 | WT | OP | NA | WND |  | 2376689 |  | 0 | EIA Prime Mover-level Data | Estimated using an emission factor
2019 | CA | High Winds LLC | 56075 | 2 | WT | OP | NA | WND |  | 264076.5 |  | 0 | EIA Prime Mover-level Data | Estimated using an emission factor
2019 | CA | HL Power | 10777 | ZURN1 | ST | OP | NA | WDS |  | 2821516 | 32.1825 | 0.022812 | EIA Unit-level Data | NEI avg EF - PM, fuel type
2019 | CA | HL Solar | 62655 | HLS | PV | OP | NA | SUN |  | 36381 |  | 0 | EIA Prime Mover-level Data | Estimated using an emission factor
2019 | CA | Hoag Hospital Cogen Plant | 58223 | 1 | IC | OP | NA | NG |  | 114008.7 | 0.024056 | 0.000422 | EIA Prime Mover-level Data | Estimated using an emission factor
2019 | CA | Hoag Hospital Cogen Plant | 58223 | 2 | IC | OP | NA | NG |  | 114008.7 | 0.024056 | 0.000422 | EIA Prime Mover-level Data | Estimated using an emission factor
2019 | CA | Hoag Hospital Cogen Plant | 58223 | 3 | IC | OP | NA | NG |  | 114008.7 | 0.024056 | 0.000422 | EIA Prime Mover-level Data | Estimated using an emission factor
2019 | CA | Hollister Solar LLC | 59268 | PV10 | PV | OP | NA | SUN |  | 34057 |  | 0 | EIA Prime Mover-level Data | Estimated using an emission factor
2019 | CA | Honda Torrance | 58300 | HON | FC | OP | NA | NG |  | 50116 | 0 | 0 | EIA Prime Mover-level Data | Estimated using an emission factor
2019 | CA | Horn | 58452 | 1 | PV | OP | NA | SUN |  | 31993 |  | 0 | EIA Prime Mover-level Data | Estimated using an emission factor
2019 | CA | Houweling Nurseries | 58432 | COG1 | IC | OP | NA | NG |  | 145667.3 | 0.030736 | 0.000422 | EIA Prime Mover-level Data | Estimated using an emission factor
2019 | CA | Houweling Nurseries | 58432 | COG2 | IC | OP | NA | NG |  | 145667.3 | 0.030736 | 0.000422 | EIA Prime Mover-level Data | Estimated using an emission factor
2019 | CA | Houweling Nurseries | 58432 | COG3 | IC | OP | NA | NG |  | 145667.3 | 0.030736 | 0.000422 | EIA Prime Mover-level Data | Estimated using an emission factor
2019 | CA | Hudson Ranch Power II LLC | 58211 | HR2 | ST | IP | NA | GEO
2019 | CA | Humboldt Bay | 246 | IC1 | IC | OP | NA | NG |  | 355933.1 | 0.075102 | 0.000422 | EIA Prime Mover-level Data | Estimated using an emission factor
2019 | CA | Humboldt Bay | 246 | IC10 | IC | OP | NA | NG |  | 355933.1 | 0.075102 | 0.000422 | EIA Prime Mover-level Data | Estimated using an emission factor
2019 | CA | Humboldt Bay | 246 | IC2 | IC | OP | NA | NG |  | 355933.1 | 0.075102 | 0.000422 | EIA Prime Mover-level Data | Estimated using an emission factor
2019 | CA | Humboldt Bay | 246 | IC3 | IC | OP | NA | NG |  | 355933.1 | 0.075102 | 0.000422 | EIA Prime Mover-level Data | Estimated using an emission factor
2019 | CA | Humboldt Bay | 246 | IC4 | IC | OP | NA | NG |  | 355933.1 | 0.075102 | 0.000422 | EIA Prime Mover-level Data | Estimated using an emission factor
2019 | CA | Humboldt Bay | 246 | IC5 | IC | OP | NA | NG |  | 355933.1 | 0.075102 | 0.000422 | EIA Prime Mover-level Data | Estimated using an emission factor
2019 | CA | Humboldt Bay | 246 | IC6 | IC | OP | NA | NG |  | 355933.1 | 0.075102 | 0.000422 | EIA Prime Mover-level Data | Estimated using an emission factor
2019 | CA | Humboldt Bay | 246 | IC7 | IC | OP | NA | NG |  | 355933.1 | 0.075102 | 0.000422 | EIA Prime Mover-level Data | Estimated using an emission factor
2019 | CA | Humboldt Bay | 246 | IC8 | IC | OP | NA | NG |  | 355933.1 | 0.075102 | 0.000422 | EIA Prime Mover-level Data | Estimated using an emission factor
2019 | CA | Humboldt Bay | 246 | IC9 | IC | OP | NA | NG |  | 355933.1 | 0.075102 | 0.000422 | EIA Prime Mover-level Data | Estimated using an emission factor
2019 | CA | Humboldt Bay | 246 | ST1 | ST | RE | NA | NG
2019 | CA | Humboldt Bay | 246 | ST2 | ST | RE | NA | NG
2019 | CA | Humboldt Sawmill Company | 50049 | BLRA | ST | OP | NA | WDS |  | 1177283 | 13.4282 | 0.022812 | EIA Unit-level Data | NEI avg EF - PM, fuel type
2019 | CA | Humboldt Sawmill Company | 50049 | BLRB | ST | OP | NA | WDS |  | 1299520 | 14.8225 | 0.022812 | EIA Unit-level Data | NEI avg EF - PM, fuel type
2019 | CA | Humboldt Sawmill Company | 50049 | BLRC | ST | OP | NA | WDS |  | 25130.6 | 0.28664 | 0.022812 | EIA Unit-level Data | NEI avg EF - PM, fuel type, firing type
2019 | CA | Hunters Point | 247 | 2 | ST | RE | NA | NG
2019 | CA | Hunters Point | 247 | 3 | ST | RE | NA | NG
2019 | CA | Hunters Point | 247 | 4 | ST | RE | NA | NG
2019 | CA | Hunters Point | 247 | GT1 | GT | RE | NA | DFO
2019 | CA | Huron Solar Station | 57523 | 1 | PV | OP | NA | SUN |  | 355634 |  | 0 | EIA Prime Mover-level Data | Estimated using an emission factor
2019 | CA | Hybrid Holdings 1 Capistrano | 62515 | HH4MW | BA | P | NA | MWH
2019 | CA | Hyperion Treatment Plant CHP Plant | 60960 | CTG1 | GT | OP | NA | OBG |  | 527450.3 | 5.6965 | 0.0216 | EIA Prime Mover-level Data | Estimated using an emission factor
2019 | CA | Hyperion Treatment Plant CHP Plant | 60960 | CTG2 | GT | OP | NA | OBG |  | 527450.3 | 5.6965 | 0.0216 | EIA Prime Mover-level Data | Estimated using an emission factor
2019 | CA | Hyperion Treatment Plant CHP Plant | 60960 | STG1 | GT | OP | NA | OBG |  | 527450.3 | 5.6965 | 0.0216 | EIA Prime Mover-level Data | Estimated using an emission factor
2019 | CA | IKEA Tejon 345 | 58028 | PV | PV | OP | NA | SUN |  | 19954 |  | 0 | EIA Prime Mover-level Data | Estimated using an emission factor
2019 | CA | Illumina Way SD | 63603 | ILM01 | FC | OP | NA | NG |  | 49640 | 0 | 0 | EIA Prime Mover-level Data | Estimated using an emission factor
2019 | CA | Imperial Solar Energy Center South | 57490 | 56819 | PV | OP | NA | SUN |  | 2506486 |  | 0 | EIA Prime Mover-level Data | Estimated using an emission factor
2019 | CA | Imperial Solar Energy Center West | 57491 | 56819 | PV | OP | NA | SUN |  | 3516109 |  | 0 | EIA Prime Mover-level Data | Estimated using an emission factor
2019 | CA | Imperial Valley Solar Co (IVSC) 2, LLC | 59657 | IVSC2 | PV | OP | NA | SUN |  | 421631 |  | 0 | EIA Prime Mover-level Data | Estimated using an emission factor
2019 | CA | Imperial Valley Solar Company 1 LLC | 58062 | 0001 | PV | OP | NA | SUN |  | 422974 |  | 0 | EIA Prime Mover-level Data | Estimated using an emission factor
2019 | CA | Imperial Valley Solar, LLC | 56917 | 1 | PV | OP | NA | SUN |  | 1231061 |  | 0 | EIA Prime Mover-level Data | Estimated using an emission factor
2019 | CA | Imperial Valley Solar, LLC | 56917 | 2 | PV | CN | NA | SUN
2019 | CA | Imperial Valley Solar, LLC | 56917 | 1A | PV | OP | NA | SUN |  | 787391.6 |  | 0 | EIA Prime Mover-level Data | Estimated using an emission factor
2019 | CA | Imperial Valley Solar, LLC | 56917 | 1B | PV | OP | NA | SUN |  | 418073.3 |  | 0 | EIA Prime Mover-level Data | Estimated using an emission factor
2019 | CA | Improvement Dst No. 4 | 57895 | ID4 | PV | OP | NA | SUN |  | 13863 |  | 0 | EIA Prime Mover-level Data | Estimated using an emission factor
2019 | CA | Indian Valley Dam Hydro Project | 50129 | 1641 | HY | SB | NA | WAT |  | 35613.1 |  | 1.5381e-07 | EIA Prime Mover-level Data | NEI avg EF - PM, fuel type, firing type
2019 | CA | Indian Valley Dam Hydro Project | 50129 | 1642 | HY | SB | NA | WAT |  | 35613.1 |  | 1.5381e-07 | EIA Prime Mover-level Data | NEI avg EF - PM, fuel type, firing type
2019 | CA | Indian Valley Dam Hydro Project | 50129 | 8332 | HY | SB | NA | WAT |  | 2543.793 |  | 1.5381e-07 | EIA Prime Mover-level Data | NEI avg EF - PM, fuel type, firing type
2019 | CA | Industry MetroLink PV 1 | 57860 | 1 | PV | OP | NA | SUN |  | 24709 |  | 0 | EIA Prime Mover-level Data | Estimated using an emission factor
2019 | CA | Industry Solar Power Generation Station 1 LLC | 58609 | ISP1 | PV | OP | NA | SUN |  | 37299 |  | 0 | EIA Prime Mover-level Data | Estimated using an emission factor
2019 | CA | Inskip | 248 | 1 | HY | OA | NA | WAT |  |  |  | 1.5381e-07
2019 | CA | Intel Folsom | 58086 | 1 | PV | OP | NA | SUN |  | 6740.5 |  | 0 | EIA Prime Mover-level Data | Estimated using an emission factor
2019 | CA | Intel Folsom | 58086 | 2 | PV | OP | NA | SUN |  | 6740.5 |  | 0 | EIA Prime Mover-level Data | Estimated using an emission factor
2019 | CA | Intel Folsom Phase 2 | 58954 | PV | PV | OP | NA | SUN |  | 14069 |  | 0 | EIA Prime Mover-level Data | Estimated using an emission factor
2019 | CA | Intel Folsom Phase 3 | 61152 | PV1 | PV | OP | NA | SUN |  | 72388 |  | 0 | EIA Prime Mover-level Data | Estimated using an emission factor
2019 | CA | Intel Santa Clara | 60224 | NTL00 | FC | OP | NA | NG |  | 61178 | 0 | 0 | EIA Prime Mover-level Data | Estimated using an emission factor
2019 | CA | IOS II-LAX9 | 63414 | IOSII | PV | TS | NA | SUN
2019 | CA | Iron Gate | 297 | 1 | HY | OP | NA | WAT |  | 902580 |  | 1.5381e-07 | EIA Prime Mover-level Data | NEI avg EF - PM, fuel type, firing type
2019 | CA | Ironwood Solar LLC | 58513 | 0937 | PV | OP | NA | SUN |  | 83101 |  | 0 | EIA Prime Mover-level Data | Estimated using an emission factor
2019 | CA | Isabella Hydro Project | 10139 | GEN1 | HY | OP | NA | WAT |  | 203087 |  | 1.5381e-07 | EIA Prime Mover-level Data | NEI avg EF - PM, fuel type, firing type
2019 | CA | Isabella Hydro Project | 10139 | GEN2 | HY | OP | NA | WAT |  | 203087 |  | 1.5381e-07 | EIA Prime Mover-level Data | NEI avg EF - PM, fuel type, firing type
2019 | CA | ISH Solar Hospital Downey | 57841 | 1 | PV | OP | NA | SUN |  | 10827 |  | 0 | EIA Prime Mover-level Data | Estimated using an emission factor
2019 | CA | ISH Solar Hospital SDMC | 57840 | 1 | PV | OP | NA | SUN |  | 12839 |  | 0 | EIA Prime Mover-level Data | Estimated using an emission factor
2019 | CA | Ivanhoe Solar | 58307 | 1 | PV | OP | NA | SUN |  | 25159.71 |  | 0 | EIA Prime Mover-level Data | Estimated using an emission factor
2019 | CA | Ivanhoe Solar | 58307 | 2 | PV | OP | NA | SUN |  | 8386.571 |  | 0 | EIA Prime Mover-level Data | Estimated using an emission factor
2019 | CA | Ivanhoe Solar | 58307 | 3 | PV | OP | NA | SUN |  | 25159.71 |  | 0 | EIA Prime Mover-level Data | Estimated using an emission factor
2019 | CA | Ivanpah 1 | 57074 | ST1 | ST | OP | NA | SUN |  | 2453183 |  | 0 | EIA Prime Mover-level Data | Estimated using an emission factor
2019 | CA | Ivanpah 2 | 57073 | ST1 | ST | OP | NA | SUN |  | 2789006 |  | 0 | EIA Prime Mover-level Data | Estimated using an emission factor
2019 | CA | Ivanpah 3 | 57075 | ST1 | ST | OP | NA | SUN |  | 2571372 |  | 0 | EIA Prime Mover-level Data | Estimated using an emission factor
2019 | CA | IVC Solar | 61692 | IVCS | PV | OP | NA | SUN |  | 36418 |  | 0 | EIA Prime Mover-level Data | Estimated using an emission factor
2019 | CA | J S Eastwood | 104 | 1 | PS | OP | NA | WAT |  | 0 |  |  | EIA Prime Mover-level Data
2019 | CA | J&A-Santa Maria II LLC | 57101 | 1 | IC | OP | NA | LFG |  |  |  | 0.0147
2019 | CA | J.R. Simplot Company | 58216 | 1 | ST | OP | NA | WH |  | 103496 |  | 0 | EIA Prime Mover-level Data | Estimated using an emission factor
2019 | CA | Jacumba Solar Farm | 60947 | Q644A | PV | OP | NA | SUN |  | 393013 |  | 0 | EIA Prime Mover-level Data | Estimated using an emission factor
2019 | CA | James B Black | 249 | 1 | HY | OP | NA | WAT |  | 3054233 |  | 1.5381e-07 | EIA Prime Mover-level Data | NEI avg EF - PM, fuel type, firing type
2019 | CA | James B Black | 249 | 2 | HY | OP | NA | WAT |  | 2996809 |  | 1.5381e-07 | EIA Prime Mover-level Data | NEI avg EF - PM, fuel type, firing type
2019 | CA | Jaybird | 431 | H1 | HY | OP | NA | WAT |  | 2867177 |  | 1.5381e-07 | EIA Prime Mover-level Data | NEI avg EF - PM, fuel type, firing type
2019 | CA | Jaybird | 431 | H2 | HY | OP | NA | WAT |  | 2867177 |  | 1.5381e-07 | EIA Prime Mover-level Data | NEI avg EF - PM, fuel type, firing type
2019 | CA | Johanna Energy Center, LLC | 63843 | SASP1 | BA | U | NA | MWH
2019 | CA | John L. Featherstone Plant | 57475 | HRP1 | ST | OP | NA | GEO |  | 3918766 |  | 0 | EIA Prime Mover-level Data | Estimated using an emission factor
2019 | CA | Jones Fork | 534 | 1 | HY | OP | NA | WAT |  | 102760 |  | 1.5381e-07 | EIA Prime Mover-level Data | NEI avg EF - PM, fuel type, firing type
2019 | CA | JSR000 N Mathilda Fuel Cell | 63711 | JSR00 | FC | OP | NA | NG |  | 31401 | 0 | 0 | EIA Prime Mover-level Data | Estimated using an emission factor
2019 | CA | Judge F Carr | 442 | 1 | HY | OP | NA | WAT |  | 1172444 |  | 1.5381e-07 | EIA Prime Mover-level Data | NEI avg EF - PM, fuel type, firing type
2019 | CA | Judge F Carr | 442 | 2 | HY | OP | NA | WAT |  | 1172444 |  | 1.5381e-07 | EIA Prime Mover-level Data | NEI avg EF - PM, fuel type, firing type
2019 | CA | Juniper Networks Sunnyvale | 58301 | JPR | FC | OP | NA | NG |  | 58197 | 0 | 0 | EIA Prime Mover-level Data | Estimated using an emission factor
2019 | CA | Kaiser Deer Valley Rd. Fuel Cell | 62699 | KSR24 | FC | OP | NA | NG |  | 73168 | 0 | 0 | EIA Prime Mover-level Data | Estimated using an emission factor
2019 | CA | Kaiser Downey | 58128 | KRSO1 | FC | OP | NA | LFG |  | 8437.2 | 0 | 0 | EIA Prime Mover-level Data | Estimated using an emission factor
2019 | CA | Kaiser Downey | 58128 | KRSO2 | FC | OP | NA | LFG |  | 8437.2 | 0 | 0 | EIA Prime Mover-level Data | Estimated using an emission factor
2019 | CA | Kaiser Downey | 58128 | KRSO3 | FC | OP | NA | LFG |  | 8437.2 | 0 | 0 | EIA Prime Mover-level Data | Estimated using an emission factor
2019 | CA | Kaiser Downey | 58128 | KRSO4 | FC | OP | NA | LFG |  | 8437.2 | 0 | 0 | EIA Prime Mover-level Data | Estimated using an emission factor
2019 | CA | Kaiser Downey | 58128 | KRSO5 | FC | OP | NA | LFG |  | 8437.2 | 0 | 0 | EIA Prime Mover-level Data | Estimated using an emission factor
2019 | CA | Kaiser East La Palma Ave. Fuel Cell | 62698 | KR059 | FC | OP | NA | NG |  | 125407 | 0 | 0 | EIA Prime Mover-level Data | Estimated using an emission factor
2019 | CA | Kaiser Napa Valley Corporate Dr Fuel Cell | 62701 | KS18A | FC | OP | NA | NG |  | 134197.4 | 0 | 0 | EIA Prime Mover-level Data | Estimated using an emission factor
2019 | CA | Kaiser Napa Valley Corporate Dr Fuel Cell | 62701 | KS18B | FC | OP | NA | NG |  | 123461.6 | 0 | 0 | EIA Prime Mover-level Data | Estimated using an emission factor
2019 | CA | Kaiser Ontario | 58132 | KSRO1 | FC | OP | NA | OBG |  | 11527.4 | 0 | 0 | EIA Prime Mover-level Data | Estimated using an emission factor
2019 | CA | Kaiser Ontario | 58132 | KSRO2 | FC | OP | NA | OBG |  | 11527.4 | 0 | 0 | EIA Prime Mover-level Data | Estimated using an emission factor
2019 | CA | Kaiser Ontario | 58132 | KSRO3 | FC | OP | NA | OBG |  | 11527.4 | 0 | 0 | EIA Prime Mover-level Data | Estimated using an emission factor
2019 | CA | Kaiser Ontario | 58132 | KSRO4 | FC | OP | NA | OBG |  | 11527.4 | 0 | 0 | EIA Prime Mover-level Data | Estimated using an emission factor
2019 | CA | Kaiser Ontario | 58132 | KSRO5 | FC | OP | NA | OBG |  | 11527.4 | 0 | 0 | EIA Prime Mover-level Data | Estimated using an emission factor
2019 | CA | Kaiser Owens Dr. Fuel Cell | 62700 | KSR23 | FC | OP | NA | NG |  | 54514 | 0 | 0 | EIA Prime Mover-level Data | Estimated using an emission factor
2019 | CA | Kanaka | 54653 | KAN1 | HY | OS | NA | WAT |  |  |  | 1.5381e-07
2019 | CA | Karen Avenue Wind Farm | 10718 | WND | WT | OP | NA | WND |  | 273344 |  | 0 | EIA Prime Mover-level Data | Estimated using an emission factor
2019 | CA | Kaweah 1 | 337 | 1 | HY | OS | NA | WAT |  | 0 |  | 1.5381e-07 | EIA Prime Mover-level Data | NEI avg EF - PM, fuel type, firing type
2019 | CA | Kaweah 2 | 336 | 2 | HY | OP | NA | WAT |  | 74223 |  | 1.5381e-07 | EIA Prime Mover-level Data | NEI avg EF - PM, fuel type, firing type
2019 | CA | Kaweah 3 | 338 | 1 | HY | OP | NA | WAT |  | 97674 |  | 1.5381e-07 | EIA Prime Mover-level Data | NEI avg EF - PM, fuel type, firing type
2019 | CA | Kaweah 3 | 338 | 2 | HY | OP | NA | WAT |  | 97674 |  | 1.5381e-07 | EIA Prime Mover-level Data | NEI avg EF - PM, fuel type, firing type
2019 | CA | Kaweah Delta District Hospital | 10042 | KDH1 | IC | RE | NA | NG
2019 | CA | Kaweah Delta District Hospital | 10042 | KDH2 | IC | RE | NA | NG
2019 | CA | Kaweah Delta District Hospital | 10042 | KDH3 | IC | RE | NA | NG
2019 | CA | Kaweah Delta District Hospital | 10042 | KDHT1 | GT | OP | NA | NG |  | 331356 | 0.90848 | 0.0054834 | EIA Prime Mover-level Data | NEI avg EF - PM, fuel type, firing type
2019 | CA | Kearny Mesa Storage LLC | 62441 | U1 | BA | U | NA | MWH
2019 | CA | Kekawaka Power House | 54654 | KEK1 | HY | OA | NA | WAT |  |  |  | 1.5381e-07
2019 | CA | Kellogg's - San Jose | 59280 | KLG00 | FC | OP | NA | NG |  | 57912 | 0 | 0 | EIA Prime Mover-level Data | Estimated using an emission factor
2019 | CA | Kelly Ridge | 418 | 1 | HY | OP | NA | WAT |  | 533537 |  | 1.5381e-07 | EIA Prime Mover-level Data | NEI avg EF - PM, fuel type, firing type
2019 | CA | Kerckhoff | 250 | H1 | HY | OS | NA | WAT |  |  |  | 1.5381e-07
2019 | CA | Kerckhoff | 250 | H2 | HY | RE | NA | WAT
2019 | CA | Kerckhoff | 250 | H3 | HY | OS | NA | WAT |  |  |  | 1.5381e-07
2019 | CA | Kerckhoff 2 | 682 | 1 | HY | OP | NA | WAT |  | 5952157 |  | 1.5381e-07 | EIA Prime Mover-level Data | NEI avg EF - PM, fuel type, firing type
2019 | CA | Kern Canyon | 7911 | 1 | HY | OS | NA | WAT |  |  |  | 1.5381e-07
2019 | CA | Kern Front Limited | 50494 | KF1 | GT | OP | NA | NG |  | 72302.5 | 0.19823 | 0.0054834 | EIA Prime Mover-level Data | NEI avg EF - PM, fuel type, firing type
2019 | CA | Kern Front Limited | 50494 | KF2 | GT | OP | NA | NG |  | 72302.5 | 0.19823 | 0.0054834 | EIA Prime Mover-level Data | NEI avg EF - PM, fuel type, firing type
2019 | CA | Kern Oil & Refining Co | 58100 | 5900 | GT | OP | NA | NG |  | 492629 | 1.3506 | 0.0054834 | EIA Prime Mover-level Data | NEI avg EF - PM, fuel type, firing type
2019 | CA | Kern River 1 | 340 | 1 | HY | OP | NA | WAT |  | 386462.5 |  | 1.5381e-07 | EIA Prime Mover-level Data | NEI avg EF - PM, fuel type, firing type
2019 | CA | Kern River 1 | 340 | 2 | HY | OP | NA | WAT |  | 386462.5 |  | 1.5381e-07 | EIA Prime Mover-level Data | NEI avg EF - PM, fuel type, firing type
2019 | CA | Kern River 1 | 340 | 3 | HY | OP | NA | WAT |  | 386462.5 |  | 1.5381e-07 | EIA Prime Mover-level Data | NEI avg EF - PM, fuel type, firing type
2019 | CA | Kern River 1 | 340 | 4 | HY | OP | NA | WAT |  | 386462.5 |  | 1.5381e-07 | EIA Prime Mover-level Data | NEI avg EF - PM, fuel type, firing type
2019 | CA | Kern River 3 | 339 | 1 | HY | OP | NA | WAT |  | 958075.9 |  | 1.5381e-07 | EIA Prime Mover-level Data | NEI avg EF - PM, fuel type, firing type
2019 | CA | Kern River 3 | 339 | 2 | HY | OP | NA | WAT |  | 925361.1 |  | 1.5381e-07 | EIA Prime Mover-level Data | NEI avg EF - PM, fuel type, firing type
2019 | CA | Kern River Cogeneration | 10496 | GTAG | GT | OP | NA | NG |  | 1961711 | 5.3784 | 0.0054834 | EIA Prime Mover-level Data | NEI avg EF - PM, fuel type, firing type
2019 | CA | Kern River Cogeneration | 10496 | GTBG | GT | OP | NA | NG |  | 1961711 | 5.3784 | 0.0054834 | EIA Prime Mover-level Data | NEI avg EF - PM, fuel type, firing type
2019 | CA | Kern River Cogeneration | 10496 | GTCG | GT | OP | NA | NG |  | 1961711 | 5.3784 | 0.0054834 | EIA Prime Mover-level Data | NEI avg EF - PM, fuel type, firing type
2019 | CA | Kern River Cogeneration | 10496 | GTDG | GT | OP | NA | NG |  | 1961711 | 5.3784 | 0.0054834 | EIA Prime Mover-level Data | NEI avg EF - PM, fuel type, firing type
2019 | CA | Kern River Eastridge Cogen | 52107 | 101A | GT | OP | NA | NG |  | 1535624 | 4.2102 | 0.0054834 | EIA Prime Mover-level Data | NEI avg EF - PM, fuel type, firing type
2019 | CA | Kern River Eastridge Cogen | 52107 | 101B | GT | OP | NA | NG |  | 1535624 | 4.2102 | 0.0054834 | EIA Prime Mover-level Data | NEI avg EF - PM, fuel type, firing type
2019 | CA | Kern River Fee A Cogen | 52094 | GEN1 | GT | RE | NA | NG
2019 | CA | Kern River Fee A Cogen | 52094 | GEN2 | GT | RE | NA | NG
2019 | CA | Kern River Fee B Cogen | 52092 | GEN1 | GT | RE | NA | NG
2019 | CA | Kern River Fee C Cogen | 52095 | GEN1 | GT | RE | NA | NG
2019 | CA | Kern River Fee C Cogen | 52095 | GEN2 | GT | RE | NA | NG
2019 | CA | Kern Valley SP | 63875 | KRNVL | PV | P | NA | SUN
2019 | CA | Keswick | 443 | 1 | HY | OP | NA | WAT |  | 1056494 |  | 1.5381e-07 | EIA Prime Mover-level Data | NEI avg EF - PM, fuel type, firing type
2019 | CA | Keswick | 443 | 2 | HY | OP | NA | WAT |  | 1056494 |  | 1.5381e-07 | EIA Prime Mover-level Data | NEI avg EF - PM, fuel type, firing type
2019 | CA | Keswick | 443 | 3 | HY | OP | NA | WAT |  | 1056494 |  | 1.5381e-07 | EIA Prime Mover-level Data | NEI avg EF - PM, fuel type, firing type
2019 | CA | Kettering Solar 1 | 59098 | PV1 | PV | OP | NA | SUN |  | 18324 |  | 0 | EIA Prime Mover-level Data | Estimated using an emission factor
2019 | CA | Kettering Solar 2 | 59099 | PV1 | PV | OP | NA | SUN |  | 16927 |  | 0 | EIA Prime Mover-level Data | Estimated using an emission factor
2019 | CA | Kettleman Solar | 57921 | 1 | PV | CN | NA | SUN
2019 | CA | Kettleman Solar -Centaurus | 59633 | KS | PV | OP | NA | SUN |  | 473853 |  | 0 | EIA Prime Mover-level Data | Estimated using an emission factor
2019 | CA | Kettleman Solar Project | 58510 | PV5 | PV | OP | NA | SUN |  | 23506 |  | 0 | EIA Prime Mover-level Data | Estimated using an emission factor
2019 | CA | Kiefer Landfill | 55766 | 361A | IC | OP | NA | LFG |  | 286508 | 2.1058 | 0.0147 | EIA Prime Mover-level Data | Estimated using an emission factor
2019 | CA | Kiefer Landfill | 55766 | 361B | IC | OP | NA | LFG |  | 286508 | 2.1058 | 0.0147 | EIA Prime Mover-level Data | Estimated using an emission factor
2019 | CA | Kiefer Landfill | 55766 | 361C | IC | OP | NA | LFG |  | 286508 | 2.1058 | 0.0147 | EIA Prime Mover-level Data | Estimated using an emission factor
2019 | CA | Kilarc | 253 | 1 | HY | OP | NA | WAT |  | 20060 |  | 1.5381e-07 | EIA Prime Mover-level Data | NEI avg EF - PM, fuel type, firing type
2019 | CA | Kilarc | 253 | 2 | HY | RE | NA | WAT |  |  |  | 0
2019 | CA | Kilroy Solar | 61628 | KILRO | PV | OP | NA | SUN |  | 59817 |  | 0 | EIA Prime Mover-level Data | Estimated using an emission factor
2019 | CA | King City Peaking | 55811 | CTG1 | GT | OP | NA | NG |  | 67881 | 0.18611 | 0.0054834 | EIA Prime Mover-level Data | NEI avg EF - PM, fuel type, firing type
2019 | CA | Kingbird A Solar LLC | 59868 | GEN01 | PV | OP | NA | SUN |  | 511517 |  | 0 | EIA Prime Mover-level Data | Estimated using an emission factor
2019 | CA | Kingbird B Solar, LLC | 60091 | GEN01 | PV | OP | NA | SUN |  | 487458 |  | 0 | EIA Prime Mover-level Data | Estimated using an emission factor
2019 | CA | Kings Beach | 6518 | 1 | IC | RE | NA | DFO
2019 | CA | Kings Beach | 6518 | 2 | IC | RE | NA | DFO
2019 | CA | Kings Beach | 6518 | 3 | IC | RE | NA | DFO
2019 | CA | Kings Beach | 6518 | 4 | IC | RE | NA | DFO
2019 | CA | Kings Beach | 6518 | 5 | IC | RE | NA | DFO
2019 | CA | Kings Beach | 6518 | 6 | IC | RE | NA | DFO
2019 | CA | Kings Beach | 6518 | KB1 | IC | OP | NA | DFO |  | 1221.833 | 0.18938 | 0.31 | EIA Prime Mover-level Data | Estimated using an emission factor
2019 | CA | Kings Beach | 6518 | KB2 | IC | OP | NA | DFO |  | 1221.833 | 0.18938 | 0.31 | EIA Prime Mover-level Data | Estimated using an emission factor
2019 | CA | Kings Beach | 6518 | KB3 | IC | OP | NA | DFO |  | 1221.833 | 0.18938 | 0.31 | EIA Prime Mover-level Data | Estimated using an emission factor
2019 | CA | Kings Beach | 6518 | KB4 | IC | OP | NA | DFO |  | 1221.833 | 0.18938 | 0.31 | EIA Prime Mover-level Data | Estimated using an emission factor
2019 | CA | Kings Beach | 6518 | KB5 | IC | OP | NA | DFO |  | 1221.833 | 0.18938 | 0.31 | EIA Prime Mover-level Data | Estimated using an emission factor
2019 | CA | Kings Beach | 6518 | KB6 | IC | OP | NA | DFO |  | 1221.833 | 0.18938 | 0.31 | EIA Prime Mover-level Data | Estimated using an emission factor
2019 | CA | Kings River PH | 254 | H1 | HY | OP | NA | WAT |  | 1088870 |  | 1.5381e-07 | EIA Prime Mover-level Data | NEI avg EF - PM, fuel type, firing type
2019 | CA | Kingsburg Solar | 58304 | 1 | PV | OP | NA | SUN |  | 25671.49 |  | 0 | EIA Prime Mover-level Data | Estimated using an emission factor
2019 | CA | Kingsburg Solar | 58304 | 2 | PV | OP | NA | SUN |  | 25671.49 |  | 0 | EIA Prime Mover-level Data | Estimated using an emission factor
2019 | CA | Kingsburg Solar | 58304 | 3 | PV | OP | NA | SUN |  | 11980.03 |  | 0 | EIA Prime Mover-level Data | Estimated using an emission factor
2019 | CA | Kingston Energy Storage, LLC | 61802 | 10001 | BA | CN | NA | MWH
2019 | CA | Kohls San Bernardino Solar Facility | 57009 | 1 | PV | OP | NA | SUN |  | 12182 |  | 0 | EIA Prime Mover-level Data | Estimated using an emission factor
2019 | CA | Kroger La Habra | 63758 | KROLH | PV | V | NA | SUN
2019 | CA | KSR028 Merced Fuel Cell | 63712 | KSR28 | FC | OP | NA | NG |  | 81977 | 0 | 0 | EIA Prime Mover-level Data | Estimated using an emission factor
2019 | CA | KSR053 Cantara Fuel Cell | 63716 | KSR53 | FC | OP | NA | NG |  | 90630 | 0 | 0 | EIA Prime Mover-level Data | Estimated using an emission factor
2019 | CA | Kumeyaay Wind | 56295 | 1 | WT | OP | NA | WND |  | 1396897 |  | 0 | EIA Prime Mover-level Data | Estimated using an emission factor
2019 | CA | Kyocera America Project | 10720 | 0287 | IC | OP | NA | NG |  | 65811.92 | 0.013886 | 0.000422 | EIA Prime Mover-level Data | Estimated using an emission factor
2019 | CA | Kyocera America Project | 10720 | 0333 | IC | OP | NA | NG |  | 81297.08 | 0.017154 | 0.000422 | EIA Prime Mover-level Data | Estimated using an emission factor
2019 | CA | L-8 Solar Project | 57836 | TSM | PV | OP | NA | SUN |  | 23970 |  | 0 | EIA Prime Mover-level Data | Estimated using an emission factor
2019 | CA | La Grange | 440 | 1 | HY | OP | NA | WAT |  | 25522.67 |  | 1.5381e-07 | EIA Prime Mover-level Data | NEI avg EF - PM, fuel type, firing type
2019 | CA | La Grange | 440 | 2 | HY | OP | NA | WAT |  | 70187.34 |  | 1.5381e-07 | EIA Prime Mover-level Data | NEI avg EF - PM, fuel type, firing type
2019 | CA | La Joya Del Sol | 58118 | JDS1 | PV | OP | NA | SUN |  | 18726 |  | 0 | EIA Prime Mover-level Data | Estimated using an emission factor
2019 | CA | Lafayette 2 - Internal Services Dept | 63527 | GEN1 | PV | U | NA | SUN
2019 | CA | Lafayette 2 - MLK Jr. Hospital (MLK) | 63623 | GEN1 | PV | V | NA | SUN
2019 | CA | Laguna Water Reclamation Facility | 58960 | S200 | IC | OP | NA | OBG |  | 36978 | 0.27179 | 0.0147 | EIA Prime Mover-level Data | Estimated using an emission factor
2019 | CA | Laguna Water Reclamation Facility | 58960 | S201 | IC | OP | NA | OBG |  | 36978 | 0.27179 | 0.0147 | EIA Prime Mover-level Data | Estimated using an emission factor
2019 | CA | Laguna Water Reclamation Facility | 58960 | S202 | IC | OP | NA | OBG |  | 36978 | 0.27179 | 0.0147 | EIA Prime Mover-level Data | Estimated using an emission factor
2019 | CA | Laguna Water Reclamation Facility | 58960 | S203 | IC | OP | NA | OBG |  | 36978 | 0.27179 | 0.0147 | EIA Prime Mover-level Data | Estimated using an emission factor
2019 | CA | Lake Hodges Hydroelectric Facility | 57729 | 1 | PS | OP | NA | WAT |  | 0 |  |  | EIA Prime Mover-level Data
2019 | CA | Lake Hodges Hydroelectric Facility | 57729 | 2 | PS | OP | NA | WAT |  | 0 |  |  | EIA Prime Mover-level Data
2019 | CA | Lake Mathews | 6644 | 1 | HY | OP | NA | WAT |  | 33239 |  | 1.5381e-07 | EIA Prime Mover-level Data | NEI avg EF - PM, fuel type, firing type
2019 | CA | Lake Mendocino | 7489 | G1 | HY | OP | NA | WAT |  | 35117.71 |  | 1.5381e-07 | EIA Prime Mover-level Data | NEI avg EF - PM, fuel type, firing type
2019 | CA | Lake Mendocino | 7489 | G2 | HY | OP | NA | WAT |  | 87794.29 |  | 1.5381e-07 | EIA Prime Mover-level Data | NEI avg EF - PM, fuel type, firing type
2019 | CA | Lake Perris Solar | 60973 | LKPR | PV | IP | NA | SUN
2019 | CA | Lancaster | 62056 | LANC | PV | OP | NA | SUN |  | 68036 |  | 0 | EIA Prime Mover-level Data | Estimated using an emission factor
2019 | CA | Lancaster Baptist Church | 58634 | 1 | PV | OP | NA | SUN |  | 18279 |  | 0 | EIA Prime Mover-level Data | Estimated using an emission factor
2019 | CA | Lancaster Dry Farm Ranch B | 58750 | LDFRB | PV | OP | NA | SUN |  | 115529 |  | 0 | EIA Prime Mover-level Data | Estimated using an emission factor
2019 | CA | Lancaster Little Rock | 59262 | LLRC | PV | OP | NA | SUN |  | 112823 |  | 0 | EIA Prime Mover-level Data | Estimated using an emission factor
2019 | CA | Lancaster Solar 1 | 59167 | LS1 | PV | OP | NA | SUN |  | 29900 |  | 0 | EIA Prime Mover-level Data | Estimated using an emission factor
2019 | CA | Lancaster Solar 2 | 59169 | LS2 | PV | OP | NA | SUN |  | 29863 |  | 0 | EIA Prime Mover-level Data | Estimated using an emission factor
2019 | CA | Lancaster WAD B | 59739 | LWADB | PV | OP | NA | SUN |  | 65916 |  | 0 | EIA Prime Mover-level Data | Estimated using an emission factor
2019 | CA | Las Virgenes Municipal Water District | 58963 | PV | PV | OP | NA | SUN |  | 14834 |  | 0 | EIA Prime Mover-level Data | Estimated using an emission factor
2019 | CA | LATTC South Campus Solar | 57312 | 1 | PV | CN | NA | SUN
2019 | CA | Lavio Solar | 61792 | 5002 | PV | OP | NA | SUN |  | 17193 |  | 0 | EIA Prime Mover-level Data | Estimated using an emission factor
2019 | CA | LAWRP | 63614 | LAWRP | BA | OP | NA | MWH
2019 | CA | Lemoore 1 | 60142 | LEPV1 | PV | OP | NA | SUN |  | 12296 |  | 0 | EIA Prime Mover-level Data | Estimated using an emission factor
2019 | CA | Liberty HS Solar Project | 62274 | LHSSP | PV | OP | NA | SUN |  | 23606 |  | 0 | EIA Prime Mover-level Data | Estimated using an emission factor
2019 | CA | Life Technologies - Pleasanton | 59279 | LFT01 | FC | OP | NA | NG |  | 62788 | 0 | 0 | EIA Prime Mover-level Data | Estimated using an emission factor
2019 | CA | Life Technologies Carlsbad | 58302 | LFT | FC | OP | NA | NG |  | 59690 | 0 | 0 | EIA Prime Mover-level Data | Estimated using an emission factor
2019 | CA | Lime Saddle | 255 | 1 | HY | OA | NA | WAT |  |  |  | 1.5381e-07
2019 | CA | Lime Saddle | 255 | 2 | HY | OA | NA | WAT |  |  |  | 1.5381e-07
2019 | CA | Lincoln Landfill | 57988 | GEN 5 | IC | OP | NA | LFG |  | 49597.17 | 0.36454 | 0.0147 | EIA Prime Mover-level Data | Estimated using an emission factor
2019 | CA | Lincoln Landfill | 57988 | GEN 6 | IC | OP | NA | LFG |  | 49597.17 | 0.36454 | 0.0147 | EIA Prime Mover-level Data | Estimated using an emission factor
2019 | CA | Lincoln Landfill | 57988 | GEN1 | IC | OP | NA | LFG |  | 49597.17 | 0.36454 | 0.0147 | EIA Prime Mover-level Data | Estimated using an emission factor
2019 | CA | Lincoln Landfill | 57988 | GEN2 | IC | OP | NA | LFG |  | 49597.17 | 0.36454 | 0.0147 | EIA Prime Mover-level Data | Estimated using an emission factor
2019 | CA | Lincoln Landfill | 57988 | GEN3 | IC | OP | NA | LFG |  | 49597.17 | 0.36454 | 0.0147 | EIA Prime Mover-level Data | Estimated using an emission factor
2019 | CA | Lincoln Landfill | 57988 | GEN4 | IC | OP | NA | LFG |  | 49597.17 | 0.36454 | 0.0147 | EIA Prime Mover-level Data | Estimated using an emission factor
2019 | CA | Lindberg FIeld Solar | 60060 | SDIA2 | PV | OP | NA | SUN |  | 28794.94 |  | 0 | EIA Prime Mover-level Data | Estimated using an emission factor
2019 | CA | Lindberg FIeld Solar | 60060 | SDIAA | PV | OP | NA | SUN |  | 8227.125 |  | 0 | EIA Prime Mover-level Data | Estimated using an emission factor
2019 | CA | Lindberg FIeld Solar | 60060 | SDIAB | PV | OP | NA | SUN |  | 6855.938 |  | 0 | EIA Prime Mover-level Data | Estimated using an emission factor
2019 | CA | Lindberg Field Solar 2 | 60984 | PV1 | PV | OP | NA | SUN |  | 43861 |  | 0 | EIA Prime Mover-level Data | Estimated using an emission factor
2019 | CA | Linde Wilmington | 50148 | GEN1 | CT |  | NA |  |  | 0 |  |  | EIA Unit-level Data
2019 | CA | Linde Wilmington | 50148 | GEN2 | CA | SB | NA | NG |  |  |  | 0.0010092
2019 | CA | Lindsay Solar | 58308 | 1 | PV | OP | NA | SUN |  | 24638.25 |  | 0 | EIA Prime Mover-level Data | Estimated using an emission factor
2019 | CA | Lindsay Solar | 58308 | 3 | PV | OP | NA | SUN |  | 24638.25 |  | 0 | EIA Prime Mover-level Data | Estimated using an emission factor
2019 | CA | Lindsay Solar | 58308 | 4 | PV | OP | NA | SUN |  | 16425.5 |  | 0 | EIA Prime Mover-level Data | Estimated using an emission factor
2019 | CA | Little Bear 3 | 62463 | GEN01 | PV | T | NA | SUN
2019 | CA | Little Bear 4 | 62464 | GEN01 | PV | T | NA | SUN
2019 | CA | Little Bear 5 | 62465 | GEN01 | PV | T | NA | SUN
2019 | CA | Little Bear Solar 1, LLC | 59870 | GEN01 | PV | T | NA | SUN
2019 | CA | Little Bear Solar 2, LLC | 59885 | GEN01 | PV | CN | NA | SUN
2019 | CA | Little Rock Pham Solar | 60026 | PV1 | PV | OP | NA | SUN |  | 69114 |  | 0 | EIA Prime Mover-level Data | Estimated using an emission factor
2019 | CA | Llagas Energy Storage | 63529 | LLAGS | BA | L | NA | MWH
2019 | CA | Lockheed Martin Sunnyvale | 57808 | LOK00 | FC | OP | NA | NG |  | 53279 | 0 | 0 | EIA Prime Mover-level Data | Estimated using an emission factor
2019 | CA | Lodi | 7451 | 1 | GT | SB | NA | NG |  | 8284 | 0.022712 | 0.0054834 | EIA Prime Mover-level Data | NEI avg EF - PM, fuel type, firing type
2019 | CA | Loma Linda University Cogen | 10206 | GEN1 | GT | OP | NA | NG |  | 490607 | 1.3451 | 0.0054834 | EIA Prime Mover-level Data | NEI avg EF - PM, fuel type, firing type
2019 | CA | Loma Linda University Cogen | 10206 | GEN2 | GT | OP | NA | NG |  | 490607 | 1.3451 | 0.0054834 | EIA Prime Mover-level Data | NEI avg EF - PM, fuel type, firing type
2019 | CA | Loma Linda University Cogen | 10206 | GEN3 | CA | RE | NA | NG
2019 | CA | Loma Linda University Cogen | 10206 | GEN4 | IC | SB | NA | DFO |  |  |  | 0.30942
2019 | CA | Loma Linda University Cogen | 10206 | GEN5 | IC | SB | NA | DFO |  |  |  | 0.30942
2019 | CA | Loma Rica Hydroelectric Powerhouse | 60988 | HY1 | HY | P | NA | WAT
2019 | CA | Lone Valley Solar Park I LLC | 58417 | CP1 | PV | OP | NA | SUN |  | 212040 |  | 0 | EIA Prime Mover-level Data | Estimated using an emission factor
2019 | CA | Lone Valley Solar Park II LLC | 59237 | CPII | PV | OP | NA | SUN |  | 410636 |  | 0 | EIA Prime Mover-level Data | Estimated using an emission factor
2019 | CA | Long Beach Convention Center | 63615 | LBCON | BA | OP | NA | MWH
2019 | CA | Longboat Solar, LLC | 60485 | PV1 | PV | OP | NA | SUN |  | 467300 |  | 0 | EIA Prime Mover-level Data | Estimated using an emission factor
2019 | CA | Loon Lake | 432 | H1 | HY | OP | NA | WAT |  | 988334 |  | 1.5381e-07 | EIA Prime Mover-level Data | NEI avg EF - PM, fuel type, firing type
2019 | CA | Lopez Canyon | 57730 | 1 | GT | RE | NA | LFG
2019 | CA | Los Angeles Harbor College | 57314 | 1 | PV | OP | NA | SUN |  |  |  | 0
2019 | CA | Los Angeles Refinery Wilmington | 54451 | G1 | OT | OS | NA | NG
2019 | CA | Los Angeles Refinery Wilmington | 54451 | G2 | GT | OP | NA | PRG |  | 5289698 | 1.1161 | 0.000422 | EIA Prime Mover-level Data | NEI avg EF - PM, fuel type, firing type
2019 | CA | Lost Creek I | 10708 | GEN1 | HY | OP | NA | WAT |  | 57849 |  | 1.5381e-07 | EIA Prime Mover-level Data | NEI avg EF - PM, fuel type, firing type
2019 | CA | Lost Hills Cogeneration Plant | 52077 | GEN4 | GT | OP | NA | NG |  | 246035.3 | 0.67455 | 0.0054834 | EIA Prime Mover-level Data | NEI avg EF - PM, fuel type, firing type
2019 | CA | Lost Hills Cogeneration Plant | 52077 | GEN5 | GT | OP | NA | NG |  | 246035.3 | 0.67455 | 0.0054834 | EIA Prime Mover-level Data | NEI avg EF - PM, fuel type, firing type
2019 | CA | Lost Hills Cogeneration Plant | 52077 | GEN6 | GT | OP | NA | NG |  | 246035.3 | 0.67455 | 0.0054834 | EIA Prime Mover-level Data | NEI avg EF - PM, fuel type, firing type
2019 | CA | Lost Hills/Blackwell | 58711 | BLKW | PV | OP | NA | SUN |  | 285168 |  | 0 | EIA Prime Mover-level Data | Estimated using an emission factor
2019 | CA | Lost Hills/Blackwell | 58711 | LTHL | PV | OP | NA | SUN |  | 475280 |  | 0 | EIA Prime Mover-level Data | Estimated using an emission factor
2019 | CA | Lower Tule River | 365 | 1 | HY | OS | NA | WAT |  | 0 |  | 1.5381e-07 | EIA Prime Mover-level Data | NEI avg EF - PM, fuel type, firing type
2019 | CA | Lower Tule River | 365 | 2 | HY | OS | NA | WAT |  | 0 |  | 1.5381e-07 | EIA Prime Mover-level Data | NEI avg EF - PM, fuel type, firing type
2019 | CA | Luna Storage | 63685 | LUNA | BA | P | NA | MWH
2019 | CA | Lundy | 342 | 1 | HY | OP | NA | WAT |  | 58818.5 |  | 1.5381e-07 | EIA Prime Mover-level Data | NEI avg EF - PM, fuel type, firing type
2019 | CA | Lundy | 342 | 2 | HY | OP | NA | WAT |  | 58818.5 |  | 1.5381e-07 | EIA Prime Mover-level Data | NEI avg EF - PM, fuel type, firing type
2019 | CA | Ma | 58451 | 1 | PV | OP | NA | SUN |  | 32205 |  | 0 | EIA Prime Mover-level Data | Estimated using an emission factor
2019 | CA | Maclay Solar Project | 57308 | 1 | PV | OP | NA | SUN |  | 10819 |  | 0 | EIA Prime Mover-level Data | Estimated using an emission factor
2019 | CA | Madelyn Solar, LLC | 59409 | SNL17 | PV | OP | NA | SUN |  | 22787 |  | 0 | EIA Prime Mover-level Data | Estimated using an emission factor
2019 | CA | Madera 1 PV | 61421 | MDRA1 | PV | OP | NA | SUN |  | 23011 |  | 0 | EIA Prime Mover-level Data | Estimated using an emission factor
2019 | CA | Madera Community Hospital | 58522 | 1 | PV | OP | NA | SUN |  | 17845 |  | 0 | EIA Prime Mover-level Data | Estimated using an emission factor
2019 | CA | Magnolia | 375 | M2 | CA | RE | NA | NG
2019 | CA | Magnolia | 375 | M3 | ST | RE | NA | NG
2019 | CA | Magnolia | 375 | M4 | ST | RE | NA | NG
2019 | CA | Magnolia | 375 | M5 | GT | RE | NA | NG
2019 | CA | Malech Solar Farm | 62688 | MFARM | PV | OP | NA | SUN |  | 50244 |  | 0 | EIA Prime Mover-level Data | Estimated using an emission factor
2019 | CA | Mammoth Pacific I | 10480 | GEN1 | BT | OP | NA | GEO |  | 255326.5 |  | 0 | EIA Prime Mover-level Data | Estimated using an emission factor
2019 | CA | Mammoth Pacific I | 10480 | GEN2 | BT | OP | NA | GEO |  | 255326.5 |  | 0 | EIA Prime Mover-level Data | Estimated using an emission factor
2019 | CA | Mammoth Pacific II | 10481 | 1 | BT | OP | NA | GEO |  | 203596.3 |  | 0 | EIA Prime Mover-level Data | Estimated using an emission factor
2019 | CA | Mammoth Pacific II | 10481 | 2 | BT | OP | NA | GEO |  | 203596.3 |  | 0 | EIA Prime Mover-level Data | Estimated using an emission factor
2019 | CA | Mammoth Pacific II | 10481 | 3 | BT | OP | NA | GEO |  | 203596.3 |  | 0 | EIA Prime Mover-level Data | Estimated using an emission factor
2019 | CA | Mammoth Pacific II | 10481 | T101 | BT | RE | NA | GEO
2019 | CA | Mammoth Pacific II | 10481 | T102 | BT | RE | NA | GEO
2019 | CA | Mammoth Pacific II | 10481 | T103 | BT | RE | NA | GEO
2019 | CA | Mammoth Pool | 344 | 1 | HY | OP | NA | WAT |  | 2286374 |  | 1.5381e-07 | EIA Prime Mover-level Data | NEI avg EF - PM, fuel type, firing type
2019 | CA | Mammoth Pool | 344 | 2 | HY | OP | NA | WAT |  | 2286374 |  | 1.5381e-07 | EIA Prime Mover-level Data | NEI avg EF - PM, fuel type, firing type
2019 | CA | Mandalay | 345 | 1 | ST | RE | WALL | NG
2019 | CA | Mandalay | 345 | 2 | ST | RE | WALL | NG
2019 | CA | Mandalay | 345 | 03 | GT | RE | NA | NG
2019 | CA | Manteca Land PV | 61115 | MANT1 | PV | OP | NA | SUN |  | 17620 |  | 0 | EIA Prime Mover-level Data | Estimated using an emission factor
2019 | CA | Manzana Wind LLC | 57484 | GEN1 | WT | OP | NA | WND |  | 4367290 |  | 0 | EIA Prime Mover-level Data | Estimated using an emission factor
2019 | CA | Margarita Energy Center | 56676 | CTG1 | GT | IP | NA | NG
2019 | CA | Mariani Packing Vacaville Solar | 57005 | 1 | PV | OP | NA | SUN |  | 15609 |  | 0 | EIA Prime Mover-level Data | Estimated using an emission factor
2019 | CA | Maricopa West Solar PV, LLC | 59607 | MWS | PV | OP | NA | SUN |  | 401642 |  | 0 | EIA Prime Mover-level Data | Estimated using an emission factor
2019 | CA | Marin Clean Energy Solar One | 61013 | MCES1 | PV | OP | NA | SUN |  | 179970 |  | 0 | EIA Prime Mover-level Data | Estimated using an emission factor
2019 | CA | Marina Landfill Gas | 10748 | G4 | IC | RE | NA | LFG
2019 | CA | Marina Landfill Gas | 10748 | LL1 | IC | RE | NA | LFG
2019 | CA | Marina Landfill Gas | 10748 | U1C06 | IC | OP | NA | LFG |  | 112581.1 | 0.82747 | 0.0147 | EIA Prime Mover-level Data | Estimated using an emission factor
2019 | CA | Marina Landfill Gas | 10748 | U2J02 | IC | OP | NA | LFG |  | 70363.2 | 0.51717 | 0.0147 | EIA Prime Mover-level Data | Estimated using an emission factor
2019 | CA | Marina Landfill Gas | 10748 | U3J16 | IC | RE | NA | LFG |  |  |  | 0.0147
2019 | CA | Marina Landfill Gas | 10748 | U3J17 | IC | OP | NA | LFG |  | 70363.2 | 0.51717 | 0.0147 | EIA Prime Mover-level Data | NEI avg EF - PM, fuel type, firing type
2019 | CA | Marina Landfill Gas | 10748 | U3J98 | IC | RE | NA | LFG
2019 | CA | Marina Landfill Gas | 10748 | U4J08 | IC | RE | NA | LFG
2019 | CA | Marina Landfill Gas | 10748 | U4J16 | IC | OP | NA | LFG |  | 98508.48 | 0.72404 | 0.0147 | EIA Prime Mover-level Data | Estimated using an emission factor
2019 | CA | Martinez Refining | 54912 | GTG1 | CT |  | NA | NG |  | 4231233 | 12.1784 | 0.0057564 | EIA Unit-level Data | NEI avg EF - PM, fuel type
2019 | CA | Martinez Refining | 54912 | GTG2 | CT |  | NA | NG |  | 4077649 | 11.7363 | 0.0057564 | EIA Unit-level Data | NEI avg EF - PM, fuel type
2019 | CA | Martinez Refining | 54912 | HRSG1 | CA | OP | NA | OG |  | 1142118 | 0.24099 | 0.000422 | EIA Unit-level Data | Estimated using an emission factor
2019 | CA | Martinez Refining | 54912 | HRSG2 | CA | OP | NA | OG |  | 1174556 | 0.24783 | 0.000422 | EIA Unit-level Data | Estimated using an emission factor
2019 | CA | Martinez Sulfuric Acid Regeneration Plt | 52063 | GEN1 | ST | OP | NA | WH |  | 116757 |  | 0 | EIA Prime Mover-level Data | Estimated using an emission factor
2019 | CA | Maverick Solar, LLC | 62178 | MAV01 | PV | T | NA | SUN
2019 | CA | Maxim | 59802 | MXM00 | FC | OP | NA | NG |  | 61556 | 0 | 0 | EIA Prime Mover-level Data | Estimated using an emission factor
2019 | CA | MCAGCC Cogen Plant | 58914 | CG1 | GT | OP | NA | NG |  | 395870.1 | 1.0854 | 0.0054834 | EIA Prime Mover-level Data | NEI avg EF - PM, fuel type, firing type
2019 | CA | MCAGCC Cogen Plant | 58914 | CG100 | GT | OP | NA | NG |  | 252917 | 0.69342 | 0.0054834 | EIA Prime Mover-level Data | NEI avg EF - PM, fuel type, firing type
2019 | CA | MCAGCC Cogen Plant | 58914 | CG200 | GT | OP | NA | NG |  | 252917 | 0.69342 | 0.0054834 | EIA Prime Mover-level Data | NEI avg EF - PM, fuel type, firing type
2019 | CA | McClellan (CA) | 535 | 1 | GT | OP | NA | NG |  | 27851 | 0.076359 | 0.0054834 | EIA Prime Mover-level Data | NEI avg EF - PM, fuel type, firing type
2019 | CA | McClure | 151 | 1 | GT | OP | NA | DFO |  | 23969.5 | 0.20685 | 0.017259 | EIA Prime Mover-level Data | NEI avg EF - PM, fuel type, firing type
2019 | CA | McClure | 151 | 2 | GT | OP | NA | NG |  | 23969.5 | 0.065717 | 0.0054834 | EIA Prime Mover-level Data | NEI avg EF - PM, fuel type, firing type
2019 | CA | McCoy Solar Energy Project Hybrid | 58462 | 1 | PV | OP | NA | SUN |  | 994513.8 |  | 0 | EIA Prime Mover-level Data | Estimated using an emission factor
2019 | CA | McCoy Solar Energy Project Hybrid | 58462 | BLK2 | PV | OP | NA | SUN |  | 498443.7 |  | 0 | EIA Prime Mover-level Data | Estimated using an emission factor
2019 | CA | McCoy Solar Energy Project Hybrid | 58462 | BLK3 | PV | OP | NA | SUN |  | 939922.4 |  | 0 | EIA Prime Mover-level Data | Estimated using an emission factor
2019 | CA | McCoy Solar Energy Project Hybrid | 58462 | BLK4 | PV | OP | NA | SUN |  | 745292 |  | 0 | EIA Prime Mover-level Data | Estimated using an emission factor
2019 | CA | McCoy Solar Energy Project Hybrid | 58462 | BLK5 | PV | OP | NA | SUN |  | 745292 |  | 0 | EIA Prime Mover-level Data | Estimated using an emission factor
2019 | CA | McCoy Solar Energy Project Hybrid | 58462 | BLK6 | PV | OP | NA | SUN |  | 638482.6 |  | 0 | EIA Prime Mover-level Data | Estimated using an emission factor
2019 | CA | McCoy Solar Energy Project Hybrid | 58462 | BLK7 | PV | OP | NA | SUN |  | 994513.8 |  | 0 | EIA Prime Mover-level Data | Estimated using an emission factor
2019 | CA | McCoy Solar Energy Project Hybrid | 58462 | BLK8 | PV | OP | NA | SUN |  | 866342.6 |  | 0 | EIA Prime Mover-level Data | Estimated using an emission factor
2019 | CA | McCoy Solar Energy Project Hybrid | 58462 | MCST1 | BA | P | NA | MWH
2019 | CA | McKittrick Cogen | 52076 | GEN1 | GT | RE | NA | NG
2019 | CA | McKittrick Cogen | 52076 | GEN2 | GT | RE | NA | NG
2019 | CA | McKittrick Cogen | 52076 | GEN3 | GT | RE | NA | NG
2019 | CA | McKittrick Cogen | 52076 | UNIT1 | GT | OP | NA | NG |  | 468866 | 1.2855 | 0.0054834 | EIA Prime Mover-level Data | NEI avg EF - PM, fuel type, firing type
2019 | CA | McKittrick Cogen | 52076 | UNIT2 | GT | OP | NA | NG |  | 468866 | 1.2855 | 0.0054834 | EIA Prime Mover-level Data | NEI avg EF - PM, fuel type, firing type
2019 | CA | McSwain | 410 | 1 | HY | OP | NA | WAT |  | 417821 |  | 1.5381e-07 | EIA Prime Mover-level Data | NEI avg EF - PM, fuel type, firing type
2019 | CA | Medline Ind. Phase 2 Tracy | 63361 | MIP2T | PV | OP | NA | SUN |  | 12361 |  | 0 | EIA Prime Mover-level Data | Estimated using an emission factor
2019 | CA | Merced 1 PV | 61420 | MRCD1 | PV | OP | NA | SUN |  | 54778 |  | 0 | EIA Prime Mover-level Data | Estimated using an emission factor
2019 | CA | Merced Falls | 258 | 1 | HY | OP | NA | WAT |  | 111513 |  | 1.5381e-07 | EIA Prime Mover-level Data | NEI avg EF - PM, fuel type, firing type
2019 | CA | Merced Solar LLC | 59265 | PV8 | PV | OP | NA | SUN |  | 34005 |  | 0 | EIA Prime Mover-level Data | Estimated using an emission factor
2019 | CA | Meridian Vineyards | 57982 | PV-1 | PV | OP | NA | SUN |  | 5423.636 |  | 0 | EIA Prime Mover-level Data | Estimated using an emission factor
2019 | CA | Meridian Vineyards | 57982 | PV-2 | PV | OP | NA | SUN |  | 6508.364 |  | 0 | EIA Prime Mover-level Data | Estimated using an emission factor
2019 | CA | Mesa Wind Power Corp | 50535 | WGNS | WT | OP | NA | WND |  | 20319 |  | 0 | EIA Prime Mover-level Data | Estimated using an emission factor
2019 | CA | Mesquite Lake Energy Park Plant 2 | 50363 | L313 | ST | OS | NA | WDS |  |  |  | 0.022915
2019 | CA | Mesquite Lake Water & Power Plant 1 | 57154 | 1209 | ST | OS | NA | WDS |  |  |  | 0.022915
2019 | CA | Metro Support Services Center Solar | 57313 | 1 | PV | OP | NA | SUN |  | 9697 |  | 0 | EIA Prime Mover-level Data | Estimated using an emission factor
2019 | CA | Micro Santa Clara | 62459 | SMC01 | FC | OP | NA | NG |  | 63579 | 0 | 0 | EIA Prime Mover-level Data | Estimated using an emission factor
2019 | CA | Middle Fork | 425 | 1 | HY | OP | NA | WAT |  | 3511992 |  | 1.5381e-07 | EIA Prime Mover-level Data | NEI avg EF - PM, fuel type, firing type
2019 | CA | Middle Fork | 425 | 2 | HY | OP | NA | WAT |  | 3511992 |  | 1.5381e-07 | EIA Prime Mover-level Data | NEI avg EF - PM, fuel type, firing type
2019 | CA | Middle Gorge | 401 | 1 | HY | OP | NA | WAT |  | 845621 |  | 1.5381e-07 | EIA Prime Mover-level Data | NEI avg EF - PM, fuel type, firing type
2019 | CA | Mid-Set Cogeneration | 10501 | K100 | GT | OS | NA | NG |  |  |  | 0.0070853
2019 | CA | Midway Solar Farm 1 | 60336 | MSF1 | PV | OP | NA | SUN |  | 1157724 |  | 0 | EIA Prime Mover-level Data | Estimated using an emission factor
2019 | CA | Midway Solar Farm II | 60237 | MSF2 | PV | OP | NA | SUN |  | 715712 |  | 0 | EIA Prime Mover-level Data | Estimated using an emission factor
2019 | CA | Midway Solar Farm III | 60315 | MSF3 | PV | OP | NA | SUN |  | 359685 |  | 0 | EIA Prime Mover-level Data | Estimated using an emission factor
2019 | CA | Midway Sunset Cogen | 52169 | A | GT | OP | NA | NG |  | 3215077 | 8.8148 | 0.0054834 | EIA Prime Mover-level Data | NEI avg EF - PM, fuel type, firing type
2019 | CA | Midway Sunset Cogen | 52169 | B | GT | OP | NA | NG |  | 3215077 | 8.8148 | 0.0054834 | EIA Prime Mover-level Data | NEI avg EF - PM, fuel type, firing type
2019 | CA | Midway Sunset Cogen | 52169 | C | GT | OP | NA | NG |  | 3215077 | 8.8148 | 0.0054834 | EIA Prime Mover-level Data | NEI avg EF - PM, fuel type, firing type
2019 | CA | Mill Creek 3 | 7147 | 3 | HY | OP | NA | WAT |  | 31469.67 |  | 1.5381e-07 | EIA Prime Mover-level Data | NEI avg EF - PM, fuel type, firing type
2019 | CA | Mill Creek 3 | 7147 | 4 | HY | OP | NA | WAT |  | 31469.67 |  | 1.5381e-07 | EIA Prime Mover-level Data | NEI avg EF - PM, fuel type, firing type
2019 | CA | Mill Creek 3 | 7147 | 5 | HY | OP | NA | WAT |  | 31469.67 |  | 1.5381e-07 | EIA Prime Mover-level Data | NEI avg EF - PM, fuel type, firing type
2019 | CA | Millikan BESS | 60760 | PE101 | BA | OP | NA | MWH |  | 0 |  |  | EIA Prime Mover-level Data
2019 | CA | Mira Loma | 58698 | D960 | PV | OP | NA | SUN |  | 7897.333 |  | 0 | EIA Prime Mover-level Data | Estimated using an emission factor
2019 | CA | Mira Loma | 58698 | D9611 | PV | OP | NA | SUN |  | 11846 |  | 0 | EIA Prime Mover-level Data | Estimated using an emission factor
2019 | CA | Mira Loma | 58698 | D9612 | PV | OP | NA | SUN |  | 3948.667 |  | 0 | EIA Prime Mover-level Data | Estimated using an emission factor
2019 | CA | Mira Loma Energy Storage Facility | 60661 | 013A | BA | OP | NA | MWH
2019 | CA | Mira Loma Energy Storage Facility | 60661 | 013B | BA | OP | NA | MWH
2019 | CA | Mission College Blvd. Fuel Cell | 62697 | NTL3A | FC | OP | NA | NG |  | 134187.4 | 0 | 0 | EIA Prime Mover-level Data | Estimated using an emission factor
2019 | CA | Mission College Blvd. Fuel Cell | 62697 | NTL3B | FC | OP | NA | NG |  | 145369.6 | 0 | 0 | EIA Prime Mover-level Data | Estimated using an emission factor
2019 | CA | Mission Rock Energy Center Hybrid | 60650 | BA1 | BA | CN | NA | MWH
2019 | CA | Mission Rock Energy Center Hybrid | 60650 | GT1 | GT | CN | NA | NG
2019 | CA | Mission Solar LLC | 59267 | PV9 | PV | OP | NA | SUN |  | 33942 |  | 0 | EIA Prime Mover-level Data | Estimated using an emission factor
2019 | CA | Mitchell Solar, LLC | 59411 | SNL18 | PV | OP | NA | SUN |  | 35279 |  | 0 | EIA Prime Mover-level Data | Estimated using an emission factor
2019 | CA | MM Lopez Energy | 55161 | UNT1 | IC | OP | NA | LFG |  | 206811 | 1.5201 | 0.0147 | EIA Prime Mover-level Data | Estimated using an emission factor
2019 | CA | MM Lopez Energy | 55161 | UNT2 | IC | RE | NA | LFG
2019 | CA | MM San Diego-Miramar | 55094 | UNT1 | IC | OP | NA | LFG |  | 156350.3 | 1.1492 | 0.0147 | EIA Prime Mover-level Data | Estimated using an emission factor
2019 | CA | MM San Diego-Miramar | 55094 | UNT2 | IC | OP | NA | LFG |  | 156350.3 | 1.1492 | 0.0147 | EIA Prime Mover-level Data | Estimated using an emission factor
2019 | CA | MM San Diego-Miramar | 55094 | UNT3 | IC | OP | NA | LFG |  | 156350.3 | 1.1492 | 0.0147 | EIA Prime Mover-level Data | Estimated using an emission factor
2019 | CA | MM San Diego-Miramar | 55094 | UNT4 | IC | OP | NA | LFG |  | 156350.3 | 1.1492 | 0.0147 | EIA Prime Mover-level Data | Estimated using an emission factor
2019 | CA | MM Tulare Energy | 55160 | UNT1 | IC | SB | NA | LFG |  | 42000 | 0.3087 | 0.0147 | EIA Prime Mover-level Data | Estimated using an emission factor
2019 | CA | MM Tulare Energy | 55160 | UNT2 | IC | SB | NA | LFG |  | 42000 | 0.3087 | 0.0147 | EIA Prime Mover-level Data | Estimated using an emission factor
2019 | CA | MM West Covina | 54015 | GEN2 | ST | OP | NA | LFG |  | 686102 | 0.99485 | 0.0029 | EIA Prime Mover-level Data | Estimated using an emission factor
2019 | CA | MM West Covina | 54015 | GEN3 | GT | RE | NA | LFG
2019 | CA | MM Yolo Power | 54567 | 1 | IC | OP | NA | LFG |  | 56108.14 | 0.41239 | 0.0147 | EIA Prime Mover-level Data | Estimated using an emission factor
2019 | CA | MM Yolo Power | 54567 | 2 | IC | OP | NA | LFG |  | 56108.14 | 0.41239 | 0.0147 | EIA Prime Mover-level Data | Estimated using an emission factor
2019 | CA | MM Yolo Power | 54567 | 3 | IC | OS | NA | LFG |  | 56108.14 | 0.41239 | 0.0147 | EIA Prime Mover-level Data | Estimated using an emission factor
2019 | CA | MM Yolo Power | 54567 | 4 | IC | OP | NA | LFG |  | 56108.14 | 0.41239 | 0.0147 | EIA Prime Mover-level Data | Estimated using an emission factor
2019 | CA | MM Yolo Power | 54567 | 5 | IC | OP | NA | LFG |  | 37405.43 | 0.27493 | 0.0147 | EIA Prime Mover-level Data | Estimated using an emission factor
2019 | CA | Mobile GT | 6212 | 1 | GT | RE | NA | DFO
2019 | CA | Mobile GT | 6212 | 2 | GT | RE | NA | DFO
2019 | CA | Mobile GT | 6212 | 3 | GT | RE | NA | DFO
2019 | CA | Moccasin | 381 | 1 | HY | OP | NA | WAT |  | 1460426 |  | 1.5381e-07 | EIA Prime Mover-level Data | NEI avg EF - PM, fuel type, firing type
2019 | CA | Moccasin | 381 | 2 | HY | OP | NA | WAT |  | 1460426 |  | 1.5381e-07 | EIA Prime Mover-level Data | NEI avg EF - PM, fuel type, firing type
2019 | CA | Moccasin Low Head Hydro Project | 751 | 1 | HY | OP | NA | WAT |  |  |  | 1.5381e-07
2019 | CA | Mojave 16 | 50821 | GEN1 | WT | OP | NA | WND |  | 463801 |  | 0 | EIA Prime Mover-level Data | Estimated using an emission factor
2019 | CA | Mojave 18 | 50823 | GEN1 | WT | OP | NA | WND |  | 437783 |  | 0 | EIA Prime Mover-level Data | Estimated using an emission factor
2019 | CA | Mojave 3 | 52143 | GEN1 | WT | OP | NA | WND |  | 427534 |  | 0 | EIA Prime Mover-level Data | Estimated using an emission factor
2019 | CA | Mojave 4 | 52142 | GEN1 | WT | OP | NA | WND |  | 458688 |  | 0 | EIA Prime Mover-level Data | Estimated using an emission factor
2019 | CA | Mojave 5 | 52144 | GEN1 | WT | OP | NA | WND |  | 376658 |  | 0 | EIA Prime Mover-level Data | Estimated using an emission factor
2019 | CA | Mojave Siphon | 7072 | 1 | HY | OP | NA | WAT |  | 229254 |  | 1.5381e-07 | EIA Prime Mover-level Data | NEI avg EF - PM, fuel type, firing type
2019 | CA | Mojave Siphon | 7072 | 2 | HY | OP | NA | WAT |  | 229254 |  | 1.5381e-07 | EIA Prime Mover-level Data | NEI avg EF - PM, fuel type, firing type
2019 | CA | Mojave Siphon | 7072 | 3 | HY | OP | NA | WAT |  | 229254 |  | 1.5381e-07 | EIA Prime Mover-level Data | NEI avg EF - PM, fuel type, firing type
2019 | CA | Mojave Solar Project | 57331 | MSP1 | ST | OP | NA | SUN |  | 2290484 |  | 0 | EIA Prime Mover-level Data | Estimated using an emission factor
2019 | CA | Mojave Solar Project | 57331 | MSP2 | ST | OP | NA | SUN |  | 2290484 |  | 0 | EIA Prime Mover-level Data | Estimated using an emission factor
2019 | CA | MolsonCoors Irwindale Brewery | 58056 | JEN1 | IC | OP | NA | OBG |  | 25923.5 | 0.19054 | 0.0147 | EIA Prime Mover-level Data | Estimated using an emission factor
2019 | CA | MolsonCoors Irwindale Brewery | 58056 | JEN2 | IC | OS | NA | OBG |  | 25923.5 | 0.19054 | 0.0147 | EIA Prime Mover-level Data | Estimated using an emission factor
2019 | CA | MolsonCoors Irwindale Brewery | 58056 | PV | PV | OP | NA | SUN |  | 36488 |  | 0 | EIA Prime Mover-level Data | Estimated using an emission factor
2019 | CA | MolsonCoors Irwindale Brewery | 58056 | T100 | GT | OP | NA | NG |  | 48627 | 0.13332 | 0.0054834 | EIA Prime Mover-level Data | NEI avg EF - PM, fuel type, firing type
2019 | CA | MolsonCoors Irwindale Brewery | 58056 | T200 | GT | OP | NA | NG |  | 48627 | 0.13332 | 0.0054834 | EIA Prime Mover-level Data | NEI avg EF - PM, fuel type, firing type
2019 | CA | Monterey One Water | 54951 | EG1 | IC | OP | NA | OBG |  | 38711.33 | 0.28453 | 0.0147 | EIA Prime Mover-level Data | Estimated using an emission factor
2019 | CA | Monterey One Water | 54951 | EG2 | IC | OP | NA | OBG |  | 38711.33 | 0.28453 | 0.0147 | EIA Prime Mover-level Data | Estimated using an emission factor
2019 | CA | Monterey One Water | 54951 | EG3 | IC | OP | NA | OBG |  | 38711.33 | 0.28453 | 0.0147 | EIA Prime Mover-level Data | Estimated using an emission factor
2019 | CA | Monterey Regional Water Pollution Control Agency | 58633 | 1 | PV | OP | NA | SUN |  | 9757 |  | 0 | EIA Prime Mover-level Data | Estimated using an emission factor
2019 | CA | Montezuma Wind II | 57701 | 1 | WT | OP | NA | WND |  | 1755708 |  | 0 | EIA Prime Mover-level Data | Estimated using an emission factor
2019 | CA | Montgomery Creek Hydro | 55009 | GEN1 | HY | OP | NA | WAT |  | 88782 |  | 1.5381e-07 | EIA Prime Mover-level Data | NEI avg EF - PM, fuel type, firing type
2019 | CA | Monticello Dam | 7646 | 1 | HY | OP | NA | WAT |  | 170983.5 |  | 1.5381e-07 | EIA Prime Mover-level Data | NEI avg EF - PM, fuel type, firing type
2019 | CA | Monticello Dam | 7646 | 2 | HY | OP | NA | WAT |  | 170983.5 |  | 1.5381e-07 | EIA Prime Mover-level Data | NEI avg EF - PM, fuel type, firing type
2019 | CA | Monticello Dam | 7646 | 3 | HY | OP | NA | WAT |  | 51295.04 |  | 1.5381e-07 | EIA Prime Mover-level Data | NEI avg EF - PM, fuel type, firing type
2019 | CA | Moonlight Packing - Phase 2 | 63514 | MLO2 | PV | OP | NA | SUN |  | 25893 |  | 0 | EIA Prime Mover-level Data | Estimated using an emission factor
2019 | CA | Morelos del Sol | 60007 | MORLS | PV | OP | NA | SUN |  | 320126 |  | 0 | EIA Prime Mover-level Data | Estimated using an emission factor
2019 | CA | Morgan Lancaster 1 | 59942 | ML1 | PV | OP | NA | SUN |  | 26090 |  | 0 | EIA Prime Mover-level Data | Estimated using an emission factor
2019 | CA | Mount Signal Solar Farm II | 61353 | IVS2 | PV | TS | NA | SUN
2019 | CA | Mount Signal Solar Farm V | 61202 | MTSG3 | PV | OP | NA | SUN |  | 5560823 |  | 0 | EIA Prime Mover-level Data | Estimated using an emission factor
2019 | CA | Mountain View I&2 | 55719 | GEN2 | WT | OP | NA | WND |  | 599708.3 |  | 0 | EIA Prime Mover-level Data | Estimated using an emission factor
2019 | CA | Mountain View I&2 | 55719 | GENI | WT | OP | NA | WND |  | 1150792 |  | 0 | EIA Prime Mover-level Data | Estimated using an emission factor
2019 | CA | Mountain View III | 56112 | V47 | WT | OP | NA | WND |  | 604314 |  | 0 | EIA Prime Mover-level Data | Estimated using an emission factor
2019 | CA | Mountain View IV | 57459 | 1 | WT | OP | NA | WND |  | 1535807 |  | 0 | EIA Prime Mover-level Data | Estimated using an emission factor
2019 | CA | Mt Poso Cogeneration | 54626 | BL01 | ST | OP | NA | WDS |  | 4645139 | 52.9829 | 0.022812 | EIA Unit-level Data | NEI avg EF - PM, fuel type
2019 | CA | Muck Valley Hydroelectric | 10458 | GEN1 | HY | OP | NA | WAT |  | 741792 |  | 1.5381e-07 | EIA Prime Mover-level Data | NEI avg EF - PM, fuel type, firing type
2019 | CA | Mule Creek State Prison | 63876 | MLCRK | PV | P | NA | SUN
2019 | CA | Municipal Cogen Plant | 50674 | GEN1 | IC | RE | NA | NG
2019 | CA | Municipal Cogen Plant | 50674 | GEN1A | IC | OP | NA | NG |  | 43706 | 0.009222 | 0.000422 | EIA Prime Mover-level Data | Estimated using an emission factor
2019 | CA | Municipal Cogen Plant | 50674 | GEN2 | IC | RE | NA | NG
2019 | CA | Munro Valley Solar | 60412 | MUN | PV | OP | NA | SUN |  | 87711 |  | 0 | EIA Prime Mover-level Data | Estimated using an emission factor
2019 | CA | Murphys | 261 | 1 | HY | OP | NA | WAT |  | 133230 |  | 1.5381e-07 | EIA Prime Mover-level Data | NEI avg EF - PM, fuel type, firing type
2019 | CA | Mustang Hills LLC | 57833 | AW06 | WT | OP | NA | WND |  | 2351689 |  | 0 | EIA Prime Mover-level Data | Estimated using an emission factor
2019 | CA | Mustang Two | 62015 | M2BAR | PV | U | NA | SUN
2019 | CA | Mustang Two | 62015 | M2WHI | PV | U | NA | SUN
2019 | CA | Nacimiento Hydro Project | 50352 | 1 | HY | OP | NA | WAT |  | 106995.5 |  | 1.5381e-07 | EIA Prime Mover-level Data | NEI avg EF - PM, fuel type, firing type
2019 | CA | Nacimiento Hydro Project | 50352 | 2 | HY | OP | NA | WAT |  | 10699.55 |  | 1.5381e-07 | EIA Prime Mover-level Data | NEI avg EF - PM, fuel type, firing type
2019 | CA | Narrows 2 | 455 | 1 | HY | OP | NA | WAT |  | 2370709 |  | 1.5381e-07 | EIA Prime Mover-level Data | NEI avg EF - PM, fuel type, firing type
2019 | CA | Narrows PH | 262 | 1 | HY | OP | NA | WAT |  | 418548 |  | 1.5381e-07 | EIA Prime Mover-level Data | NEI avg EF - PM, fuel type, firing type
2019 | CA | National Raisin | 61894 | CR1 | PV | OP | NA | SUN |  | 15965.52 |  | 0 | EIA Prime Mover-level Data | Estimated using an emission factor
2019 | CA | National Raisin | 61894 | CR2 | PV | OP | NA | SUN |  | 15965.52 |  | 0 | EIA Prime Mover-level Data | Estimated using an emission factor
2019 | CA | National Raisin | 61894 | CR3 | PV | OP | NA | SUN |  | 9579.311 |  | 0 | EIA Prime Mover-level Data | Estimated using an emission factor
2019 | CA | National Raisin | 61894 | CR4 | PV | OP | NA | SUN |  | 4789.655 |  | 0 | EIA Prime Mover-level Data | Estimated using an emission factor
2019 | CA | Navajo Solar Power Generation Station 1 LLC | 58610 | NSP1 | PV | OP | NA | SUN |  | 38411 |  | 0 | EIA Prime Mover-level Data | Estimated using an emission factor
2019 | CA | Naval Air Weapons Station China Lake | 57764 | 1 | PV | OP | NA | SUN |  | 213269 |  | 0 | EIA Prime Mover-level Data | Estimated using an emission factor
2019 | CA | Naval Hospital Medical Center | 50963 | 1TG | GT | RE | NA | NG
2019 | CA | Naval Hospital Medical Center | 50963 | 2TG | GT | RE | NA | NG
2019 | CA | Naval Hospital Medical Center | 50963 | 3TG | GT | RE | NA | NG
2019 | CA | Naval Hospital Medical Center | 50963 | 4TG | GT | OP | NA | NG |  | 263554 | 0.72259 | 0.0054834 | EIA Prime Mover-level Data | NEI avg EF - PM, fuel type, firing type
2019 | CA | Neenach Solar Center | 60826 | ECA03 | PV | P | NA | SUN
2019 | CA | Nelson Creek | 50223 | 1296 | HY | OP | NA | WAT |  | 22919 |  | 1.5381e-07 | EIA Prime Mover-level Data | NEI avg EF - PM, fuel type, firing type
2019 | CA | New Hogan Power Plant | 50755 | GEN1 | HY | OP | NA | WAT |  | 61645.33 |  | 1.5381e-07 | EIA Prime Mover-level Data | NEI avg EF - PM, fuel type, firing type
2019 | CA | New Hogan Power Plant | 50755 | GEN2 | HY | OP | NA | WAT |  | 30822.67 |  | 1.5381e-07 | EIA Prime Mover-level Data | NEI avg EF - PM, fuel type, firing type
2019 | CA | New Melones | 6158 | 1 | HY | OP | NA | WAT |  | 3332126 |  | 1.5381e-07 | EIA Prime Mover-level Data | NEI avg EF - PM, fuel type, firing type
2019 | CA | New Melones | 6158 | 2 | HY | OP | NA | WAT |  | 3332126 |  | 1.5381e-07 | EIA Prime Mover-level Data | NEI avg EF - PM, fuel type, firing type
2019 | CA | Newberry Solar 1 LLC | 58226 | 1 | PV | OP | NA | SUN |  | 26409 |  | 0 | EIA Prime Mover-level Data | Estimated using an emission factor
2019 | CA | Newcastle | 632 | 1 | HY | OP | NA | WAT |  | 190483 |  | 1.5381e-07 | EIA Prime Mover-level Data | NEI avg EF - PM, fuel type, firing type
2019 | CA | New-Indy Ontario Mill | 10427 | GEN1 | GT | RE | NA | NG |  | 1675978 | 4.595 | 0.0054834 | EIA Prime Mover-level Data | NEI avg EF - PM, fuel type, firing type
2019 | CA | New-Indy Ontario Mill | 10427 | GEN2 | GT | OP | NA | NG |  | 813342.4 | 2.2299 | 0.0054834 | EIA Prime Mover-level Data | NEI avg EF - PM, fuel type, firing type
2019 | CA | New-Indy Ontario Mill | 10427 | GEN3 | GT | OP | NA | NG |  | 813342.4 | 2.2299 | 0.0054834 | EIA Prime Mover-level Data | NEI avg EF - PM, fuel type, firing type
2019 | CA | NextEra Westside PV | 60981 | WS526 | PV | OP | NA | SUN |  | 451849 |  | 0 | EIA Prime Mover-level Data | Estimated using an emission factor
2019 | CA | Niagara Bottling Stockton | 63363 | NBS | PV | OP | NA | SUN |  | 13283 |  | 0 | EIA Prime Mover-level Data | Estimated using an emission factor
2019 | CA | Nickel 1 Solar Facility | 58034 | 1 | PV | OP | NA | SUN |  | 21574 |  | 0 | EIA Prime Mover-level Data | Estimated using an emission factor
2019 | CA | Nicolis Solar PV Plant | 59600 | GEN1 | PV | OP | NA | SUN |  | 446927 |  | 0 | EIA Prime Mover-level Data | Estimated using an emission factor
2019 | CA | Nimbus | 444 | 1 | HY | OP | NA | WAT |  | 179322.5 |  | 1.5381e-07 | EIA Prime Mover-level Data | NEI avg EF - PM, fuel type, firing type
2019 | CA | Nimbus | 444 | 2 | HY | OP | NA | WAT |  | 179322.5 |  | 1.5381e-07 | EIA Prime Mover-level Data | NEI avg EF - PM, fuel type, firing type
2019 | CA | Nordhoff Place | 59652 | W4162 | PV | OP | NA | SUN |  | 9537 |  | 0 | EIA Prime Mover-level Data | Estimated using an emission factor
2019 | CA | North Bay Solar 1 | 58748 | NBWT | PV | OP | NA | SUN |  | 21219 |  | 0 | EIA Prime Mover-level Data | Estimated using an emission factor
2019 | CA | North Brawley Geothermal Plant | 56832 | GE1 | BT | OP | NA | GEO |  | 99178 |  | 0 | EIA Prime Mover-level Data | Estimated using an emission factor
2019 | CA | North Brawley Geothermal Plant | 56832 | GE2 | BT | OP | NA | GEO |  | 99178 |  | 0 | EIA Prime Mover-level Data | Estimated using an emission factor
2019 | CA | North Brawley Geothermal Plant | 56832 | GE3 | BT | OP | NA | GEO |  | 99178 |  | 0 | EIA Prime Mover-level Data | Estimated using an emission factor
2019 | CA | North Brawley Geothermal Plant | 56832 | GE4 | BT | OP | NA | GEO |  | 99178 |  | 0 | EIA Prime Mover-level Data | Estimated using an emission factor
2019 | CA | North Brawley Geothermal Plant | 56832 | GE5 | BT | OP | NA | GEO |  | 99178 |  | 0 | EIA Prime Mover-level Data | Estimated using an emission factor
2019 | CA | North City - Landfill Gas Engine North | 60571 | NCEP | IC | OP | NA | LFG |  | 51210 | 0.37639 | 0.0147 | EIA Prime Mover-level Data | Estimated using an emission factor
2019 | CA | North City - Landfill Gas Engines South | 55602 | UNT1 | IC | OP | NA | LFG |  | 67518.25 | 0.49626 | 0.0147 | EIA Prime Mover-level Data | Estimated using an emission factor
2019 | CA | North City - Landfill Gas Engines South | 55602 | UNT2 | IC | OP | NA | LFG |  | 67518.25 | 0.49626 | 0.0147 | EIA Prime Mover-level Data | Estimated using an emission factor
2019 | CA | North City - Landfill Gas Engines South | 55602 | UNT3 | IC | OP | NA | LFG |  | 67518.25 | 0.49626 | 0.0147 | EIA Prime Mover-level Data | Estimated using an emission factor
2019 | CA | North City - Landfill Gas Engines South | 55602 | UNT4 | IC | OP | NA | LFG |  | 67518.25 | 0.49626 | 0.0147 | EIA Prime Mover-level Data | Estimated using an emission factor
2019 | CA | North Fork Community Power | 60192 | NFCP1 | IC | U | NA | OBG
2019 | CA | North Hollywood | 57854 | 1PT1 | HY | OS | NA | WAT |  |  |  | 1.5381e-07
2019 | CA | North Hollywood | 57854 | 1PT2 | HY | SB | NA | WAT |  |  |  | 1.5381e-07
2019 | CA | North Hollywood | 57854 | 1PT3 | HY | SB | NA | WAT |  |  |  | 1.5381e-07
2019 | CA | North Hollywood | 57854 | 2T1 | HY | SB | NA | WAT |  |  |  | 1.5381e-07
2019 | CA | North Hollywood | 57854 | 2T2 | HY | SB | NA | WAT |  |  |  | 1.5381e-07
2019 | CA | North Hollywood | 57854 | 2T3 | HY | OS | NA | WAT |  |  |  | 1.5381e-07
2019 | CA | North Hollywood | 57854 | 3T1 | HY | SB | NA | WAT |  |  |  | 1.5381e-07
2019 | CA | North Hollywood | 57854 | 3T2 | HY | SB | NA | WAT |  |  |  | 1.5381e-07
2019 | CA | North Kern State Prison Phase II | 63651 | 5812 | PV | OP | NA | SUN |  | 65115 |  | 0 | EIA Prime Mover-level Data | Estimated using an emission factor
2019 | CA | North Lancaster Ranch | 59962 | NLR | PV | OP | NA | SUN |  | 346169 |  | 0 | EIA Prime Mover-level Data | Estimated using an emission factor
2019 | CA | North Midway Cogen | 52078 | GEN7 | GT | OS | NA | NG |  |  |  | 0.0070853
2019 | CA | North Midway Cogen | 52078 | GEN8 | GT | OS | NA | NG |  |  |  | 0.0070853
2019 | CA | North Midway Cogen | 52078 | GEN9 | GT | OS | NA | NG |  |  |  | 0.0070853
2019 | CA | North Palm Springs 1A | 57743 | 1 | PV | OP | NA | SUN |  | 50485 |  | 0 | EIA Prime Mover-level Data | Estimated using an emission factor
2019 | CA | North Palm Springs 4A | 57722 | 1 | PV | OP | NA | SUN |  | 86742 |  | 0 | EIA Prime Mover-level Data | Estimated using an emission factor
2019 | CA | North Rosamond Solar LLC | 59879 | GEN01 | PV | OP | NA | SUN |  | 2085033 |  | 0 | EIA Prime Mover-level Data | Estimated using an emission factor
2019 | CA | North Sky River Energy LLC | 58154 | GEN1 | WT | OP | NA | WND |  | 3785420 |  | 0 | EIA Prime Mover-level Data | Estimated using an emission factor
2019 | CA | North Star Solar | 58713 | NSTR | PV | OP | NA | SUN |  | 1332652 |  | 0 | EIA Prime Mover-level Data | Estimated using an emission factor
2019 | CA | Nove Power Plant | 50831 | GEN1 | IC | OP | NA | LFG |  | 4383 | 0.032215 | 0.0147 | EIA Prime Mover-level Data | Estimated using an emission factor
2019 | CA | Nove Power Plant | 50831 | GEN2 | IC | OP | NA | LFG |  | 4383 | 0.032215 | 0.0147 | EIA Prime Mover-level Data | Estimated using an emission factor
2019 | CA | Nove Power Plant | 50831 | GEN3 | IC | OP | NA | LFG |  | 4383 | 0.032215 | 0.0147 | EIA Prime Mover-level Data | Estimated using an emission factor
2019 | CA | NRG Energy San Diego | 54337 | 0001 | IC | OP | NA | NG |  |  |  | 0.0004219
2019 | CA | NRG Energy San Diego | 54337 | 0002 | IC | OP | NA | NG |  |  |  | 0.0004219
2019 | CA | Nunn | 58448 | 1 | PV | OP | NA | SUN |  | 23721 |  | 0 | EIA Prime Mover-level Data | Estimated using an emission factor
2019 | CA | Oak Creek Energy Systems I | 50754 | GEN1 | WT | OP | NA | WND |  | 52882.36 |  | 0 | EIA Prime Mover-level Data | Estimated using an emission factor
2019 | CA | Oak Creek Energy Systems I | 50754 | GEN2 | WT | OP | NA | WND |  | 63458.84 |  | 0 | EIA Prime Mover-level Data | Estimated using an emission factor
2019 | CA | Oak Creek Energy Systems I | 50754 | GEN3 | WT | OP | NA | WND |  | 349023.6 |  | 0 | EIA Prime Mover-level Data | Estimated using an emission factor
2019 | CA | Oak Creek Energy Systems I | 50754 | GEN4 | WT | OP | NA | WND |  | 55904.21 |  | 0 | EIA Prime Mover-level Data | Estimated using an emission factor
2019 | CA | Oak Flat | 626 | 1 | HY | OP | NA | WAT |  | 38385 |  | 1.5381e-07 | EIA Prime Mover-level Data | NEI avg EF - PM, fuel type, firing type
2019 | CA | Oakley Solar Project | 58376 | 1 | PV | OP | NA | SUN |  | 20408 |  | 0 | EIA Prime Mover-level Data | Estimated using an emission factor
2019 | CA | Oasis Alta | 63941 | OA1 | WT | U | NA | WND
2019 | CA | Oasis Wind | 56302 | 1 | WT | OP | NA | WND |  | 1324221 |  | 0 | EIA Prime Mover-level Data | Estimated using an emission factor
2019 | CA | Occidental College Solar Project | 57311 | 1 | PV | OP | NA | SUN |  | 15733 |  | 0 | EIA Prime Mover-level Data | Estimated using an emission factor
2019 | CA | Ocotillo Express LLC | 57514 | WTG | WT | OP | NA | WND |  | 5281390 |  | 0 | EIA Prime Mover-level Data | Estimated using an emission factor
2019 | CA | OCSD | 63616 | OCSD1 | BA | OP | NA | MWH
2019 | CA | OES Biogas Power | 63622 | OES01 | IC | U | NA | OBG
2019 | CA | OES Biogas Power | 63622 | OES02 | IC | U | NA | OBG
2019 | CA | Olinda Landfill Gas Recovery Plant | 10648 | GEN1 | IC | RE | NA | LFG
2019 | CA | Olinda Landfill Gas Recovery Plant | 10648 | GEN2 | IC | RE | NA | LFG
2019 | CA | Olinda Landfill Gas Recovery Plant | 10648 | GEN3 | IC | RE | NA | LFG
2019 | CA | Olive View Medical Center | 10884 | CTC1 | GT | OP | NA | NG |  | 149665.5 | 0.41034 | 0.0054834 | EIA Prime Mover-level Data | NEI avg EF - PM, fuel type, firing type
2019 | CA | Olive View Medical Center | 10884 | CTC2 | GT | OP | NA | NG |  | 149665.5 | 0.41034 | 0.0054834 | EIA Prime Mover-level Data | NEI avg EF - PM, fuel type, firing type
2019 | CA | OLS Energy Chino | 50850 | GEN1 | CT |  | NA |  |  | 34409.76 |  |  | EIA Unit-level Data
2019 | CA | OLS Energy Chino | 50850 | GEN2 | CA | OP | NA | NG |  | 0 | 0 | 0.0017814 | EIA Prime Mover-level Data | NEI avg EF - PM, fuel type, firing type
2019 | CA | Olsen | 50180 | GEN1 | HY | OP | NA | WAT |  | 126151 |  | 1.5381e-07 | EIA Prime Mover-level Data | NEI avg EF - PM, fuel type, firing type
2019 | CA | Oltmans SCE at Champagne | 58581 | 1 | PV | OP | NA | SUN |  | 13880 |  | 0 | EIA Prime Mover-level Data | Estimated using an emission factor
2019 | CA | Oltmans SCE at Jurupa | 58582 | 1 | PV | OP | NA | SUN |  | 25262 |  | 0 | EIA Prime Mover-level Data | Estimated using an emission factor
2019 | CA | One Market Plaza | 58607 | 1 | IC | OP | NA | NG |  | 7491.333 | 0.0015807 | 0.000422 | EIA Prime Mover-level Data | Estimated using an emission factor
2019 | CA | One Market Plaza | 58607 | 2 | IC | OP | NA | NG |  | 7491.333 | 0.0015807 | 0.000422 | EIA Prime Mover-level Data | Estimated using an emission factor
2019 | CA | One Market Plaza | 58607 | 3 | IC | OP | NA | NG |  | 7491.333 | 0.0015807 | 0.000422 | EIA Prime Mover-level Data | Estimated using an emission factor
2019 | CA | One Ten Partners PV | 61419 | OTP | PV | OP | NA | SUN |  | 51937 |  | 0 | EIA Prime Mover-level Data | Estimated using an emission factor
2019 | CA | ONeill | 446 | 1 | PS | OP | NA | WAT |  | 0 |  |  | EIA Prime Mover-level Data
2019 | CA | ONeill | 446 | 2 | PS | OP | NA | WAT |  | 0 |  |  | EIA Prime Mover-level Data
2019 | CA | ONeill | 446 | 3 | PS | OP | NA | WAT |  | 0 |  |  | EIA Prime Mover-level Data
2019 | CA | ONeill | 446 | 4 | PS | OP | NA | WAT |  | 0 |  |  | EIA Prime Mover-level Data
2019 | CA | ONeill | 446 | 5 | PS | OP | NA | WAT |  | 0 |  |  | EIA Prime Mover-level Data
2019 | CA | ONeill | 446 | 6 | PS | OP | NA | WAT |  | 0 |  |  | EIA Prime Mover-level Data
2019 | CA | Orange County Energy Storage 2 | 62497 | OCES2 | BA | L | NA | MWH
2019 | CA | Orange County Energy Storage 3 | 62499 | OCES3 | BA | L | NA | MWH
2019 | CA | Orion Solar I | 58718 | PV1 | PV | OP | NA | SUN |  | 241798 |  | 0 | EIA Prime Mover-level Data | Estimated using an emission factor
2019 | CA | Orion Solar II | 58721 | ORION | PV | OP | NA | SUN |  | 68721 |  | 0 | EIA Prime Mover-level Data | Estimated using an emission factor
2019 | CA | Ormesa I | 50766 | ITLU1 | ST | OP | NA | GEO |  | 261850.5 |  | 0 | EIA Prime Mover-level Data | Estimated using an emission factor
2019 | CA | Ormesa I | 50766 | ITLU2 | ST | OP | NA | GEO |  | 261850.5 |  | 0 | EIA Prime Mover-level Data | Estimated using an emission factor
2019 | CA | Ormesa I | 50766 | OE1 | ST | RE | NA | GEO
2019 | CA | Ormesa I | 50766 | OE10 | ST | RE | NA | GEO
2019 | CA | Ormesa I | 50766 | OE11 | ST | RE | NA | GEO
2019 | CA | Ormesa I | 50766 | OE12 | ST | RE | NA | GEO
2019 | CA | Ormesa I | 50766 | OE13 | ST | RE | NA | GEO
2019 | CA | Ormesa I | 50766 | OE14 | ST | RE | NA | GEO
2019 | CA | Ormesa I | 50766 | OE15 | ST | RE | NA | GEO
2019 | CA | Ormesa I | 50766 | OE16 | ST | RE | NA | GEO
2019 | CA | Ormesa I | 50766 | OE2 | ST | RE | NA | GEO
2019 | CA | Ormesa I | 50766 | OE21 | ST | RE | NA | GEO
2019 | CA | Ormesa I | 50766 | OE22 | ST | RE | NA | GEO
2019 | CA | Ormesa I | 50766 | OE23 | ST | RE | NA | GEO
2019 | CA | Ormesa I | 50766 | OE24 | ST | RE | NA | GEO
2019 | CA | Ormesa I | 50766 | OE25 | ST | RE | NA | GEO
2019 | CA | Ormesa I | 50766 | OE26 | ST | RE | NA | GEO
2019 | CA | Ormesa I | 50766 | OE27 | ST | RE | NA | GEO
2019 | CA | Ormesa I | 50766 | OE28 | ST | RE | NA | GEO
2019 | CA | Ormesa I | 50766 | OE3 | ST | RE | NA | GEO
2019 | CA | Ormesa I | 50766 | OE31 | ST | OP | NA | GEO |  | 26185.04 |  | 0 | EIA Prime Mover-level Data | Estimated using an emission factor
2019 | CA | Ormesa I | 50766 | OE32 | ST | OP | NA | GEO |  | 26185.04 |  | 0 | EIA Prime Mover-level Data | Estimated using an emission factor
2019 | CA | Ormesa I | 50766 | OE4 | ST | RE | NA | GEO
2019 | CA | Ormesa I | 50766 | OE5 | ST | RE | NA | GEO
2019 | CA | Ormesa I | 50766 | OE6 | ST | RE | NA | GEO
2019 | CA | Ormesa I | 50766 | OE7 | ST | RE | NA | GEO
2019 | CA | Ormesa I | 50766 | OE8 | ST | RE | NA | GEO
2019 | CA | Ormesa I | 50766 | OE9 | ST | RE | NA | GEO
2019 | CA | Ormesa IE | 50764 | OE10 | ST | RE | NA | GEO
2019 | CA | Ormesa IE | 50764 | OE11 | ST | RE | NA | GEO
2019 | CA | Ormesa IE | 50764 | OE12 | ST | RE | NA | GEO
2019 | CA | Ormesa IE | 50764 | OEC1 | ST | RE | NA | GEO
2019 | CA | Ormesa IE | 50764 | OEC2 | ST | RE | NA | GEO
2019 | CA | Ormesa IE | 50764 | OEC3 | ST | RE | NA | GEO
2019 | CA | Ormesa IE | 50764 | OEC4 | ST | RE | NA | GEO
2019 | CA | Ormesa IE | 50764 | OEC5 | ST | RE | NA | GEO
2019 | CA | Ormesa IE | 50764 | OEC6 | ST | RE | NA | GEO
2019 | CA | Ormesa IE | 50764 | OEC7 | ST | RE | NA | GEO
2019 | CA | Ormesa IE | 50764 | OEC8 | ST | RE | NA | GEO
2019 | CA | Ormesa IE | 50764 | OEC9 | ST | RE | NA | GEO
2019 | CA | Ormesa IH | 50762 | OE11 | ST | RE | NA | GEO
2019 | CA | Ormesa IH | 50762 | OE12 | ST | RE | NA | GEO
2019 | CA | Ormesa IH | 50762 | OE13 | ST | RE | NA | GEO
2019 | CA | Ormesa IH | 50762 | OE14 | ST | RE | NA | GEO
2019 | CA | Ormesa IH | 50762 | OE15 | ST | RE | NA | GEO
2019 | CA | Ormesa IH | 50762 | OE16 | ST | RE | NA | GEO
2019 | CA | Ormesa IH | 50762 | OE21 | ST | RE | NA | GEO
2019 | CA | Ormesa IH | 50762 | OE22 | ST | RE | NA | GEO
2019 | CA | Ormesa IH | 50762 | OE23 | ST | RE | NA | GEO
2019 | CA | Ormesa IH | 50762 | OE24 | ST | RE | NA | GEO
2019 | CA | Ormesa IH | 50762 | OE25 | ST | RE | NA | GEO
2019 | CA | Ormesa IH | 50762 | OE26 | ST | RE | NA | GEO
2019 | CA | Ormesa II | 54724 | OE10 | ST | RE | NA | GEO
2019 | CA | Ormesa II | 54724 | OE11 | ST | RE | NA | GEO
2019 | CA | Ormesa II | 54724 | OE12 | ST | RE | NA | GEO
2019 | CA | Ormesa II | 54724 | OE13 | ST | RE | NA | GEO
2019 | CA | Ormesa II | 54724 | OE21 | ST | RE | NA | GEO
2019 | CA | Ormesa II | 54724 | OE22 | ST | RE | NA | GEO
2019 | CA | Ormesa II | 54724 | OE23 | ST | RE | NA | GEO
2019 | CA | Ormesa II | 54724 | OE24 | ST | RE | NA | GEO
2019 | CA | Ormesa II | 54724 | OE25 | ST | RE | NA | GEO
2019 | CA | Ormesa II | 54724 | OE26 | ST | RE | NA | GEO
2019 | CA | Ormesa II | 54724 | OE27 | ST | RE | NA | GEO
2019 | CA | Ormesa II | 54724 | OEC1 | ST | RE | NA | GEO
2019 | CA | Ormesa II | 54724 | OEC2 | ST | RE | NA | GEO
2019 | CA | Ormesa II | 54724 | OEC21 | ST | OP | NA | GEO |  | 302438.5 |  | 0 | EIA Prime Mover-level Data | Estimated using an emission factor
2019 | CA | Ormesa II | 54724 | OEC22 | ST | OP | NA | GEO |  | 302438.5 |  | 0 | EIA Prime Mover-level Data | Estimated using an emission factor
2019 | CA | Ormesa II | 54724 | OEC3 | ST | RE | NA | GEO
2019 | CA | Ormesa II | 54724 | OEC4 | ST | RE | NA | GEO
2019 | CA | Ormesa II | 54724 | OEC5 | ST | RE | NA | GEO
2019 | CA | Ormesa II | 54724 | OEC6 | ST | RE | NA | GEO
2019 | CA | Ormesa II | 54724 | OEC7 | ST | RE | NA | GEO
2019 | CA | Ormesa II | 54724 | OEC8 | ST | RE | NA | GEO
2019 | CA | Ormesa II | 54724 | OEC9 | ST | RE | NA | GEO
2019 | CA | Oro Loma | 59915 | ORCA | PV | OP | NA | SUN |  | 414836 |  | 0 | EIA Prime Mover-level Data | Estimated using an emission factor
2019 | CA | Oroville Cogeneration LP | 54477 | GEN1 | IC | SB | NA | NG |  | 310.286 | 6.547e-05 | 0.000422 | EIA Prime Mover-level Data | Estimated using an emission factor
2019 | CA | Oroville Cogeneration LP | 54477 | GEN2 | IC | SB | NA | NG |  | 310.286 | 6.547e-05 | 0.000422 | EIA Prime Mover-level Data | Estimated using an emission factor
2019 | CA | Oroville Cogeneration LP | 54477 | GEN3 | IC | SB | NA | NG |  | 310.286 | 6.547e-05 | 0.000422 | EIA Prime Mover-level Data | Estimated using an emission factor
2019 | CA | Oroville Cogeneration LP | 54477 | GEN4 | IC | SB | NA | NG |  | 310.286 | 6.547e-05 | 0.000422 | EIA Prime Mover-level Data | Estimated using an emission factor
2019 | CA | Oroville Cogeneration LP | 54477 | GEN5 | IC | SB | NA | NG |  | 310.286 | 6.547e-05 | 0.000422 | EIA Prime Mover-level Data | Estimated using an emission factor
2019 | CA | Oroville Cogeneration LP | 54477 | GEN6 | IC | SB | NA | NG |  | 310.286 | 6.547e-05 | 0.000422 | EIA Prime Mover-level Data | Estimated using an emission factor
2019 | CA | Oroville Cogeneration LP | 54477 | GEN7 | IC | SB | NA | NG |  | 310.286 | 6.547e-05 | 0.000422 | EIA Prime Mover-level Data | Estimated using an emission factor
2019 | CA | Ortega Highway Energy Storage | 60567 | SES1 | BA | OP | NA | MWH |  | 0 |  |  | EIA Prime Mover-level Data
2019 | CA | Ortega Highway Energy Storage | 60567 | SES2 | BA | OP | NA | MWH |  | 0 |  |  | EIA Prime Mover-level Data
2019 | CA | Otay Landfill Gas, LLC | 52204 | OTA1 | IC | RE | NA | LFG |  | 60726.52 | 0.44634 | 0.0147 | EIA Prime Mover-level Data | Estimated using an emission factor
2019 | CA | Otay Landfill Gas, LLC | 52204 | OTA2 | IC | RE | NA | LFG |  | 60726.52 | 0.44634 | 0.0147 | EIA Prime Mover-level Data | Estimated using an emission factor
2019 | CA | Otay Landfill Gas, LLC | 52204 | OTA3 | IC | RE | NA | LFG |  | 124826.7 | 0.91748 | 0.0147 | EIA Prime Mover-level Data | Estimated using an emission factor
2019 | CA | Otay Landfill Gas, LLC | 52204 | OTA5 | IC | RE | NA | LFG |  | 53979.13 | 0.39675 | 0.0147 | EIA Prime Mover-level Data | Estimated using an emission factor
2019 | CA | Otay Landfill Gas, LLC | 52204 | OTA6 | IC | RE | NA | LFG |  | 53979.13 | 0.39675 | 0.0147 | EIA Prime Mover-level Data | Estimated using an emission factor
2019 | CA | Otoe Solar Power Generation Station 1 LLC | 58612 | 1 | PV | OP | NA | SUN |  | 31112 |  | 0 | EIA Prime Mover-level Data | Estimated using an emission factor
2019 | CA | Owens Valley Solar Project 11 | 60953 | W5381 | PV | OP | NA | SUN |  | 25099 |  | 0 | EIA Prime Mover-level Data | Estimated using an emission factor
2019 | CA | Oxbow (CA) | 426 | 1 | HY | OP | NA | WAT |  | 324035 |  | 1.5381e-07 | EIA Prime Mover-level Data | NEI avg EF - PM, fuel type, firing type
2019 | CA | Oxnard | 50464 | GEN1 | GT | OP | NA | NG |  | 1481225 | 4.0611 | 0.0054834 | EIA Prime Mover-level Data | NEI avg EF - PM, fuel type, firing type
2019 | CA | Oxnard | 50464 | GEN2 | GT | OP | NA | NG |  | 3818784 | 10.4699 | 0.0054834 | EIA Prime Mover-level Data | NEI avg EF - PM, fuel type, firing type
2019 | CA | Oxnard Paper Mill | 57585 | 1 | GT | OP | NA | NG |  | 2051772 | 5.6253 | 0.0054834 | EIA Prime Mover-level Data | NEI avg EF - PM, fuel type, firing type
2019 | CA | Oxnard Wastewater Treatment Plant | 50224 | 7610 | IC | OP | NA | OBG |  | 25712.67 | 0.18899 | 0.0147 | EIA Prime Mover-level Data | Estimated using an emission factor
2019 | CA | Oxnard Wastewater Treatment Plant | 50224 | 7710 | IC | OP | NA | OBG |  | 25712.67 | 0.18899 | 0.0147 | EIA Prime Mover-level Data | Estimated using an emission factor
2019 | CA | Oxnard Wastewater Treatment Plant | 50224 | 7810 | IC | OP | NA | OBG |  | 25712.67 | 0.18899 | 0.0147 | EIA Prime Mover-level Data | Estimated using an emission factor
2019 | CA | P Plant | 59456 | P-TG4 | GT | OP | NA | NG |  | 191280 | 0.52443 | 0.0054834 | EIA Prime Mover-level Data | NEI avg EF - PM, fuel type, firing type
2019 | CA | P Plant | 59456 | P-TG5 | GT | OP | NA | NG |  | 191280 | 0.52443 | 0.0054834 | EIA Prime Mover-level Data | NEI avg EF - PM, fuel type, firing type
2019 | CA | Pacific Cruise Ship Terminals Berth 93 | 57309 | 1 | PV | OP | NA | SUN |  |  |  | 0
2019 | CA | Pacific Ethanol Madera Solar Array | 61989 | PV | PV | OP | NA | SUN |  | 82425 |  | 0 | EIA Prime Mover-level Data | Estimated using an emission factor
2019 | CA | Pacific Ethanol Stockton Cogen Plant | 61027 | PESCT | GT | OA | NA | NG |  | 1545 | 0.0042359 | 0.0054834 | EIA Prime Mover-level Data | NEI avg EF - PM, fuel type, firing type
2019 | CA | Pacific Rim Dairy Digester | 59447 | 00001 | IC | RE | NA | OBG |  |  |  | 0.0147
2019 | CA | Pacific Union College BESS | 61795 | 12649 | BA | TS | NA | MWH
2019 | CA | Pacific Wind LLC | 57757 | 1 | WT | OP | NA | WND |  | 2703905 |  | 0 | EIA Prime Mover-level Data | Estimated using an emission factor
2019 | CA | Pacific-Ultrapower Chinese Station | 50560 | B101 | ST | OP | NA | WDS |  | 2151948 | 24.5453 | 0.022812 | EIA Unit-level Data | NEI avg EF - PM, fuel type
2019 | CA | Painted Hills Wind Park | 50533 | WGNS | WT | RE | NA | WND |  | 274921 |  |  | EIA Prime Mover-level Data
2019 | CA | Painter Energy Storage | 62729 | PAIN1 | BA | P | NA | MWH
2019 | CA | Pala Energy Storage Yard | 60566 | SES1 | BA | OP | NA | MWH |  | 0 |  |  | EIA Prime Mover-level Data
2019 | CA | Pala Energy Storage Yard | 60566 | SES2 | BA | OP | NA | MWH |  | 0 |  |  | EIA Prime Mover-level Data
2019 | CA | Palo Verde College | 57773 | 1 | PV | OP | NA | SUN |  | 18395 |  | 0 | EIA Prime Mover-level Data | Estimated using an emission factor
2019 | CA | Palos Verdes Gas to Energy | 10473 | GEN1 | ST | RE | NA | LFG
2019 | CA | Panoche Valley Solar Farm | 57340 | 1 | PV | OP | NA | SUN |  | 3399888 |  | 0 | EIA Prime Mover-level Data | Estimated using an emission factor
2019 | CA | Paramount Refinery | 58058 | 1 | GT | OS | NA | NG |  |  |  | 0.0070853
2019 | CA | Pardee | 376 | 1 | HY | OP | NA | WAT |  | 483656.9 |  | 1.5381e-07 | EIA Prime Mover-level Data | NEI avg EF - PM, fuel type, firing type
2019 | CA | Pardee | 376 | 2 | HY | OP | NA | WAT |  | 483656.9 |  | 1.5381e-07 | EIA Prime Mover-level Data | NEI avg EF - PM, fuel type, firing type
2019 | CA | Pardee | 376 | 3 | HY | OP | NA | WAT |  | 554593.3 |  | 1.5381e-07 | EIA Prime Mover-level Data | NEI avg EF - PM, fuel type, firing type
2019 | CA | Park Meridian #1 | 59539 | 1 | PV | OP | NA | SUN |  | 25895 |  | 0 | EIA Prime Mover-level Data | Estimated using an emission factor
2019 | CA | Parker | 428 | 1 | HY | OP | NA | WAT |  | 38466 |  | 1.5381e-07 | EIA Prime Mover-level Data | NEI avg EF - PM, fuel type, firing type
2019 | CA | Parker Dam | 447 | 1 | HY | OP | NA | WAT |  | 945053 |  | 1.5381e-07 | EIA Prime Mover-level Data | NEI avg EF - PM, fuel type, firing type
2019 | CA | Parker Dam | 447 | 2 | HY | OP | NA | WAT |  | 945053 |  | 1.5381e-07 | EIA Prime Mover-level Data | NEI avg EF - PM, fuel type, firing type
2019 | CA | Parker Dam | 447 | 3 | HY | OP | NA | WAT |  | 945053 |  | 1.5381e-07 | EIA Prime Mover-level Data | NEI avg EF - PM, fuel type, firing type
2019 | CA | Parker Dam | 447 | 4 | HY | OP | NA | WAT |  | 945053 |  | 1.5381e-07 | EIA Prime Mover-level Data | NEI avg EF - PM, fuel type, firing type
2019 | CA | Parnassus Central Utility Plant | 58198 | GTG1 | CT |  | NA | NG |  | 443443.9 | 1.2763 | 0.0057564 | EIA Unit-level Data | NEI avg EF - PM, fuel type
2019 | CA | Parnassus Central Utility Plant | 58198 | GTG2 | CT |  | NA | NG |  | 450771.8 | 1.2974 | 0.0057564 | EIA Unit-level Data | NEI avg EF - PM, fuel type
2019 | CA | Parnassus Central Utility Plant | 58198 | HRSG1 | CA | OP | NA | NG |  | 85222.62 | 0.017982 | 0.000422 | EIA Unit-level Data | Estimated using an emission factor
2019 | CA | Patterson Pass | 56213 | WND1 | WT | RE | NA | WND
2019 | CA | Patterson Pass | 56213 | WND2 | WT | RE | NA | WND
2019 | CA | PE Berkeley | 50849 | GEN1 | CT |  | NA | NG |  | 1851055 | 5.3277 | 0.0057564 | EIA Unit-level Data | NEI avg EF - PM, fuel type
2019 | CA | PE Berkeley | 50849 | GEN2 | CA | OP | NA | NG |  | 376243 | 0.079387 | 0.000422 | EIA Prime Mover-level Data | Estimated using an emission factor
2019 | CA | Pebbly Beach Generating Station Hybrid | 6704 | 7 | IC | OP | NA | DFO |  | 30908.19 | 4.7908 | 0.31 | EIA Prime Mover-level Data | Estimated using an emission factor
2019 | CA | Pebbly Beach Generating Station Hybrid | 6704 | 8 | IC | OP | NA | DFO |  | 46362.29 | 7.1862 | 0.31 | EIA Prime Mover-level Data | Estimated using an emission factor
2019 | CA | Pebbly Beach Generating Station Hybrid | 6704 | 10 | IC | OP | NA | DFO |  | 33999.01 | 5.2698 | 0.31 | EIA Prime Mover-level Data | Estimated using an emission factor
2019 | CA | Pebbly Beach Generating Station Hybrid | 6704 | 12 | IC | OP | NA | DFO |  | 49453.11 | 7.6652 | 0.31 | EIA Prime Mover-level Data | Estimated using an emission factor
2019 | CA | Pebbly Beach Generating Station Hybrid | 6704 | 14 | IC | OP | NA | DFO |  | 43271.47 | 6.7071 | 0.31 | EIA Prime Mover-level Data | Estimated using an emission factor
2019 | CA | Pebbly Beach Generating Station Hybrid | 6704 | 15 | IC | OP | NA | DFO |  | 86542.94 | 13.4142 | 0.31 | EIA Prime Mover-level Data | Estimated using an emission factor
2019 | CA | Pebbly Beach Generating Station Hybrid | 6704 | MT01 | GT | OP | NA | PG |  | 805.261 | 0.00016991 | 0.000422 | EIA Prime Mover-level Data | Estimated using an emission factor
2019 | CA | Pebbly Beach Generating Station Hybrid | 6704 | MT02 | GT | OP | NA | PG |  | 805.261 | 0.00016991 | 0.000422 | EIA Prime Mover-level Data | Estimated using an emission factor
2019 | CA | Pebbly Beach Generating Station Hybrid | 6704 | MT03 | GT | OP | NA | PG |  | 805.261 | 0.00016991 | 0.000422 | EIA Prime Mover-level Data | Estimated using an emission factor
2019 | CA | Pebbly Beach Generating Station Hybrid | 6704 | MT04 | GT | OP | NA | PG |  | 805.261 | 0.00016991 | 0.000422 | EIA Prime Mover-level Data | Estimated using an emission factor
2019 | CA | Pebbly Beach Generating Station Hybrid | 6704 | MT05 | GT | OP | NA | PG |  | 805.261 | 0.00016991 | 0.000422 | EIA Prime Mover-level Data | Estimated using an emission factor
2019 | CA | Pebbly Beach Generating Station Hybrid | 6704 | MT06 | GT | OP | NA | PG |  | 805.261 | 0.00016991 | 0.000422 | EIA Prime Mover-level Data | Estimated using an emission factor
2019 | CA | Pebbly Beach Generating Station Hybrid | 6704 | MT07 | GT | OP | NA | PG |  | 805.261 | 0.00016991 | 0.000422 | EIA Prime Mover-level Data | Estimated using an emission factor
2019 | CA | Pebbly Beach Generating Station Hybrid | 6704 | MT08 | GT | OP | NA | PG |  | 805.261 | 0.00016991 | 0.000422 | EIA Prime Mover-level Data | Estimated using an emission factor
2019 | CA | Pebbly Beach Generating Station Hybrid | 6704 | MT09 | GT | OP | NA | PG |  | 805.261 | 0.00016991 | 0.000422 | EIA Prime Mover-level Data | Estimated using an emission factor
2019 | CA | Pebbly Beach Generating Station Hybrid | 6704 | MT10 | GT | OP | NA | PG |  | 805.261 | 0.00016991 | 0.000422 | EIA Prime Mover-level Data | Estimated using an emission factor
2019 | CA | Pebbly Beach Generating Station Hybrid | 6704 | MT11 | GT | OP | NA | PG |  | 805.261 | 0.00016991 | 0.000422 | EIA Prime Mover-level Data | Estimated using an emission factor
2019 | CA | Pebbly Beach Generating Station Hybrid | 6704 | MT12 | GT | CN | NA | PG
2019 | CA | Pebbly Beach Generating Station Hybrid | 6704 | MT13 | GT | CN | NA | PG
2019 | CA | Pebbly Beach Generating Station Hybrid | 6704 | MT14 | GT | OP | NA | PG |  | 805.261 | 0.00016991 | 0.000422 | EIA Prime Mover-level Data | Estimated using an emission factor
2019 | CA | Pebbly Beach Generating Station Hybrid | 6704 | MT15 | GT | OP | NA | PG |  | 805.261 | 0.00016991 | 0.000422 | EIA Prime Mover-level Data | Estimated using an emission factor
2019 | CA | Pebbly Beach Generating Station Hybrid | 6704 | MT16 | GT | OP | NA | PG |  | 805.261 | 0.00016991 | 0.000422 | EIA Prime Mover-level Data | Estimated using an emission factor
2019 | CA | Pebbly Beach Generating Station Hybrid | 6704 | MT17 | GT | OP | NA | PG |  | 805.261 | 0.00016991 | 0.000422 | EIA Prime Mover-level Data | Estimated using an emission factor
2019 | CA | Pebbly Beach Generating Station Hybrid | 6704 | MT18 | GT | OP | NA | PG |  | 805.261 | 0.00016991 | 0.000422 | EIA Prime Mover-level Data | Estimated using an emission factor
2019 | CA | Pebbly Beach Generating Station Hybrid | 6704 | MT19 | GT | OP | NA | PG |  | 805.261 | 0.00016991 | 0.000422 | EIA Prime Mover-level Data | Estimated using an emission factor
2019 | CA | Pebbly Beach Generating Station Hybrid | 6704 | MT20 | GT | OP | NA | PG |  | 805.261 | 0.00016991 | 0.000422 | EIA Prime Mover-level Data | Estimated using an emission factor
2019 | CA | Pebbly Beach Generating Station Hybrid | 6704 | MT21 | GT | OP | NA | PG |  | 805.261 | 0.00016991 | 0.000422 | EIA Prime Mover-level Data | Estimated using an emission factor
2019 | CA | Pebbly Beach Generating Station Hybrid | 6704 | MT22 | GT | OP | NA | PG |  | 805.261 | 0.00016991 | 0.000422 | EIA Prime Mover-level Data | Estimated using an emission factor
2019 | CA | Pebbly Beach Generating Station Hybrid | 6704 | MT23 | GT | OP | NA | PG |  | 805.261 | 0.00016991 | 0.000422 | EIA Prime Mover-level Data | Estimated using an emission factor
2019 | CA | Pebbly Beach Generating Station Hybrid | 6704 | MT24 | GT | OP | NA | PG |  | 805.261 | 0.00016991 | 0.000422 | EIA Prime Mover-level Data | Estimated using an emission factor
2019 | CA | Pebbly Beach Generating Station Hybrid | 6704 | MT25 | GT | OP | NA | PG |  | 805.261 | 0.00016991 | 0.000422 | EIA Prime Mover-level Data | Estimated using an emission factor
2019 | CA | Pebbly Beach Generating Station Hybrid | 6704 | NASB1 | BA | OP | NA | MWH
2019 | CA | Perris | 481 | 1 | HY | OP | NA | WAT |  | 93712 |  | 1.5381e-07 | EIA Prime Mover-level Data | NEI avg EF - PM, fuel type, firing type
2019 | CA | PFMG Solar Grossmont Helix LLC | 62611 | HELIX | PV | OP | NA | SUN |  | 19776 |  | 0 | EIA Prime Mover-level Data | Estimated using an emission factor
2019 | CA | Phelan Pinon Hills CSD Solar | 63376 | PPHS | PV | OP | NA | SUN |  | 27807 |  | 0 | EIA Prime Mover-level Data | Estimated using an emission factor
2019 | CA | Phillips 66 Carbon Plant | 50388 | GEN1 | ST | OP | NA | PC |  | 760749 | 2.3978 | 0.0063037 | EIA Prime Mover-level Data | NEI avg EF - PM, fuel type
2019 | CA | Phillips 66 Rodeo Refinery | 50119 | GENA | GT | OP | NA | PRG |  | 2488157 | 0.525 | 0.000422 | EIA Prime Mover-level Data | NEI avg EF - PM, fuel type, firing type
2019 | CA | Phillips 66 Rodeo Refinery | 50119 | GENB | GT | OP | NA | PRG |  | 2488157 | 0.525 | 0.000422 | EIA Prime Mover-level Data | NEI avg EF - PM, fuel type, firing type
2019 | CA | Phillips 66 Rodeo Refinery | 50119 | GENC | GT | OP | NA | PRG |  | 2488157 | 0.525 | 0.000422 | EIA Prime Mover-level Data | NEI avg EF - PM, fuel type, firing type
2019 | CA | Phoenix | 264 | 1 | HY | OP | NA | WAT |  | 57290 |  | 1.5381e-07 | EIA Prime Mover-level Data | NEI avg EF - PM, fuel type, firing type
2019 | CA | Phoenix Wind Power LLC | 55339 | GEN1 | WT | RE | NA | WND
2019 | CA | Pierce College | 58248 | GEN1 | PV | OP | NA | SUN |  |  |  | 0
2019 | CA | Pilot Knob | 388 | 1 | HY | OP | NA | WAT |  | 104466.5 |  | 1.5381e-07 | EIA Prime Mover-level Data | NEI avg EF - PM, fuel type, firing type
2019 | CA | Pilot Knob | 388 | 2 | HY | OP | NA | WAT |  | 104466.5 |  | 1.5381e-07 | EIA Prime Mover-level Data | NEI avg EF - PM, fuel type, firing type
2019 | CA | Pine Flat | 7907 | 1 | HY | OP | NA | WAT |  | 2120802 |  | 1.5381e-07 | EIA Prime Mover-level Data | NEI avg EF - PM, fuel type, firing type
2019 | CA | Pine Flat | 7907 | 2 | HY | OP | NA | WAT |  | 2120802 |  | 1.5381e-07 | EIA Prime Mover-level Data | NEI avg EF - PM, fuel type, firing type
2019 | CA | Pine Flat | 7907 | 3 | HY | OP | NA | WAT |  | 2120802 |  | 1.5381e-07 | EIA Prime Mover-level Data | NEI avg EF - PM, fuel type, firing type
2019 | CA | Pine Tree Solar Project | 57306 | 1 | PV | OP | NA | SUN |  | 113151 |  | 0 | EIA Prime Mover-level Data | Estimated using an emission factor
2019 | CA | Pine Tree Wind Power Project | 56433 | 1 | WT | OP | NA | WND |  | 2295656 |  | 0 | EIA Prime Mover-level Data | Estimated using an emission factor
2019 | CA | Pinyon Pine I | 57834 | AW07 | WT | OP | NA | WND |  | 2451582 |  | 0 | EIA Prime Mover-level Data | Estimated using an emission factor
2019 | CA | Pinyon Pine II | 57837 | AW09 | WT | OP | NA | WND |  | 1814180 |  | 0 | EIA Prime Mover-level Data | Estimated using an emission factor
2019 | CA | Pit 1 | 265 | H1 | HY | OP | NA | WAT |  | 1234994 |  | 1.5381e-07 | EIA Prime Mover-level Data | NEI avg EF - PM, fuel type, firing type
2019 | CA | Pit 1 | 265 | H2 | HY | OP | NA | WAT |  | 1234994 |  | 1.5381e-07 | EIA Prime Mover-level Data | NEI avg EF - PM, fuel type, firing type
2019 | CA | Pit 3 | 266 | H1 | HY | OP | NA | WAT |  | 1075369 |  | 1.5381e-07 | EIA Prime Mover-level Data | NEI avg EF - PM, fuel type, firing type
2019 | CA | Pit 3 | 266 | H2 | HY | OP | NA | WAT |  | 1075369 |  | 1.5381e-07 | EIA Prime Mover-level Data | NEI avg EF - PM, fuel type, firing type
2019 | CA | Pit 3 | 266 | H3 | HY | OP | NA | WAT |  | 1075369 |  | 1.5381e-07 | EIA Prime Mover-level Data | NEI avg EF - PM, fuel type, firing type
2019 | CA | Pit 4 | 267 | 1 | HY | OP | NA | WAT |  | 2012437 |  | 1.5381e-07 | EIA Prime Mover-level Data | NEI avg EF - PM, fuel type, firing type
2019 | CA | Pit 4 | 267 | 2 | HY | OP | NA | WAT |  | 2012437 |  | 1.5381e-07 | EIA Prime Mover-level Data | NEI avg EF - PM, fuel type, firing type
2019 | CA | Pit 5 | 268 | H1 | HY | OP | NA | WAT |  | 2050854 |  | 1.5381e-07 | EIA Prime Mover-level Data | NEI avg EF - PM, fuel type, firing type
2019 | CA | Pit 5 | 268 | H2 | HY | OP | NA | WAT |  | 2050854 |  | 1.5381e-07 | EIA Prime Mover-level Data | NEI avg EF - PM, fuel type, firing type
2019 | CA | Pit 5 | 268 | H3 | HY | OP | NA | WAT |  | 1782418 |  | 1.5381e-07 | EIA Prime Mover-level Data | NEI avg EF - PM, fuel type, firing type
2019 | CA | Pit 5 | 268 | H4 | HY | OP | NA | WAT |  | 1717993 |  | 1.5381e-07 | EIA Prime Mover-level Data | NEI avg EF - PM, fuel type, firing type
2019 | CA | Pit 6 | 269 | H1 | HY | OP | NA | WAT |  | 1491384 |  | 1.5381e-07 | EIA Prime Mover-level Data | NEI avg EF - PM, fuel type, firing type
2019 | CA | Pit 6 | 269 | H2 | HY | OP | NA | WAT |  | 1491384 |  | 1.5381e-07 | EIA Prime Mover-level Data | NEI avg EF - PM, fuel type, firing type
2019 | CA | Pit 7 | 270 | H1 | HY | OP | NA | WAT |  | 2154060 |  | 1.5381e-07 | EIA Prime Mover-level Data | NEI avg EF - PM, fuel type, firing type
2019 | CA | Pit 7 | 270 | H2 | HY | OP | NA | WAT |  | 1952117 |  | 1.5381e-07 | EIA Prime Mover-level Data | NEI avg EF - PM, fuel type, firing type
2019 | CA | Pitchess Cogen Station | 10478 | GEN1 | CT |  | NA |  |  | 0 |  |  | EIA Unit-level Data
2019 | CA | Pitchess Cogen Station | 10478 | GEN2 | CA | RE | NA | NG
2019 | CA | Pixar - Emeryville | 59803 | PXR00 | FC | OP | NA | NG |  | 61137 | 0 | 0 | EIA Prime Mover-level Data | Estimated using an emission factor
2019 | CA | Plant No 1 Orange County | 50696 | GEN1 | IC | OP | NA | OBG |  | 156650.7 | 1.1514 | 0.0147 | EIA Prime Mover-level Data | Estimated using an emission factor
2019 | CA | Plant No 1 Orange County | 50696 | GEN2 | IC | OP | NA | OBG |  | 156650.7 | 1.1514 | 0.0147 | EIA Prime Mover-level Data | Estimated using an emission factor
2019 | CA | Plant No 1 Orange County | 50696 | GEN3 | IC | OP | NA | OBG |  | 156650.7 | 1.1514 | 0.0147 | EIA Prime Mover-level Data | Estimated using an emission factor
2019 | CA | Plant No 2 Orange County | 52099 | GEN1 | IC | OP | NA | OBG |  | 127084.4 | 0.93407 | 0.0147 | EIA Prime Mover-level Data | Estimated using an emission factor
2019 | CA | Plant No 2 Orange County | 52099 | GEN2 | IC | OP | NA | OBG |  | 127084.4 | 0.93407 | 0.0147 | EIA Prime Mover-level Data | Estimated using an emission factor
2019 | CA | Plant No 2 Orange County | 52099 | GEN3 | IC | OP | NA | OBG |  | 127084.4 | 0.93407 | 0.0147 | EIA Prime Mover-level Data | Estimated using an emission factor
2019 | CA | Plant No 2 Orange County | 52099 | GEN4 | IC | OP | NA | OBG |  | 127084.4 | 0.93407 | 0.0147 | EIA Prime Mover-level Data | Estimated using an emission factor
2019 | CA | Plant No 2 Orange County | 52099 | GEN5 | IC | OP | NA | OBG |  | 127084.4 | 0.93407 | 0.0147 | EIA Prime Mover-level Data | Estimated using an emission factor
2019 | CA | Plant No 2 Orange County | 52099 | GEN6 | ST | OP | NA | OBG |  | 0 | 0 | 0.0029 | EIA Prime Mover-level Data | NEI avg EF - PM, fuel type, firing type
2019 | CA | Pleasant Valley Hydro | 402 | 1 | HY | OP | NA | WAT |  | 91078 |  | 1.5381e-07 | EIA Prime Mover-level Data | NEI avg EF - PM, fuel type, firing type
2019 | CA | Pleasanton - Amador Valley High School | 63630 | AVHS | PV | OP | NA | SUN
2019 | CA | Ples I | 10479 | T101 | BT | OP | NA | GEO |  | 244417.3 |  | 0 | EIA Prime Mover-level Data | Estimated using an emission factor
2019 | CA | Ples I | 10479 | T102 | BT | OP | NA | GEO |  | 244417.3 |  | 0 | EIA Prime Mover-level Data | Estimated using an emission factor
2019 | CA | Ples I | 10479 | T103 | BT | OP | NA | GEO |  | 244417.3 |  | 0 | EIA Prime Mover-level Data | Estimated using an emission factor
2019 | CA | Poe | 272 | 1 | HY | OP | NA | WAT |  | 2677607 |  | 1.5381e-07 | EIA Prime Mover-level Data | NEI avg EF - PM, fuel type, firing type
2019 | CA | Poe | 272 | 2 | HY | OP | NA | WAT |  | 2677607 |  | 1.5381e-07 | EIA Prime Mover-level Data | NEI avg EF - PM, fuel type, firing type
2019 | CA | Point Wind | 63482 | PW1 | WT | L | NA | WND
2019 | CA | Pomerado Energy Storage, LLC | 61390 | PMRDO | BA | P | NA | MWH
2019 | CA | Ponderosa Bailey Creek | 10709 | GEN1 | HY | OP | NA | WAT |  | 33906 |  | 1.5381e-07 | EIA Prime Mover-level Data | NEI avg EF - PM, fuel type, firing type
2019 | CA | Poole | 353 | 1 | HY | OP | NA | WAT |  | 231823 |  | 1.5381e-07 | EIA Prime Mover-level Data | NEI avg EF - PM, fuel type, firing type
2019 | CA | Port of LA Solar FiT Project | 61319 | W4885 | PV | OP | NA | SUN |  | 16606 |  | 0 | EIA Prime Mover-level Data | Estimated using an emission factor
2019 | CA | Portal | 354 | 1 | HY | OP | NA | WAT |  | 195541 |  | 1.5381e-07 | EIA Prime Mover-level Data | NEI avg EF - PM, fuel type, firing type
2019 | CA | Portal Ridge Solar A, LLC | 60309 | GEN01 | PV | L | NA | SUN
2019 | CA | Portal Ridge Solar B, LLC | 60310 | GEN01 | PV | OP | NA | SUN |  | 478082 |  | 0 | EIA Prime Mover-level Data | Estimated using an emission factor
2019 | CA | Portal Ridge Solar C, LLC | 60311 | GEN01 | PV | OP | NA | SUN |  | 272161 |  | 0 | EIA Prime Mover-level Data | Estimated using an emission factor
2019 | CA | Porterville 6 and 7 | 59219 | PV1 | PV | OP | NA | SUN |  | 25728 |  | 0 | EIA Prime Mover-level Data | Estimated using an emission factor
2019 | CA | Porterville 6 and 7 | 59219 | PV2 | PV | OP | NA | SUN |  | 25728 |  | 0 | EIA Prime Mover-level Data | Estimated using an emission factor
2019 | CA | Porterville Solar | 58309 | 1 | PV | OP | NA | SUN |  | 16777.71 |  | 0 | EIA Prime Mover-level Data | Estimated using an emission factor
2019 | CA | Porterville Solar | 58309 | 2 | PV | OP | NA | SUN |  | 16777.71 |  | 0 | EIA Prime Mover-level Data | Estimated using an emission factor
2019 | CA | Porterville Solar | 58309 | 5 | PV | OP | NA | SUN |  | 25166.57 |  | 0 | EIA Prime Mover-level Data | Estimated using an emission factor
2019 | CA | Portola | 6524 | 1 | IC | RE | NA | DFO
2019 | CA | Portola | 6524 | 2 | IC | RE | NA | DFO
2019 | CA | Portola | 6524 | 3 | IC | RE | NA | DFO
2019 | CA | Potrero Hills Energy Producers | 59952 | 1 | IC | OP | NA | LFG |  | 130531.2 | 0.9594 | 0.0147 | EIA Prime Mover-level Data | Estimated using an emission factor
2019 | CA | Potrero Hills Energy Producers | 59952 | 2 | IC | OP | NA | LFG |  | 130531.2 | 0.9594 | 0.0147 | EIA Prime Mover-level Data | Estimated using an emission factor
2019 | CA | Potrero Hills Energy Producers | 59952 | 3 | IC | OP | NA | LFG |  | 130531.2 | 0.9594 | 0.0147 | EIA Prime Mover-level Data | Estimated using an emission factor
2019 | CA | Potrero Hills Energy Producers | 59952 | 4 | IC | OP | NA | LFG |  | 130531.2 | 0.9594 | 0.0147 | EIA Prime Mover-level Data | Estimated using an emission factor
2019 | CA | Potrero Hills Energy Producers | 59952 | 5 | IC | OP | NA | LFG |  | 130531.2 | 0.9594 | 0.0147 | EIA Prime Mover-level Data | Estimated using an emission factor
2019 | CA | Potter Valley | 274 | 1 | HY | OP | NA | WAT |  | 78654.21 |  | 1.5381e-07 | EIA Prime Mover-level Data | NEI avg EF - PM, fuel type, firing type
2019 | CA | Potter Valley | 274 | 2 | HY | OP | NA | WAT |  | 35751.91 |  | 1.5381e-07 | EIA Prime Mover-level Data | NEI avg EF - PM, fuel type, firing type
2019 | CA | Potter Valley | 274 | 3 | HY | OP | NA | WAT |  | 53627.87 |  | 1.5381e-07 | EIA Prime Mover-level Data | NEI avg EF - PM, fuel type, firing type
2019 | CA | Power Generation Station (PGS) 2 | 57696 | 1 | GT | OP | NA | OBG |  | 300079 | 3.2409 | 0.0216 | EIA Prime Mover-level Data | Estimated using an emission factor
2019 | CA | Powhatan Solar Power Generation Station 1 LLC | 58611 | 1 | PV | OP | NA | SUN |  | 38669 |  | 0 | EIA Prime Mover-level Data | Estimated using an emission factor
2019 | CA | PRC-Desoto Intl/PPG Aerospace | 58085 | CATR1 | IC | SB | NA | DFO |  |  |  | 0.30942
2019 | CA | PRC-Desoto Intl/PPG Aerospace | 58085 | CATR2 | IC | SB | NA | DFO |  |  |  | 0.30942
2019 | CA | Preferred Freezer San Leandro | 62578 | SLPV1 | PV | OP | NA | SUN |  | 30807 |  | 0 | EIA Prime Mover-level Data | Estimated using an emission factor
2019 | CA | Prima Plant | 55601 | UNT1 | IC | OP | NA | LFG |  | 255088 | 1.8749 | 0.0147 | EIA Prime Mover-level Data | Estimated using an emission factor
2019 | CA | Prima Plant | 55601 | UNT2 | IC | OP | NA | LFG |  | 255088 | 1.8749 | 0.0147 | EIA Prime Mover-level Data | Estimated using an emission factor
2019 | CA | PSREC/SIAD Solar | 63493 | SIAD | PV | OP | NA | SUN |  | 9999 |  | 0 | EIA Prime Mover-level Data | Estimated using an emission factor
2019 | CA | Puente Hills Energy Recovery | 10472 | B300 | ST | OP | NA | LFG |  | 1200258 | 1.7404 | 0.0029 | EIA Unit-level Data | Estimated using an emission factor
2019 | CA | Puente Hills Energy Recovery | 10472 | B400 | ST | OP | NA | LFG |  | 1202137 | 1.7431 | 0.0029 | EIA Unit-level Data | Estimated using an emission factor
2019 | CA | Puente Hills Energy Recovery | 10472 | GEN2 | GT | RE | NA | LFG
2019 | CA | Puente Hills Energy Recovery | 10472 | GEN3 | IC | RE | NA | LFG
2019 | CA | Puente Hills Energy Recovery | 10472 | GEN4 | IC | RE | NA | LFG
2019 | CA | Puente Hills Energy Recovery | 10472 | GEN5 | IC | RE | NA | LFG
2019 | CA | Pumpjack Solar I | 59322 | GEN1 | PV | OP | NA | SUN |  | 454433 |  | 0 | EIA Prime Mover-level Data | Estimated using an emission factor
2019 | CA | Putah Creek Solar Farm | 59550 | PCSF | PV | OP | NA | SUN |  | 44199 |  | 0 | EIA Prime Mover-level Data | Estimated using an emission factor
2019 | CA | PVN Milliken, LLC | 60790 | PV | PV | OP | NA | SUN |  | 44724 |  | 0 | EIA Prime Mover-level Data | Estimated using an emission factor
2019 | CA | Q Plant | 59457 | Q-TG1 | GT | OP | NA | NG |  | 360086 | 0.98725 | 0.0054834 | EIA Prime Mover-level Data | NEI avg EF - PM, fuel type, firing type
2019 | CA | Quinto Solar PV Project | 59339 | SSC13 | PV | OP | NA | SUN |  | 2304319 |  | 0 | EIA Prime Mover-level Data | Estimated using an emission factor
2019 | CA | R C Kirkwood | 382 | 1 | HY | OP | NA | WAT |  | 1387958 |  | 1.5381e-07 | EIA Prime Mover-level Data | NEI avg EF - PM, fuel type, firing type
2019 | CA | R C Kirkwood | 382 | 2 | HY | OP | NA | WAT |  | 1387958 |  | 1.5381e-07 | EIA Prime Mover-level Data | NEI avg EF - PM, fuel type, firing type
2019 | CA | R C Kirkwood | 382 | 3 | HY | OP | NA | WAT |  | 1282544 |  | 1.5381e-07 | EIA Prime Mover-level Data | NEI avg EF - PM, fuel type, firing type
2019 | CA | R E Badger Filtration Plant | 50147 | 1 | HY | OP | NA | WAT |  |  |  | 1.5381e-07
2019 | CA | Radiance Solar 4 | 58354 | 1 | PV | OP | NA | SUN |  | 28661 |  | 0 | EIA Prime Mover-level Data | Estimated using an emission factor
2019 | CA | Radiance Solar 5 | 58355 | 1 | PV | OP | NA | SUN |  | 28591 |  | 0 | EIA Prime Mover-level Data | Estimated using an emission factor
2019 | CA | Ralston | 427 | 1 | HY | OP | NA | WAT |  | 4797840 |  | 1.5381e-07 | EIA Prime Mover-level Data | NEI avg EF - PM, fuel type, firing type
2019 | CA | Ramona 1 | 58909 | RAM1 | PV | OP | NA | SUN |  | 39776 |  | 0 | EIA Prime Mover-level Data | Estimated using an emission factor
2019 | CA | Ramona 2 | 58911 | RAM2 | PV | OP | NA | SUN |  | 82968 |  | 0 | EIA Prime Mover-level Data | Estimated using an emission factor
2019 | CA | Ramona Solar Energy | 60995 | 1 | PV | OP | NA | SUN |  | 59799 |  | 0 | EIA Prime Mover-level Data | Estimated using an emission factor
2019 | CA | Rancho Cucamonga Dist #1 | 59540 | 2 | PV | OP | NA | SUN |  | 26507 |  | 0 | EIA Prime Mover-level Data | Estimated using an emission factor
2019 | CA | Rancho Penasquitos | 56615 | G100 | HY | OP | NA | WAT |  | 114514 |  | 1.5381e-07 | EIA Prime Mover-level Data | NEI avg EF - PM, fuel type, firing type
2019 | CA | Rancho Seco Solar | 529 | 1 | PV | RE | NA | SUN
2019 | CA | Rancho Seco Solar | 529 | 2 | PV | RE | NA | SUN
2019 | CA | Rancho Seco Solar II, LLC | 63387 | RSS2 | PV | U | NA | SUN
2019 | CA | Rancho Seco Solar, LLC | 60226 | GEN01 | PV | OP | NA | SUN |  | 202343 |  | 0 | EIA Prime Mover-level Data | Estimated using an emission factor
2019 | CA | Ratkovich Alhambra | 62458 | RAT00 | FC | OP | NA | NG |  | 55447 | 0 | 0 | EIA Prime Mover-level Data | Estimated using an emission factor
2019 | CA | RCWD PV Project | 60426 | RCWD | PV | OP | NA | SUN |  | 89557 |  | 0 | EIA Prime Mover-level Data | Estimated using an emission factor
2019 | CA | RE Adams East, LLC | 58984 | 1 | PV | OP | NA | SUN |  | 440650 |  | 0 | EIA Prime Mover-level Data | Estimated using an emission factor
2019 | CA | RE Astoria | 59976 | ASTR1 | PV | OP | NA | SUN |  | 2516333 |  | 0 | EIA Prime Mover-level Data | Estimated using an emission factor
2019 | CA | RE Astoria 2 | 59977 | ASTR2 | PV | OP | NA | SUN |  | 1916897 |  | 0 | EIA Prime Mover-level Data | Estimated using an emission factor
2019 | CA | RE Barren Ridge 1 | 60389 | REBR1 | PV | OP | NA | SUN |  | 1454806 |  | 0 | EIA Prime Mover-level Data | Estimated using an emission factor
2019 | CA | RE Bruceville 1 LLC | 57783 | BRU1 | PV | OP | NA | SUN |  | 97251 |  | 0 | EIA Prime Mover-level Data | Estimated using an emission factor
2019 | CA | RE Bruceville 2 LLC | 57784 | BRU2 | PV | OP | NA | SUN |  | 99395 |  | 0 | EIA Prime Mover-level Data | Estimated using an emission factor
2019 | CA | RE Bruceville 3 LLC | 57785 | BRU3 | PV | OP | NA | SUN |  | 100818 |  | 0 | EIA Prime Mover-level Data | Estimated using an emission factor
2019 | CA | RE Camelot LLC | 58983 | 1 | PV | OP | NA | SUN |  | 1101316 |  | 0 | EIA Prime Mover-level Data | Estimated using an emission factor
2019 | CA | RE Columbia 3 LLC | 58502 | COL3 | PV | OP | NA | SUN |  | 203724 |  | 0 | EIA Prime Mover-level Data | Estimated using an emission factor
2019 | CA | RE Columbia Two, LLC | 58990 | 1 | PV | OP | NA | SUN |  | 373736 |  | 0 | EIA Prime Mover-level Data | Estimated using an emission factor
2019 | CA | RE Dillard 1 LLC | 57777 | DL1 | PV | OP | NA | SUN |  | 47528 |  | 0 | EIA Prime Mover-level Data | Estimated using an emission factor
2019 | CA | RE Dillard 2 LLC | 57779 | DIL2 | PV | OP | NA | SUN |  | 43433 |  | 0 | EIA Prime Mover-level Data | Estimated using an emission factor
2019 | CA | RE Dillard 3 LLC | 57781 | DIL3 | PV | OP | NA | SUN |  | 55294 |  | 0 | EIA Prime Mover-level Data | Estimated using an emission factor
2019 | CA | RE Dillard 4 LLC | 57806 | DIL4 | PV | OP | NA | SUN
2019 | CA | RE Garland | 60233 | PV2 | PV | OP | NA | SUN |  | 4233319 |  | 0 | EIA Prime Mover-level Data | Estimated using an emission factor
2019 | CA | RE Garland A | 60386 | PV1 | PV | OP | NA | SUN |  | 513200 |  | 0 | EIA Prime Mover-level Data | Estimated using an emission factor
2019 | CA | RE Gaskell West 2 LLC | 61446 | PV2 | PV | P | NA | SUN
2019 | CA | RE Gaskell West 3 LLC | 61447 | PV3 | PV | P | NA | SUN
2019 | CA | RE Gaskell West 4 LLC | 61448 | PV4 | PV | P | NA | SUN
2019 | CA | RE Gaskell West 5 LLC | 61449 | PV5 | PV | P | NA | SUN
2019 | CA | RE Kammerer 1 LLC | 57778 | KAM1 | PV | OP | NA | SUN |  | 100517 |  | 0 | EIA Prime Mover-level Data | Estimated using an emission factor
2019 | CA | RE Kammerer 2 LLC | 57780 | KAM2 | PV | OP | NA | SUN |  | 104319 |  | 0 | EIA Prime Mover-level Data | Estimated using an emission factor
2019 | CA | RE Kammerer 3 LLC | 57782 | KAM3 | PV | OP | NA | SUN |  | 103169 |  | 0 | EIA Prime Mover-level Data | Estimated using an emission factor
2019 | CA | RE Kansas Solar, LLC | 58985 | 1 | PV | OP | NA | SUN |  | 442023 |  | 0 | EIA Prime Mover-level Data | Estimated using an emission factor
2019 | CA | RE Kansas South LLC | 58148 | KS | PV | OP | NA | SUN |  | 436438 |  | 0 | EIA Prime Mover-level Data | Estimated using an emission factor
2019 | CA | RE Kent South, LLC | 58991 | 1 | PV | OP | NA | SUN |  | 457843 |  | 0 | EIA Prime Mover-level Data | Estimated using an emission factor
2019 | CA | RE McKenzie 1 LLC | 57816 | MCK1 | PV | OP | NA | SUN |  | 107411 |  | 0 | EIA Prime Mover-level Data | Estimated using an emission factor
2019 | CA | RE McKenzie 2 LLC | 57817 | MCK2 | PV | OP | NA | SUN |  | 107783 |  | 0 | EIA Prime Mover-level Data | Estimated using an emission factor
2019 | CA | RE McKenzie 3 LLC | 57818 | MCK3 | PV | OP | NA | SUN |  | 106367 |  | 0 | EIA Prime Mover-level Data | Estimated using an emission factor
2019 | CA | RE McKenzie 4 LLC | 57819 | MCK4 | PV | OP | NA | SUN |  | 106874 |  | 0 | EIA Prime Mover-level Data | Estimated using an emission factor
2019 | CA | RE McKenzie 5 LLC | 57820 | MCK5 | PV | OP | NA | SUN |  | 108158 |  | 0 | EIA Prime Mover-level Data | Estimated using an emission factor
2019 | CA | RE McKenzie 6 LLC | 57821 | MCK6 | PV | OP | NA | SUN |  | 106091 |  | 0 | EIA Prime Mover-level Data | Estimated using an emission factor
2019 | CA | RE Mustang LLC | 59150 | PV1 | PV | OP | NA | SUN |  | 2200847 |  | 0 | EIA Prime Mover-level Data | Estimated using an emission factor
2019 | CA | RE Old River One, LLC | 58986 | 1 | PV | OP | NA | SUN |  | 441807 |  | 0 | EIA Prime Mover-level Data | Estimated using an emission factor
2019 | CA | RE Rio Grande Solar LLC | 58500 | RIO | PV | OP | NA | SUN |  | 93536 |  | 0 | EIA Prime Mover-level Data | Estimated using an emission factor
2019 | CA | RE Rosamond One LLC | 58498 | RONE | PV | OP | NA | SUN |  | 509335 |  | 0 | EIA Prime Mover-level Data | Estimated using an emission factor
2019 | CA | RE Rosamond Two LLC | 58499 | RTWO | PV | OP | NA | SUN |  | 398169 |  | 0 | EIA Prime Mover-level Data | Estimated using an emission factor
2019 | CA | RE Tranquillity | 59939 | TQ | PV | OP | NA | SUN |  | 4392922 |  | 0 | EIA Prime Mover-level Data | Estimated using an emission factor
2019 | CA | RE Victor Phelan Solar One LLC | 58202 | VPS1 | PV | OP | NA | SUN |  | 387306 |  | 0 | EIA Prime Mover-level Data | Estimated using an emission factor
2019 | CA | Red Bluff | 56184 | IC1 | IC | OP | NA | NG |  | 7729.562 | 0.0016309 | 0.000422 | EIA Prime Mover-level Data | Estimated using an emission factor
2019 | CA | Red Bluff | 56184 | IC10 | IC | OP | NA | NG |  | 7729.562 | 0.0016309 | 0.000422 | EIA Prime Mover-level Data | Estimated using an emission factor
2019 | CA | Red Bluff | 56184 | IC11 | IC | OP | NA | NG |  | 7729.562 | 0.0016309 | 0.000422 | EIA Prime Mover-level Data | Estimated using an emission factor
2019 | CA | Red Bluff | 56184 | IC12 | IC | OP | NA | NG |  | 7729.562 | 0.0016309 | 0.000422 | EIA Prime Mover-level Data | Estimated using an emission factor
2019 | CA | Red Bluff | 56184 | IC13 | IC | OP | NA | NG |  | 7729.562 | 0.0016309 | 0.000422 | EIA Prime Mover-level Data | Estimated using an emission factor
2019 | CA | Red Bluff | 56184 | IC14 | IC | OP | NA | NG |  | 7729.562 | 0.0016309 | 0.000422 | EIA Prime Mover-level Data | Estimated using an emission factor
2019 | CA | Red Bluff | 56184 | IC15 | IC | OP | NA | NG |  | 7729.562 | 0.0016309 | 0.000422 | EIA Prime Mover-level Data | Estimated using an emission factor
2019 | CA | Red Bluff | 56184 | IC16 | IC | OP | NA | NG |  | 7729.562 | 0.0016309 | 0.000422 | EIA Prime Mover-level Data | Estimated using an emission factor
2019 | CA | Red Bluff | 56184 | IC2 | IC | OP | NA | NG |  | 7729.562 | 0.0016309 | 0.000422 | EIA Prime Mover-level Data | Estimated using an emission factor
2019 | CA | Red Bluff | 56184 | IC3 | IC | OP | NA | NG |  | 7729.562 | 0.0016309 | 0.000422 | EIA Prime Mover-level Data | Estimated using an emission factor
2019 | CA | Red Bluff | 56184 | IC4 | IC | OP | NA | NG |  | 7729.562 | 0.0016309 | 0.000422 | EIA Prime Mover-level Data | Estimated using an emission factor
2019 | CA | Red Bluff | 56184 | IC5 | IC | OP | NA | NG |  | 7729.562 | 0.0016309 | 0.000422 | EIA Prime Mover-level Data | Estimated using an emission factor
2019 | CA | Red Bluff | 56184 | IC6 | IC | OP | NA | NG |  | 7729.562 | 0.0016309 | 0.000422 | EIA Prime Mover-level Data | Estimated using an emission factor
2019 | CA | Red Bluff | 56184 | IC7 | IC | OP | NA | NG |  | 7729.562 | 0.0016309 | 0.000422 | EIA Prime Mover-level Data | Estimated using an emission factor
2019 | CA | Red Bluff | 56184 | IC8 | IC | OP | NA | NG |  | 7729.562 | 0.0016309 | 0.000422 | EIA Prime Mover-level Data | Estimated using an emission factor
2019 | CA | Red Bluff | 56184 | IC9 | IC | OP | NA | NG |  | 7729.562 | 0.0016309 | 0.000422 | EIA Prime Mover-level Data | Estimated using an emission factor
2019 | CA | Red Mountain | 484 | 1 | HY | OP | NA | WAT |  |  |  | 1.5381e-07
2019 | CA | Redcrest Solar Farm | 58831 | PV-1 | PV | OP | NA | SUN |  | 360445 |  | 0 | EIA Prime Mover-level Data | Estimated using an emission factor
2019 | CA | Redwood 4 Solar Farm | 60490 | RW4SF | PV | OP | NA | SUN |  | 449377 |  | 0 | EIA Prime Mover-level Data | Estimated using an emission factor
2019 | CA | Reedley Community College Solar | 63074 | 234 | PV | OP | NA | SUN |  | 33845 |  | 0 | EIA Prime Mover-level Data | Estimated using an emission factor
2019 | CA | Regional Wastewater Control Facility | 56134 | 0101 | IC | OP | NA | OBG |  | 33667.71 | 0.24746 | 0.0147 | EIA Prime Mover-level Data | Estimated using an emission factor
2019 | CA | Regional Wastewater Control Facility | 56134 | 0301 | IC | OP | NA | OBG |  | 33667.71 | 0.24746 | 0.0147 | EIA Prime Mover-level Data | Estimated using an emission factor
2019 | CA | Regional Wastewater Control Facility | 56134 | 0401 | IC | OP | NA | OBG |  | 33667.71 | 0.24746 | 0.0147 | EIA Prime Mover-level Data | Estimated using an emission factor
2019 | CA | Regional Wastewater Control Facility | 56134 | 0501 | IC | SB | NA | DFO |  | 60601.88 | 9.3933 | 0.31 | EIA Prime Mover-level Data | Estimated using an emission factor
2019 | CA | Regulus Solar Project | 57650 | FRV4 | PV | OP | NA | SUN |  | 1402158 |  | 0 | EIA Prime Mover-level Data | Estimated using an emission factor
2019 | CA | Renew Solar ABC Sacramento LLC | 62545 | SACRA | PV | U | NA | SUN
2019 | CA | ReSource Center | 63094 | SBAD1 | IC | V | NA | OBG
2019 | CA | ReSource Center | 63094 | SBAD2 | IC | V | NA | OBG
2019 | CA | RE-VFO LLC | 63455 | INV1 | PV | OP | NA | SUN |  | 8596.5 |  | 0 | EIA Prime Mover-level Data | Estimated using an emission factor
2019 | CA | RE-VFO LLC | 63455 | INV2 | PV | OP | NA | SUN |  | 8596.5 |  | 0 | EIA Prime Mover-level Data | Estimated using an emission factor
2019 | CA | Richard J Donovan Correctional Facility | 54936 | 03 | GT | OP | NA | NG |  | 105030 | 0.28796 | 0.0054834 | EIA Prime Mover-level Data | NEI avg EF - PM, fuel type, firing type
2019 | CA | Richmond Cogen | 52109 | GEN1 | CT |  | NA | NG |  | 4706301 | 13.5457 | 0.0057564 | EIA Unit-level Data | NEI avg EF - PM, fuel type
2019 | CA | Richmond Cogen | 52109 | GEN2 | CT |  | NA | NG |  | 4808284 | 13.8393 | 0.0057564 | EIA Unit-level Data | NEI avg EF - PM, fuel type
2019 | CA | Richmond Cogen | 52109 | GEN3 | CT | IP | NA | NG
2019 | CA | Richmond Cogen | 52109 | HRSG1 | CA | OP | NA | OG |  | 1186595 | 0.25037 | 0.000422 | EIA Unit-level Data | Estimated using an emission factor
2019 | CA | Richmond Cogen | 52109 | HRSG2 | CA | OP | NA | OG |  | 1245775 | 0.26286 | 0.000422 | EIA Unit-level Data | Estimated using an emission factor
2019 | CA | Richmond Refinery TG800 | 52105 | GEN1 | ST | RE | NA | OG
2019 | CA | Richmond Refinery TG800 | 52105 | GEN2 | ST | RE | NA | OG
2019 | CA | Richmond Refinery TG800 | 52105 | GEN3 | ST | RE | NA | OG
2019 | CA | Richmond Refinery TG800 | 52105 | GEN4 | ST | RE | NA | OG
2019 | CA | Ridgetop | 54931 | WGN1 | WT | OP | NA | WND |  | 1191997 |  | 0 | EIA Prime Mover-level Data | Estimated using an emission factor
2019 | CA | Ridgetop Energy LLC | 10597 | WGN1 | WT | OP | NA | WND |  | 388803 |  | 0 | EIA Prime Mover-level Data | Estimated using an emission factor
2019 | CA | Rio Bravo Fresno | 10767 | CFB | ST | OP | NA | WDS |  | 2771837 | 31.6159 | 0.022812 | EIA Unit-level Data | NEI avg EF - PM, fuel type
2019 | CA | Rio Bravo Hydro Project | 50037 | UNT1 | HY | SB | NA | WAT |  | 176605.5 |  | 1.5381e-07 | EIA Prime Mover-level Data | NEI avg EF - PM, fuel type, firing type
2019 | CA | Rio Bravo Hydro Project | 50037 | UNT2 | HY | OP | NA | WAT |  | 176605.5 |  | 1.5381e-07 | EIA Prime Mover-level Data | NEI avg EF - PM, fuel type, firing type
2019 | CA | Rio Bravo Rocklin | 10772 | CFB | ST | OP | NA | WDS |  | 2623794 | 29.9273 | 0.022812 | EIA Unit-level Data | NEI avg EF - PM, fuel type
2019 | CA | Rio Bravo Solar 1 LLC | 59249 | PV1 | PV | OP | NA | SUN |  | 436865 |  | 0 | EIA Prime Mover-level Data | Estimated using an emission factor
2019 | CA | Rio Bravo Solar II LLC | 59250 | PV1 | PV | OP | NA | SUN |  | 441569 |  | 0 | EIA Prime Mover-level Data | Estimated using an emission factor
2019 | CA | Rio Hondo | 482 | 1 | HY | OP | NA | WAT |  | 9 |  | 1.5381e-07 | EIA Prime Mover-level Data | NEI avg EF - PM, fuel type, firing type
2019 | CA | Rising Tree Wind Farm | 57621 | GEN1 | WT | OP | NA | WND |  | 2113239 |  | 0 | EIA Prime Mover-level Data | Estimated using an emission factor
2019 | CA | Rising Tree Wind Farm II | 59235 | GEN1 | WT | OP | NA | WND |  | 483041 |  | 0 | EIA Prime Mover-level Data | Estimated using an emission factor
2019 | CA | Rising Tree Wind Farm III | 59236 | GEN1 | WT | OP | NA | WND |  | 2364253 |  | 0 | EIA Prime Mover-level Data | Estimated using an emission factor
2019 | CA | Riverside RWQCP Fuel Cell | 59877 | MB20 | FC | OP | NA | OBG |  | 100267 | 0 | 0 | EIA Prime Mover-level Data | Estimated using an emission factor
2019 | CA | Roaring Creek Water Power | 10881 | GEN1 | HY | OP | NA | WAT |  | 69979 |  | 1.5381e-07 | EIA Prime Mover-level Data | NEI avg EF - PM, fuel type, firing type
2019 | CA | Robbs Peak | 433 | 1 | HY | OP | NA | WAT |  | 502078 |  | 1.5381e-07 | EIA Prime Mover-level Data | NEI avg EF - PM, fuel type, firing type
2019 | CA | Robert O Schulz Solar Farm | 57579 | 1 | PV | OP | NA | SUN |  | 16706.08 |  | 0 | EIA Prime Mover-level Data | Estimated using an emission factor
2019 | CA | Robert O Schulz Solar Farm | 57579 | 2 | PV | OP | NA | SUN |  | 7424.923 |  | 0 | EIA Prime Mover-level Data | Estimated using an emission factor
2019 | CA | Rock Creek | 275 | H1 | HY | OP | NA | WAT |  | 2872146 |  | 1.5381e-07 | EIA Prime Mover-level Data | NEI avg EF - PM, fuel type, firing type
2019 | CA | Rock Creek | 275 | H2 | HY | OP | NA | WAT |  | 2872146 |  | 1.5381e-07 | EIA Prime Mover-level Data | NEI avg EF - PM, fuel type, firing type
2019 | CA | Rock Creek Dam | 56822 | 01 | HY | IP | NA | WAT
2019 | CA | Rock Creek LP | 50892 | GEN1 | HY | OP | NA | WAT |  | 7586.5 |  | 1.5381e-07 | EIA Prime Mover-level Data | NEI avg EF - PM, fuel type, firing type
2019 | CA | Rock Creek LP | 50892 | GEN2 | HY | OP | NA | WAT |  | 7586.5 |  | 1.5381e-07 | EIA Prime Mover-level Data | NEI avg EF - PM, fuel type, firing type
2019 | CA | Rockwood | 7824 | 1 | GT | OP | NA | NG |  | 7143.5 | 0.019585 | 0.0054834 | EIA Prime Mover-level Data | NEI avg EF - PM, fuel type, firing type
2019 | CA | Rockwood | 7824 | 2 | GT | OP | NA | DFO |  | 7143.5 | 0.061646 | 0.017259 | EIA Prime Mover-level Data | NEI avg EF - PM, fuel type, firing type
2019 | CA | Rodeo Solar C2 | 58751 | RSC2 | PV | OP | NA | SUN |  | 32838 |  | 0 | EIA Prime Mover-level Data | Estimated using an emission factor
2019 | CA | Rodeo Solar D2 | 58752 | RSD2 | PV | OP | NA | SUN |  | 31199 |  | 0 | EIA Prime Mover-level Data | Estimated using an emission factor
2019 | CA | Roll Delano | 58297 | ROL4 | FC | OP | NA | NG |  | 31711 | 0 | 0 | EIA Prime Mover-level Data | Estimated using an emission factor
2019 | CA | Roll Delano 2 | 58296 | ROL6 | FC | OP | NA | NG |  | 67845 | 0 | 0 | EIA Prime Mover-level Data | Estimated using an emission factor
2019 | CA | Roll Lost Hills | 58298 | ROL3 | FC | OP | NA | NG |  | 45529 | 0 | 0 | EIA Prime Mover-level Data | Estimated using an emission factor
2019 | CA | Rollins | 34 | 1P | HY | OP | NA | WAT |  | 676043 |  | 1.5381e-07 | EIA Prime Mover-level Data | NEI avg EF - PM, fuel type, firing type
2019 | CA | Rooney Ranch | 63088 | ROONR | WT | P | NA | WND
2019 | CA | Roseburg Forest Products Biomass | 56469 | FW-1 | ST | OP | NA | WDS |  | 1220249 | 13.9183 | 0.022812 | EIA Unit-level Data | NEI avg EF - PM, fuel type
2019 | CA | Roseville Power Plant #2 | 7452 | 1 | GT | SB | NA | NG |  | 13734 | 0.037654 | 0.0054834 | EIA Prime Mover-level Data | NEI avg EF - PM, fuel type, firing type
2019 | CA | Roseville Power Plant #2 | 7452 | 2 | GT | SB | NA | NG |  | 13734 | 0.037654 | 0.0054834 | EIA Prime Mover-level Data | NEI avg EF - PM, fuel type, firing type
2019 | CA | Roseville Solar | 62114 | ROSE | PV | OP | NA | SUN |  | 15654 |  | 0 | EIA Prime Mover-level Data | Estimated using an emission factor
2019 | CA | RPI Fuel Cell LLC | 57419 | 0001 | FC | RE | NA | OBG
2019 | CA | Rudy Solar, LLC | 59410 | SNL19 | PV | OP | NA | SUN |  | 35582 |  | 0 | EIA Prime Mover-level Data | Estimated using an emission factor
2019 | CA | Rugged Solar LLC | 57960 | 1 | PV | V | NA | SUN
2019 | CA | Rush Creek | 357 | 1 | HY | OP | NA | WAT |  | 192514.3 |  | 1.5381e-07 | EIA Prime Mover-level Data | NEI avg EF - PM, fuel type, firing type
2019 | CA | Rush Creek | 357 | 2 | HY | OP | NA | WAT |  | 234932.7 |  | 1.5381e-07 | EIA Prime Mover-level Data | NEI avg EF - PM, fuel type, firing type
2019 | CA | Rutan | 58449 | 1 | PV | OP | NA | SUN |  | 12898.88 |  | 0 | EIA Prime Mover-level Data | Estimated using an emission factor
2019 | CA | Rutan | 58449 | 2 | PV | OP | NA | SUN |  | 12898.88 |  | 0 | EIA Prime Mover-level Data | Estimated using an emission factor
2019 | CA | Rutan | 58449 | 3 | PV | OP | NA | SUN |  | 8599.25 |  | 0 | EIA Prime Mover-level Data | Estimated using an emission factor
2019 | CA | Sacramento (SMUD) | 59323 | SMUPV | PV | OP | NA | SUN |  | 18912 |  | 0 | EIA Prime Mover-level Data | Estimated using an emission factor
2019 | CA | Sacramento Fairbain Water Treatment Plant | 58636 | 1 | PV | OP | NA | SUN |  | 10720 |  | 0 | EIA Prime Mover-level Data | Estimated using an emission factor
2019 | CA | Sacramento Regional County Sanitation PV | 61209 | PV1 | PV | OP | NA | SUN |  | 68738 |  | 0 | EIA Prime Mover-level Data | Estimated using an emission factor
2019 | CA | Sacramento Soleil LLC | 56875 | TBD | PV | OP | NA | SUN |  | 12875 |  | 0 | EIA Prime Mover-level Data | Estimated using an emission factor
2019 | CA | Saint Agnes Medical Center | 54800 | 9911 | GT | OP | NA | NG |  | 215128 | 0.58982 | 0.0054834 | EIA Prime Mover-level Data | NEI avg EF - PM, fuel type, firing type
2019 | CA | Saint Agnes Medical Center | 54800 | 9929 | GT | OP | NA | NG |  | 215128 | 0.58982 | 0.0054834 | EIA Prime Mover-level Data | NEI avg EF - PM, fuel type, firing type
2019 | CA | Saint Agnes Medical Center | 54800 | 9930 | IC | RE | NA | NG
2019 | CA | Saint Johns Health Center | 50610 | 01 | GT | OP | NA | NG |  |  |  | 0.0070853
2019 | CA | Salt Springs | 279 | 1 | HY | OP | NA | WAT |  | 499460.3 |  | 1.5381e-07 | EIA Prime Mover-level Data | NEI avg EF - PM, fuel type, firing type
2019 | CA | Salt Springs | 279 | 2 | HY | OP | NA | WAT |  | 1206014 |  | 1.5381e-07 | EIA Prime Mover-level Data | NEI avg EF - PM, fuel type, firing type
2019 | CA | Salton Sea Power Gen Co - Unit 2 | 10879 | GEN1 | ST | OP | NA | GEO |  | 549170.4 |  | 0 | EIA Prime Mover-level Data | Estimated using an emission factor
2019 | CA | Salton Sea Power Gen Co - Unit 2 | 10879 | GEN2 | ST | OP | NA | GEO |  | 238769.8 |  | 0 | EIA Prime Mover-level Data | Estimated using an emission factor
2019 | CA | Salton Sea Power Gen Co - Unit 2 | 10879 | GEN3 | ST | OP | NA | GEO |  | 167138.8 |  | 0 | EIA Prime Mover-level Data | Estimated using an emission factor
2019 | CA | Salton Sea Power Gen Co - Unit 3 | 10759 | GEN1 | ST | OP | NA | GEO |  | 2675760 |  | 0 | EIA Prime Mover-level Data | Estimated using an emission factor
2019 | CA | Salton Sea Power Gen Co - Unit 4 | 54996 | 4100 | ST | OP | NA | GEO |  | 2583933 |  | 0 | EIA Prime Mover-level Data | Estimated using an emission factor
2019 | CA | Salton Sea Power Gen Co Unit 1 | 10878 | EE11 | ST | OP | NA | GEO |  | 677586 |  | 0 | EIA Prime Mover-level Data | Estimated using an emission factor
2019 | CA | Salton Sea Power LLC - Unit 5 | 55983 | TG51 | ST | OP | NA | GEO |  | 2864104 |  | 0 | EIA Prime Mover-level Data | Estimated using an emission factor
2019 | CA | San Antonio Regional Hospital | 50234 | 2074 | IC | OP | NA | NG |  | 54055.33 | 0.011406 | 0.000422 | EIA Prime Mover-level Data | Estimated using an emission factor
2019 | CA | San Antonio Regional Hospital | 50234 | 2075 | IC | OP | NA | NG |  | 54055.33 | 0.011406 | 0.000422 | EIA Prime Mover-level Data | Estimated using an emission factor
2019 | CA | San Antonio Regional Hospital | 50234 | 2076 | IC | OP | NA | NG |  | 54055.33 | 0.011406 | 0.000422 | EIA Prime Mover-level Data | Estimated using an emission factor
2019 | CA | San Antonio West Solar Rooftop | 57904 | CHNO | PV | OP | NA | SUN |  | 15474 |  | 0 | EIA Prime Mover-level Data | Estimated using an emission factor
2019 | CA | San Diego International Airport BESS | 62754 | BA | BA | U | NA | MWH
2019 | CA | San Diego State University | 50061 | GEN1 | CT | RE | NA | NG
2019 | CA | San Diego State University | 50061 | GEN2 | CT |  | NA | NG |  | 367834 | 1.0587 | 0.0057564 | EIA Unit-level Data | NEI avg EF - PM, fuel type
2019 | CA | San Diego State University | 50061 | GEN3 | CT |  | NA | NG |  | 307725 | 0.8857 | 0.0057564 | EIA Unit-level Data | NEI avg EF - PM, fuel type
2019 | CA | San Diego State University | 50061 | GEN4 | CA | OP | NA | NG |  | 0 | 0 | 0.0017814 | EIA Prime Mover-level Data | NEI avg EF - PM, fuel type, firing type
2019 | CA | San Diego State University | 50061 | GEN5 | PV | OP | NA | SUN |  | 1852.25 |  | 0 | EIA Prime Mover-level Data | Estimated using an emission factor
2019 | CA | San Diego State University | 50061 | GEN6 | PV | OP | NA | SUN |  | 5556.75 |  | 0 | EIA Prime Mover-level Data | Estimated using an emission factor
2019 | CA | San Diego State University | 50061 | GEN7 | PV | OP | NA | SUN |  | 5556.75 |  | 0 | EIA Prime Mover-level Data | Estimated using an emission factor
2019 | CA | San Diego State University | 50061 | GEN8 | PV | OP | NA | SUN |  | 1852.25 |  | 0 | EIA Prime Mover-level Data | Estimated using an emission factor
2019 | CA | San Diego Zoo | 63412 | SDZOO | BA | OP | NA | MWH
2019 | CA | San Dimas | 6646 | 1 | HY | OP | NA | WAT |  | 319103 |  | 1.5381e-07 | EIA Prime Mover-level Data | NEI avg EF - PM, fuel type, firing type
2019 | CA | San Dimas Wash Generating Station | 50233 | 4011 | HY | SB | NA | WAT |  | 26898 |  | 1.5381e-07 | EIA Prime Mover-level Data | NEI avg EF - PM, fuel type, firing type
2019 | CA | San Fernando | 403 | 1 | HY | OP | NA | WAT |  | 50223.5 |  | 1.5381e-07 | EIA Prime Mover-level Data | NEI avg EF - PM, fuel type, firing type
2019 | CA | San Fernando | 403 | 2 | HY | OP | NA | WAT |  | 50223.5 |  | 1.5381e-07 | EIA Prime Mover-level Data | NEI avg EF - PM, fuel type, firing type
2019 | CA | San Francisco Electric Reliability Proj | 56305 | 1 | GT | CN | NA | NG
2019 | CA | San Francisco Electric Reliability Proj | 56305 | 2 | GT | CN | NA | NG
2019 | CA | San Francisco Electric Reliability Proj | 56305 | 3 | GT | CN | NA | NG
2019 | CA | San Francisco Intl Airport Ct Project | 56306 | 1 | GT | CN | NA | NG
2019 | CA | San Francisquito 1 | 6479 | 3 | HY | OP | NA | WAT |  | 345481.9 |  | 1.5381e-07 | EIA Prime Mover-level Data | NEI avg EF - PM, fuel type, firing type
2019 | CA | San Francisquito 1 | 6479 | 4 | HY | OP | NA | WAT |  | 369909.9 |  | 1.5381e-07 | EIA Prime Mover-level Data | NEI avg EF - PM, fuel type, firing type
2019 | CA | San Francisquito 1 | 6479 | 6 | HY | OP | NA | WAT |  | 785186.1 |  | 1.5381e-07 | EIA Prime Mover-level Data | NEI avg EF - PM, fuel type, firing type
2019 | CA | San Francisquito 1 | 6479 | 1A | HY | OP | NA | WAT |  | 785186.1 |  | 1.5381e-07 | EIA Prime Mover-level Data | NEI avg EF - PM, fuel type, firing type
2019 | CA | San Francisquito 2 | 6480 | 1 | HY | OS | NA | WAT |  | 212573.9 |  | 1.5381e-07 | EIA Prime Mover-level Data | NEI avg EF - PM, fuel type, firing type
2019 | CA | San Francisquito 2 | 6480 | 2 | HY | OP | NA | WAT |  | 212573.9 |  | 1.5381e-07 | EIA Prime Mover-level Data | NEI avg EF - PM, fuel type, firing type
2019 | CA | San Francisquito 2 | 6480 | 3 | HY | OP | NA | WAT |  | 273309.3 |  | 1.5381e-07 | EIA Prime Mover-level Data | NEI avg EF - PM, fuel type, firing type
2019 | CA | San Gabriel Hydro Project | 54017 | U1 | HY | OP | NA | WAT |  | 63527.88 |  | 1.5381e-07 | EIA Prime Mover-level Data | NEI avg EF - PM, fuel type, firing type
2019 | CA | San Gabriel Hydro Project | 54017 | U2 | HY | OP | NA | WAT |  | 17918.12 |  | 1.5381e-07 | EIA Prime Mover-level Data | NEI avg EF - PM, fuel type, firing type
2019 | CA | San Gorgonio 1 | 7148 | 1 | HY | RE | NA | WAT
2019 | CA | San Gorgonio Farms Wind Farm | 50281 | WGEN | WT | OP | NA | WND |  | 789846 |  | 0 | EIA Prime Mover-level Data | Estimated using an emission factor
2019 | CA | San Gorgonio Westwinds II LLC | 50690 | GEN1 | WT | OP | NA | WND |  | 1059185 |  | 0 | EIA Prime Mover-level Data | Estimated using an emission factor
2019 | CA | San Gorgonio Windplant WPP1993 | 54454 | GEN11 | WT | OP | NA | WND |  | 1625114 |  | 0 | EIA Prime Mover-level Data | Estimated using an emission factor
2019 | CA | San Gorgonio Windplant WPP1993 | 54454 | GEN3 | WT | RE | NA | WND
2019 | CA | San Jacinto Solar | 60972 | SJAC | PV | IP | NA | SUN
2019 | CA | San Joaquin 2 | 276 | 1 | HY | OP | NA | WAT |  |  |  | 1.5381e-07
2019 | CA | San Joaquin 3 | 277 | 3 | HY | OS | NA | WAT |  |  |  | 1.5381e-07
2019 | CA | San Joaquin Solar | 60678 | SJ1A | PV | OP | NA | SUN |  | 322040 |  | 0 | EIA Prime Mover-level Data | Estimated using an emission factor
2019 | CA | San Joaquin Solar | 60678 | SJ1B | PV | OP | NA | SUN |  | 24396.97 |  | 0 | EIA Prime Mover-level Data | Estimated using an emission factor
2019 | CA | San Jose Cogeneration | 10548 | GEN1 | GT | OP | NA | NG |  | 527858 | 1.4472 | 0.0054834 | EIA Prime Mover-level Data | NEI avg EF - PM, fuel type, firing type
2019 | CA | San Onofre Nuclear Generating Station | 360 | 2 | ST | RE | NA | NUC
2019 | CA | San Onofre Nuclear Generating Station | 360 | 3 | ST | RE | NA | NUC
2019 | CA | San Pablo Raceway | 62004 | SPRWY | PV | OP | NA | SUN |  | 798519 |  | 0 | EIA Prime Mover-level Data | Estimated using an emission factor
2019 | CA | Sand Bar Power Plant | 50400 | GEN1 | HY | OP | NA | WAT |  | 957892 |  | 1.5381e-07 | EIA Prime Mover-level Data | NEI avg EF - PM, fuel type, firing type
2019 | CA | Sand Drag LLC | 57361 | 1 | PV | OP | NA | SUN |  | 282683 |  | 0 | EIA Prime Mover-level Data | Estimated using an emission factor
2019 | CA | Sand Hill A | 63126 | SNDHA | WT | P | NA | WND
2019 | CA | Sand Hill B | 63652 | SNDHB | WT | P | NA | WND
2019 | CA | Sand Hill C | 63653 | SNDHC | WT | P | NA | WND
2019 | CA | Santa Ana 1 | 361 | 1 | HY | OP | NA | WAT |  | 173.75 |  | 1.5381e-07 | EIA Prime Mover-level Data | NEI avg EF - PM, fuel type, firing type
2019 | CA | Santa Ana 1 | 361 | 2 | HY | OP | NA | WAT |  | 173.75 |  | 1.5381e-07 | EIA Prime Mover-level Data | NEI avg EF - PM, fuel type, firing type
2019 | CA | Santa Ana 1 | 361 | 3 | HY | OP | NA | WAT |  | 173.75 |  | 1.5381e-07 | EIA Prime Mover-level Data | NEI avg EF - PM, fuel type, firing type
2019 | CA | Santa Ana 1 | 361 | 4 | HY | OP | NA | WAT |  | 173.75 |  | 1.5381e-07 | EIA Prime Mover-level Data | NEI avg EF - PM, fuel type, firing type
2019 | CA | Santa Ana 3 | 363 | 1 | HY | OP | NA | WAT |  | 36694 |  | 1.5381e-07 | EIA Prime Mover-level Data | NEI avg EF - PM, fuel type, firing type
2019 | CA | Santa Clara (85C) | 50534 | WGNS | WT | RE | NA | WND
2019 | CA | Santa Clara Cogen | 7232 | 1 | GT | OP | NA | NG |  | 375787.5 | 1.0303 | 0.0054834 | EIA Prime Mover-level Data | NEI avg EF - PM, fuel type, firing type
2019 | CA | Santa Clara Cogen | 7232 | 2 | GT | OP | NA | NG |  | 375787.5 | 1.0303 | 0.0054834 | EIA Prime Mover-level Data | NEI avg EF - PM, fuel type, firing type
2019 | CA | Santa Cruz Energy | 57876 | UNT1 | IC | OP | NA | LFG |  | 117449 | 0.86325 | 0.0147 | EIA Prime Mover-level Data | Estimated using an emission factor
2019 | CA | Santa Fe Springs Rooftop Solar BLDG H | 58913 | 1 | PV | OP | NA | SUN |  | 27281 |  | 0 | EIA Prime Mover-level Data | Estimated using an emission factor
2019 | CA | Santa Fe Springs Rooftop Solar BLDG M | 58912 | 1 | PV | OP | NA | SUN |  | 20968 |  | 0 | EIA Prime Mover-level Data | Estimated using an emission factor
2019 | CA | Santa Felicia Dam | 50076 | UNT1 | HY | OP | NA | WAT |  | 1252.154 |  | 1.5381e-07 | EIA Prime Mover-level Data | NEI avg EF - PM, fuel type, firing type
2019 | CA | Santa Felicia Dam | 50076 | UNT2 | HY | OP | NA | WAT |  | 6886.846 |  | 1.5381e-07 | EIA Prime Mover-level Data | NEI avg EF - PM, fuel type, firing type
2019 | CA | Santa Maria Cogen Plant | 10733 | GEN1 | GT | RE | NA | NG
2019 | CA | Santa Maria EPG | 56284 | EPG | ST | OP | NA | PRG |  | 98469 | 2.8329 | 0.057539 | EIA Prime Mover-level Data | NEI avg EF - PM, fuel type
2019 | CA | Santa Maria LFG Power Plant | 57100 | EN01 | IC | OP | NA | LFG |  |  |  | 0.0147
2019 | CA | Santa Rita Jail Fuel Cell | 60385 | MB-18 | FC | OP | NA | NG |  | 87503 | 0 | 0 | EIA Prime Mover-level Data | Estimated using an emission factor
2019 | CA | Santa Rita Jail Hybrid | 58625 | SRFC2 | FC | OP | NA | NG |  | 81276 | 0 | 0 | EIA Prime Mover-level Data | Estimated using an emission factor
2019 | CA | Santa Rita Jail Hybrid | 58625 | SRJBA | BA | OS | NA | MWH
2019 | CA | Santa Rita Jail Hybrid | 58625 | SRJFC | FC | RE | NA | NG
2019 | CA | Santa Rita Jail Hybrid | 58625 | SRJPV | PV | RE | NA | SUN
2019 | CA | Santa Rita Jail Hybrid | 58625 | SRPV2 | PV | OP | NA | SUN |  | 18270.67 |  | 0 | EIA Prime Mover-level Data | Estimated using an emission factor
2019 | CA | Santa Rita Jail Hybrid | 58625 | SRPV3 | PV | OP | NA | SUN |  | 9135.333 |  | 0 | EIA Prime Mover-level Data | Estimated using an emission factor
2019 | CA | Santa Rosa Junior College Petaluma Solar | 62039 | SRJCP | PV | OP | NA | SUN |  | 25927 |  | 0 | EIA Prime Mover-level Data | Estimated using an emission factor
2019 | CA | Saticoy | 63891 | SATCY | BA | T | NA | MWH
2019 | CA | SC 1 Data Center, Phase 2 | 59074 | 17A | IC | SB | NA | DFO |  | 81.902 | 0.012695 | 0.31 | EIA Prime Mover-level Data | Estimated using an emission factor
2019 | CA | SC 1 Data Center, Phase 2 | 59074 | 17B | IC | SB | NA | DFO |  | 81.902 | 0.012695 | 0.31 | EIA Prime Mover-level Data | Estimated using an emission factor
2019 | CA | SC 1 Data Center, Phase 2 | 59074 | 18A | IC | SB | NA | DFO |  | 81.902 | 0.012695 | 0.31 | EIA Prime Mover-level Data | Estimated using an emission factor
2019 | CA | SC 1 Data Center, Phase 2 | 59074 | 18B | IC | SB | NA | DFO |  | 81.902 | 0.012695 | 0.31 | EIA Prime Mover-level Data | Estimated using an emission factor
2019 | CA | SC 1 Data Center, Phase 2 | 59074 | 19A | IC | SB | NA | DFO |  | 81.902 | 0.012695 | 0.31 | EIA Prime Mover-level Data | Estimated using an emission factor
2019 | CA | SC 1 Data Center, Phase 2 | 59074 | 19B | IC | SB | NA | DFO |  | 81.902 | 0.012695 | 0.31 | EIA Prime Mover-level Data | Estimated using an emission factor
2019 | CA | SC 1 Data Center, Phase 2 | 59074 | 20A | IC | SB | NA | DFO |  | 81.902 | 0.012695 | 0.31 | EIA Prime Mover-level Data | Estimated using an emission factor
2019 | CA | SC 1 Data Center, Phase 2 | 59074 | 20B | IC | SB | NA | DFO |  | 81.902 | 0.012695 | 0.31 | EIA Prime Mover-level Data | Estimated using an emission factor
2019 | CA | SC 1 Data Center, Phase 2 | 59074 | 21A | IC | SB | NA | DFO |  | 81.902 | 0.012695 | 0.31 | EIA Prime Mover-level Data | Estimated using an emission factor
2019 | CA | SC 1 Data Center, Phase 2 | 59074 | 21B | IC | SB | NA | DFO |  | 81.902 | 0.012695 | 0.31 | EIA Prime Mover-level Data | Estimated using an emission factor
2019 | CA | SC 1 Data Center, Phase 2 | 59074 | 22A | IC | SB | NA | DFO |  | 81.902 | 0.012695 | 0.31 | EIA Prime Mover-level Data | Estimated using an emission factor
2019 | CA | SC 1 Data Center, Phase 2 | 59074 | 22B | IC | SB | NA | DFO |  | 81.902 | 0.012695 | 0.31 | EIA Prime Mover-level Data | Estimated using an emission factor
2019 | CA | SC 1 Data Center, Phase 2 | 59074 | EG10B | IC | SB | NA | DFO |  | 81.902 | 0.012695 | 0.31 | EIA Prime Mover-level Data | Estimated using an emission factor
2019 | CA | SC 1 Data Center, Phase 2 | 59074 | EG11A | IC | SB | NA | DFO |  | 81.902 | 0.012695 | 0.31 | EIA Prime Mover-level Data | Estimated using an emission factor
2019 | CA | SC 1 Data Center, Phase 2 | 59074 | EG11B | IC | SB | NA | DFO |  | 81.902 | 0.012695 | 0.31 | EIA Prime Mover-level Data | Estimated using an emission factor
2019 | CA | SC 1 Data Center, Phase 2 | 59074 | EG12A | IC | SB | NA | DFO |  | 81.902 | 0.012695 | 0.31 | EIA Prime Mover-level Data | Estimated using an emission factor
2019 | CA | SC 1 Data Center, Phase 2 | 59074 | EG12B | IC | SB | NA | DFO |  | 81.902 | 0.012695 | 0.31 | EIA Prime Mover-level Data | Estimated using an emission factor
2019 | CA | SC 1 Data Center, Phase 2 | 59074 | EG13A | IC | SB | NA | DFO |  | 81.902 | 0.012695 | 0.31 | EIA Prime Mover-level Data | Estimated using an emission factor
2019 | CA | SC 1 Data Center, Phase 2 | 59074 | EG14A | IC | SB | NA | DFO |  | 81.902 | 0.012695 | 0.31 | EIA Prime Mover-level Data | Estimated using an emission factor
2019 | CA | SC 1 Data Center, Phase 2 | 59074 | EG15A | IC | SB | NA | DFO |  | 81.902 | 0.012695 | 0.31 | EIA Prime Mover-level Data | Estimated using an emission factor
2019 | CA | SC 1 Data Center, Phase 2 | 59074 | EG15B | IC | SB | NA | DFO |  | 81.902 | 0.012695 | 0.31 | EIA Prime Mover-level Data | Estimated using an emission factor
2019 | CA | SC 1 Data Center, Phase 2 | 59074 | EG16A | IC | SB | NA | DFO |  | 81.902 | 0.012695 | 0.31 | EIA Prime Mover-level Data | Estimated using an emission factor
2019 | CA | SC 1 Data Center, Phase 2 | 59074 | EG16B | IC | SB | NA | DFO |  | 81.902 | 0.012695 | 0.31 | EIA Prime Mover-level Data | Estimated using an emission factor
2019 | CA | SC 1 Data Center, Phase 2 | 59074 | EG1A | IC | SB | NA | DFO |  | 78.341 | 0.012143 | 0.31 | EIA Prime Mover-level Data | Estimated using an emission factor
2019 | CA | SC 1 Data Center, Phase 2 | 59074 | EG1B | IC | SB | NA | DFO |  | 78.341 | 0.012143 | 0.31 | EIA Prime Mover-level Data | Estimated using an emission factor
2019 | CA | SC 1 Data Center, Phase 2 | 59074 | EG2A | IC | SB | NA | DFO |  | 78.341 | 0.012143 | 0.31 | EIA Prime Mover-level Data | Estimated using an emission factor
2019 | CA | SC 1 Data Center, Phase 2 | 59074 | EG2B | IC | SB | NA | DFO |  | 78.341 | 0.012143 | 0.31 | EIA Prime Mover-level Data | Estimated using an emission factor
2019 | CA | SC 1 Data Center, Phase 2 | 59074 | EG3A | IC | SB | NA | DFO |  | 78.341 | 0.012143 | 0.31 | EIA Prime Mover-level Data | Estimated using an emission factor
2019 | CA | SC 1 Data Center, Phase 2 | 59074 | EG3B | IC | SB | NA | DFO |  | 78.341 | 0.012143 | 0.31 | EIA Prime Mover-level Data | Estimated using an emission factor
2019 | CA | SC 1 Data Center, Phase 2 | 59074 | EG4A | IC | SB | NA | DFO |  | 78.341 | 0.012143 | 0.31 | EIA Prime Mover-level Data | Estimated using an emission factor
2019 | CA | SC 1 Data Center, Phase 2 | 59074 | EG4B | IC | SB | NA | DFO |  | 78.341 | 0.012143 | 0.31 | EIA Prime Mover-level Data | Estimated using an emission factor
2019 | CA | SC 1 Data Center, Phase 2 | 59074 | EG5A | IC | SB | NA | DFO |  | 78.341 | 0.012143 | 0.31 | EIA Prime Mover-level Data | Estimated using an emission factor
2019 | CA | SC 1 Data Center, Phase 2 | 59074 | EG5B | IC | SB | NA | DFO |  | 78.341 | 0.012143 | 0.31 | EIA Prime Mover-level Data | Estimated using an emission factor
2019 | CA | SC 1 Data Center, Phase 2 | 59074 | EG6A | IC | SB | NA | DFO |  | 78.341 | 0.012143 | 0.31 | EIA Prime Mover-level Data | Estimated using an emission factor
2019 | CA | SC 1 Data Center, Phase 2 | 59074 | EG6B | IC | SB | NA | DFO |  | 78.341 | 0.012143 | 0.31 | EIA Prime Mover-level Data | Estimated using an emission factor
2019 | CA | SC 1 Data Center, Phase 2 | 59074 | EG7A | IC | SB | NA | DFO |  | 78.341 | 0.012143 | 0.31 | EIA Prime Mover-level Data | Estimated using an emission factor
2019 | CA | SC 1 Data Center, Phase 2 | 59074 | EG7B | IC | SB | NA | DFO |  | 78.341 | 0.012143 | 0.31 | EIA Prime Mover-level Data | Estimated using an emission factor
2019 | CA | SC 1 Data Center, Phase 2 | 59074 | EG8A | IC | SB | NA | DFO |  | 78.341 | 0.012143 | 0.31 | EIA Prime Mover-level Data | Estimated using an emission factor
2019 | CA | SC 1 Data Center, Phase 2 | 59074 | EG8B | IC | SB | NA | DFO |  | 78.341 | 0.012143 | 0.31 | EIA Prime Mover-level Data | Estimated using an emission factor
2019 | CA | SC 1 Data Center, Phase 2 | 59074 | EG9A | IC | SB | NA | DFO |  | 81.902 | 0.012695 | 0.31 | EIA Prime Mover-level Data | Estimated using an emission factor
2019 | CA | SC 1 Data Center, Phase 2 | 59074 | EG9B | IC | SB | NA | DFO |  | 81.902 | 0.012695 | 0.31 | EIA Prime Mover-level Data | Estimated using an emission factor
2019 | CA | SCCCD - Clovis Community College | 63021 | 232 | PV | OP | NA | SUN |  | 17461 |  | 0 | EIA Prime Mover-level Data | Estimated using an emission factor
2019 | CA | SCCCD - Fresno Community College | 63068 | 231 | PV | OP | NA | SUN |  | 32037 |  | 0 | EIA Prime Mover-level Data | Estimated using an emission factor
2019 | CA | SCDA Solar 1 | 61006 | SCAIR | PV | OP | NA | SUN |  | 132519 |  | 0 | EIA Prime Mover-level Data | Estimated using an emission factor
2019 | CA | SCE-Snowline-Duncan Road (North) | 59359 | 10400 | PV | OP | NA | SUN |  | 30210 |  | 0 | EIA Prime Mover-level Data | Estimated using an emission factor
2019 | CA | SCE-Snowline-Duncan Road (South) | 59360 | 11113 | PV | OP | NA | SUN |  | 22875 |  | 0 | EIA Prime Mover-level Data | Estimated using an emission factor
2019 | CA | SCE-Snowline-White Rd (Central) | 59423 | 10402 | PV | OP | NA | SUN |  | 34931 |  | 0 | EIA Prime Mover-level Data | Estimated using an emission factor
2019 | CA | SCE-Snowline-White Road (North) | 59422 | 10401 | PV | OP | NA | SUN |  | 34779 |  | 0 | EIA Prime Mover-level Data | Estimated using an emission factor
2019 | CA | SCE-Snowline-White Road (South) | 59421 | 11111 | PV | OP | NA | SUN |  | 34137 |  | 0 | EIA Prime Mover-level Data | Estimated using an emission factor
2019 | CA | Scott Flat | 839 | 7P | HY | OP | NA | WAT |  | 44102 |  | 1.5381e-07 | EIA Prime Mover-level Data | NEI avg EF - PM, fuel type, firing type
2019 | CA | SCU000 El Camino Real Fuel Cell | 63715 | SCU00 | FC | OP | NA | NG |  | 81944 | 0 | 0 | EIA Prime Mover-level Data | Estimated using an emission factor
2019 | CA | SDCCD - Miramar | 59138 | 57449 | PV | OP | NA | SUN |  | 14968 |  | 0 | EIA Prime Mover-level Data | Estimated using an emission factor
2019 | CA | SDCWA - Twin Oaks | 59139 | 57449 | PV | OP | NA | SUN |  | 15458 |  | 0 | EIA Prime Mover-level Data | Estimated using an emission factor
2019 | CA | SeaWorld Aquatica | 61843 | 10276 | PV | OP | NA | SUN |  | 17685 |  | 0 | EIA Prime Mover-level Data | Estimated using an emission factor
2019 | CA | Second Imperial Geothermal | 54111 | GE10 | BT | OP | NA | GEO |  | 108683.4 |  | 0 | EIA Prime Mover-level Data | Estimated using an emission factor
2019 | CA | Second Imperial Geothermal | 54111 | GE11 | BT | OP | NA | GEO |  | 108683.4 |  | 0 | EIA Prime Mover-level Data | Estimated using an emission factor
2019 | CA | Second Imperial Geothermal | 54111 | GE12 | BT | OP | NA | GEO |  | 108683.4 |  | 0 | EIA Prime Mover-level Data | Estimated using an emission factor
2019 | CA | Second Imperial Geothermal | 54111 | GE13 | BT | OP | NA | GEO |  | 386430 |  | 0 | EIA Prime Mover-level Data | Estimated using an emission factor
2019 | CA | Second Imperial Geothermal | 54111 | GEN1 | BT | OP | NA | GEO |  | 84531.56 |  | 0 | EIA Prime Mover-level Data | Estimated using an emission factor
2019 | CA | Second Imperial Geothermal | 54111 | GEN14 | BT | OP | NA | GEO |  | 386430 |  | 0 | EIA Prime Mover-level Data | Estimated using an emission factor
2019 | CA | Second Imperial Geothermal | 54111 | GEN2 | BT | OP | NA | GEO |  | 84531.56 |  | 0 | EIA Prime Mover-level Data | Estimated using an emission factor
2019 | CA | Second Imperial Geothermal | 54111 | GEN3 | BT | OP | NA | GEO |  | 84531.56 |  | 0 | EIA Prime Mover-level Data | Estimated using an emission factor
2019 | CA | Second Imperial Geothermal | 54111 | GEN4 | BT | OP | NA | GEO |  | 84531.56 |  | 0 | EIA Prime Mover-level Data | Estimated using an emission factor
2019 | CA | Second Imperial Geothermal | 54111 | GEN5 | BT | OP | NA | GEO |  | 84531.56 |  | 0 | EIA Prime Mover-level Data | Estimated using an emission factor
2019 | CA | Second Imperial Geothermal | 54111 | GEN6 | BT | OP | NA | GEO |  | 84531.56 |  | 0 | EIA Prime Mover-level Data | Estimated using an emission factor
2019 | CA | Second Imperial Geothermal | 54111 | GEN7 | BT | OP | NA | GEO |  | 108683.4 |  | 0 | EIA Prime Mover-level Data | Estimated using an emission factor
2019 | CA | Second Imperial Geothermal | 54111 | GEN8 | BT | OP | NA | GEO |  | 108683.4 |  | 0 | EIA Prime Mover-level Data | Estimated using an emission factor
2019 | CA | Second Imperial Geothermal | 54111 | GEN9 | BT | OP | NA | GEO |  | 108683.4 |  | 0 | EIA Prime Mover-level Data | Estimated using an emission factor
2019 | CA | SEGS III | 10439 | 3U100 | ST | OP | NA | NG |  | 0 | 0 | 0.0080524 | EIA Unit-level Data | NEI avg EF - PM, fuel type, firing type
2019 | CA | SEGS IV | 10440 | 4U100 | ST | OP | NA | NG |  | 0 | 0 | 0.0080524 | EIA Unit-level Data | NEI avg EF - PM, fuel type, firing type
2019 | CA | SEGS IX | 10446 | HTFHTR | ST | OP | NA | NG |  | 211726.6 | 0.85246 | 0.0080524 | EIA Unit-level Data | NEI avg EF - PM, fuel type
2019 | CA | SEGS V | 10441 | 5U100 | ST | OP | NA | NG |  | 0 | 0 | 0.0080524 | EIA Unit-level Data | NEI avg EF - PM, fuel type, firing type
2019 | CA | SEGS VI | 10442 | 6U100 | ST | OP | NA | NG |  | 0 | 0 | 0.0080524 | EIA Unit-level Data | NEI avg EF - PM, fuel type
2019 | CA | SEGS VII | 10443 | 7U100 | ST | OP | NA | NG |  | 0 | 0 | 0.0080524 | EIA Unit-level Data | NEI avg EF - PM, fuel type
2019 | CA | SEGS VIII | 10444 | HTFHTR | ST | OP | NA | NG |  | 234560.7 | 0.94439 | 0.0080524 | EIA Unit-level Data | NEI avg EF - PM, fuel type
2019 | CA | Sepulveda Canyon | 316 | 1 | HY | SB | NA | WAT |  | 112768 |  | 1.5381e-07 | EIA Prime Mover-level Data | NEI avg EF - PM, fuel type, firing type
2019 | CA | SEPV 1 | 58073 | SEPV | PV | OP | NA | SUN |  | 42943 |  | 0 | EIA Prime Mover-level Data | Estimated using an emission factor
2019 | CA | SEPV 18 | 59730 | SPV18 | PV | OP | NA | SUN |  | 47396 |  | 0 | EIA Prime Mover-level Data | Estimated using an emission factor
2019 | CA | SEPV 2 | 58074 | SEPV | PV | OP | NA | SUN |  | 39596 |  | 0 | EIA Prime Mover-level Data | Estimated using an emission factor
2019 | CA | SEPV 8 | 58234 | SPV8 | PV | OP | NA | SUN |  | 290298 |  | 0 | EIA Prime Mover-level Data | Estimated using an emission factor
2019 | CA | SEPV Imperial Dixieland East | 60745 | SESI1 | PV | OP | NA | SUN |  | 51679 |  | 0 | EIA Prime Mover-level Data | Estimated using an emission factor
2019 | CA | SEPV Imperial Dixieland West | 60744 | SESI2 | PV | OP | NA | SUN |  | 78729 |  | 0 | EIA Prime Mover-level Data | Estimated using an emission factor
2019 | CA | SEPV Mojave West | 59740 | SPVMW | PV | OP | NA | SUN |  | 486924 |  | 0 | EIA Prime Mover-level Data | Estimated using an emission factor
2019 | CA | SEPV Palmdale East | 59273 | PALME | PV | OP | NA | SUN |  | 231345 |  | 0 | EIA Prime Mover-level Data | Estimated using an emission factor
2019 | CA | SEPV9 Power Plant | 58227 | SPV9 | PV | OP | NA | SUN |  | 218353 |  | 0 | EIA Prime Mover-level Data | Estimated using an emission factor
2019 | CA | Seville 1 | 59722 | SEV1 | PV | OP | NA | SUN |  | 467193 |  | 0 | EIA Prime Mover-level Data | Estimated using an emission factor
2019 | CA | Seville 2 | 59723 | SEV2 | PV | OP | NA | SUN |  | 750607 |  | 0 | EIA Prime Mover-level Data | Estimated using an emission factor
2019 | CA | SF Southeast Cogen Plant | 57971 | COGEN | IC | OP | NA | OBG |  | 38554 | 0.28337 | 0.0147 | EIA Prime Mover-level Data | Estimated using an emission factor
2019 | CA | SF State University | 57043 | 1 | FC | OP | NA | NG |  | 10771.88 | 0 | 0 | EIA Prime Mover-level Data | Estimated using an emission factor
2019 | CA | SF State University | 57043 | 2 | FC | OP | NA | NG |  | 75403.13 | 0 | 0 | EIA Prime Mover-level Data | Estimated using an emission factor
2019 | CA | SFDK Solar | 62649 | SFDK | PV | OP | NA | SUN |  | 614 |  | 0 | EIA Prime Mover-level Data | Estimated using an emission factor
2019 | CA | Shafter Solar LLC | 59408 | 1 | PV | OP | NA | SUN |  | 461556 |  | 0 | EIA Prime Mover-level Data | Estimated using an emission factor
2019 | CA | Shasta | 445 | 1 | HY | OP | NA | WAT |  | 4062247 |  | 1.5381e-07 | EIA Prime Mover-level Data | NEI avg EF - PM, fuel type, firing type
2019 | CA | Shasta | 445 | 2 | HY | OP | NA | WAT |  | 4062247 |  | 1.5381e-07 | EIA Prime Mover-level Data | NEI avg EF - PM, fuel type, firing type
2019 | CA | Shasta | 445 | 3 | HY | OP | NA | WAT |  | 4062247 |  | 1.5381e-07 | EIA Prime Mover-level Data | NEI avg EF - PM, fuel type, firing type
2019 | CA | Shasta | 445 | 4 | HY | OP | NA | WAT |  | 4062247 |  | 1.5381e-07 | EIA Prime Mover-level Data | NEI avg EF - PM, fuel type, firing type
2019 | CA | Shasta | 445 | 5 | HY | OP | NA | WAT |  | 4062247 |  | 1.5381e-07 | EIA Prime Mover-level Data | NEI avg EF - PM, fuel type, firing type
2019 | CA | Shasta | 445 | S1 | HY | OP | NA | WAT |  | 57214.74 |  | 1.5381e-07 | EIA Prime Mover-level Data | NEI avg EF - PM, fuel type, firing type
2019 | CA | Shasta | 445 | S2 | HY | OP | NA | WAT |  | 57214.74 |  | 1.5381e-07 | EIA Prime Mover-level Data | NEI avg EF - PM, fuel type, firing type
2019 | CA | Shasta Solar Farm | 58814 | GENA | PV | OP | NA | SUN |  | 32188.5 |  | 0 | EIA Prime Mover-level Data | Estimated using an emission factor
2019 | CA | Shasta Solar Farm | 58814 | GENB | PV | OP | NA | SUN |  | 32188.5 |  | 0 | EIA Prime Mover-level Data | Estimated using an emission factor
2019 | CA | Shelter Creek Condominiums Solar | 62806 | SCC01 | PV | U | NA | SUN
2019 | CA | Shiloh I Wind Project | 56362 | 1 | WT | OP | NA | WND |  | 3398906 |  | 0 | EIA Prime Mover-level Data | Estimated using an emission factor
2019 | CA | Shiloh III Wind Project LLC | 57586 | 1 | WT | OP | NA | WND |  | 2372329 |  | 0 | EIA Prime Mover-level Data | Estimated using an emission factor
2019 | CA | Shiloh IV Wind Project LLC | 57725 | 1 | WT | OP | NA | WND |  | 2391551 |  | 0 | EIA Prime Mover-level Data | Estimated using an emission factor
2019 | CA | Shiloh Wind Project 2 LLC | 56874 | TBD | WT | OP | NA | WND |  | 3414754 |  | 0 | EIA Prime Mover-level Data | Estimated using an emission factor
2019 | CA | Sierra Energy Storage, LLC | 61803 | 10003 | BA | L | NA | MWH
2019 | CA | Sierra Nevada Brewing Co Hybrid | 58585 | BESS | BA | OP | NA | MWH |  | 0 |  |  | EIA Prime Mover-level Data
2019 | CA | Sierra Nevada Brewing Co Hybrid | 58585 | COGN | GT | OP | NA | NG |  | 98128 | 0.26904 | 0.0054834 | EIA Prime Mover-level Data | NEI avg EF - PM, fuel type, firing type
2019 | CA | Sierra Nevada Brewing Co Hybrid | 58585 | FCE | FC | RE | NA | NG
2019 | CA | Sierra Nevada Brewing Co Hybrid | 58585 | SOLR | PV | OP | NA | SUN |  | 23027 |  | 0 | EIA Prime Mover-level Data | Estimated using an emission factor
2019 | CA | Sierra Pacific Anderson Facility | 55049 | GEN1 | ST | RE | NA | WDS
2019 | CA | Sierra Pacific Burney Facility | 50110 | BLR1 | ST | OP | NA | WDS |  | 1736226 | 19.8036 | 0.022812 | EIA Unit-level Data | NEI avg EF - PM, fuel type
2019 | CA | Sierra Pacific Industries (2042-RD) | 63416 | GEN1 | PV | TS | NA | SUN
2019 | CA | Sierra Pacific Lincoln Facility | 10144 | BLR3 | ST | OP | NA | WDS |  | 2440224 | 27.8334 | 0.022812 | EIA Unit-level Data | NEI avg EF - PM, fuel type
2019 | CA | Sierra Pacific Lincoln Facility | 10144 | GEN2 | ST | RE | NA | WDS
2019 | CA | Sierra Pacific Lincoln Facility | 10144 | GEN3 | ST | RE | NA | WDS
2019 | CA | Sierra Pacific Loyalton Facility | 50111 | BLR1 | ST | OS | NA | WDS |  | 502109.5 | 5.7271 | 0.022812 | EIA Unit-level Data | NEI avg EF - PM, fuel type
2019 | CA | Sierra Pacific Quincy Facility | 50112 | BLR1 | ST | OP | NA | WDS |  | 2254230 | 25.712 | 0.022812 | EIA Unit-level Data | NEI avg EF - PM, fuel type
2019 | CA | Sierra Pacific Quincy Facility | 50112 | BLR2 | ST | OP | NA | WDS |  | 1518516 | 17.3203 | 0.022812 | EIA Unit-level Data | NEI avg EF - PM, fuel type
2019 | CA | Sierra Pacific Sonora | 54517 | GEN2 | ST | RE | NA | WDS |  |  |  | 0.022812
2019 | CA | Sierra Pacific Sonora | 54517 | GEN3 | ST | OP | NA | WDS |  | 1340454 | 15.2894 | 0.022812 | EIA Prime Mover-level Data | NEI avg EF - PM, fuel type
2019 | CA | Sierra Solar Greenworks | 59431 | SSG1 | PV | OP | NA | SUN |  | 379622 |  | 0 | EIA Prime Mover-level Data | Estimated using an emission factor
2019 | CA | Sierra SunTower Solar Gen Station | 57323 | UNIT1 | ST | OS | NA | SUN
2019 | CA | Signal Hill West Unit | 57702 | 1 | GT | OP | NA | PRG |  | 504283 | 0.1064 | 0.000422 | EIA Prime Mover-level Data | Estimated using an emission factor
2019 | CA | Silicon Valley Clean Water | 60249 | BES | BA | TS | NA | MWH
2019 | CA | Silicon Valley Clean Water | 60249 | CGN | IC | OP | NA | OBG |  | 80045 | 0.58833 | 0.0147 | EIA Prime Mover-level Data | Estimated using an emission factor
2019 | CA | Silveira Ranch Road Solar | 63762 | SILVA | PV | T | NA | SUN
2019 | CA | Silveira Ranch Road Solar | 63762 | SILVB | PV | T | NA | SUN
2019 | CA | Silveira Ranch Road Solar | 63762 | SILVC | PV | T | NA | SUN
2019 | CA | Silver Gate | 309 | 1 | ST | RE | NA | DFO
2019 | CA | Silver Gate | 309 | 2 | ST | RE | NA | DFO
2019 | CA | Silver Gate | 309 | 3 | ST | RE | NA | DFO
2019 | CA | Silver Gate | 309 | 4 | ST | RE | NA | DFO
2019 | CA | Silverstrand Grid Energy Storage System | 63735 | SLV01 | BA | L | NA | MWH
2019 | CA | Siphon Drop Power Plant | 57364 | 1 | HY | OP | NA | WAT |  | 63957.5 |  | 1.5381e-07 | EIA Prime Mover-level Data | NEI avg EF - PM, fuel type, firing type
2019 | CA | Siphon Drop Power Plant | 57364 | 2 | HY | OP | NA | WAT |  | 63957.5 |  | 1.5381e-07 | EIA Prime Mover-level Data | NEI avg EF - PM, fuel type, firing type
2019 | CA | Site 980 65 | 50322 | GEN1 | HY | OP | NA | WAT |  | 34368 |  | 1.5381e-07 | EIA Prime Mover-level Data | NEI avg EF - PM, fuel type, firing type
2019 | CA | SJ/SC WPCP | 56080 | E1 | IC | RE | NA | OBG
2019 | CA | SJ/SC WPCP | 56080 | E2 | IC | RE | NA | OBG
2019 | CA | SJ/SC WPCP | 56080 | E3 | IC | RE | NA | OBG
2019 | CA | SJ/SC WPCP | 56080 | E5 | IC | RE | NA | OBG
2019 | CA | SJ/SC WPCP | 56080 | E6 | IC | RE | NA | OBG
2019 | CA | SJ/SC WPCP | 56080 | EG1 | IC | OP | NA | NG |  | 251774.3 | 0.053124 | 0.000422 | EIA Prime Mover-level Data | Estimated using an emission factor
2019 | CA | SJ/SC WPCP | 56080 | EG2 | IC | OP | NA | NG |  | 251774.3 | 0.053124 | 0.000422 | EIA Prime Mover-level Data | Estimated using an emission factor
2019 | CA | SJ/SC WPCP | 56080 | EG3 | IC | OP | NA | NG |  | 251774.3 | 0.053124 | 0.000422 | EIA Prime Mover-level Data | Estimated using an emission factor
2019 | CA | SJ/SC WPCP | 56080 | EG4 | IC | U | NA | OBG
2019 | CA | SJ/SC WPCP | 56080 | EG5 | IC | U | NA | OBG
2019 | CA | SJ/SC WPCP | 56080 | EG6 | IC | U | NA | OBG
2019 | CA | SJ/SC WPCP | 56080 | EG7 | IC | U | NA | OBG
2019 | CA | Sky River LLC | 50536 | WGNS | WT | OP | NA | WND |  | 889163 |  | 0 | EIA Prime Mover-level Data | Estimated using an emission factor
2019 | CA | Slate Creek | 50961 | GEN1 | HY | OP | NA | WAT |  |  |  | 1.5381e-07
2019 | CA | Slate Hybrid | 63727 | SLATE | PV | L | NA | SUN
2019 | CA | Slate Hybrid | 63727 | SLBES | BA | L | NA | MWH
2019 | CA | Sly Creek | 776 | 1 | HY | OP | NA | WAT |  | 340374 |  | 1.5381e-07 | EIA Prime Mover-level Data | NEI avg EF - PM, fuel type, firing type
2019 | CA | SMUD at Fleshman | 57671 | PV1 | PV | OP | NA | SUN |  | 49009 |  | 0 | EIA Prime Mover-level Data | Estimated using an emission factor
2019 | CA | SMUD at Grundman | 57669 | PV1 | PV | OP | NA | SUN |  | 288632 |  | 0 | EIA Prime Mover-level Data | Estimated using an emission factor
2019 | CA | SMUD at Lawrence | 57753 | PV1 | PV | OP | NA | SUN |  | 16187 |  | 0 | EIA Prime Mover-level Data | Estimated using an emission factor
2019 | CA | SMUD at Van Conett | 57670 | PV1 | PV | OP | NA | SUN |  | 44342 |  | 0 | EIA Prime Mover-level Data | Estimated using an emission factor
2019 | CA | Soboba Community Solar Project | 61834 | SCSP1 | PV | OP | NA | SUN |  | 16453 |  | 0 | EIA Prime Mover-level Data | Estimated using an emission factor
2019 | CA | SOCCD | 63617 | SOCCD | BA | OP | NA | MWH
2019 | CA | Sol Orchard El Centro PV | 58621 | ECPV | PV | OP | NA | SUN |  | 415869 |  | 0 | EIA Prime Mover-level Data | Estimated using an emission factor
2019 | CA | Solano County Cogen Plant | 50985 | 3163 | IC | OP | NA | NG |  | 47452.14 | 0.010012 | 0.000422 | EIA Prime Mover-level Data | Estimated using an emission factor
2019 | CA | Solano County Cogen Plant | 50985 | 3164 | IC | OP | NA | NG |  | 18980.86 | 0.004005 | 0.000422 | EIA Prime Mover-level Data | Estimated using an emission factor
2019 | CA | Solano County Cogen Plant | 50985 | 3165 | IC | OP | NA | NG |  | 66433 | 0.014017 | 0.000422 | EIA Prime Mover-level Data | Estimated using an emission factor
2019 | CA | Solano Wind | 7526 | 1 | WT | OP | NA | WND |  | 269033.7 |  | 0 | EIA Prime Mover-level Data | Estimated using an emission factor
2019 | CA | Solano Wind | 7526 | 2 | WT | OP | NA | WND |  | 489152.1 |  | 0 | EIA Prime Mover-level Data | Estimated using an emission factor
2019 | CA | Solano Wind | 7526 | 3 | WT | OP | NA | WND |  | 2608811 |  | 0 | EIA Prime Mover-level Data | Estimated using an emission factor
2019 | CA | Solano Wind | 7526 | 2B | WT | OP | NA | WND |  | 1284024 |  | 0 | EIA Prime Mover-level Data | Estimated using an emission factor
2019 | CA | Solar Blue | 63848 | SBLUE | PV | L | NA | SUN
2019 | CA | Solar Blythe 2 | 60558 | PV1 | PV | OP | NA | SUN |  | 523173 |  | 0 | EIA Prime Mover-level Data | Estimated using an emission factor
2019 | CA | Solar Blythe LLC | 56939 | 1 | PV | OP | NA | SUN |  | 385720 |  | 0 | EIA Prime Mover-level Data | Estimated using an emission factor
2019 | CA | Solar Borrego I | 57455 | SB1 | PV | OP | NA | SUN |  | 590886 |  | 0 | EIA Prime Mover-level Data | Estimated using an emission factor
2019 | CA | Solar Gen 2 Solar Facility | 58592 | ALHM | PV | OP | NA | SUN |  | 1127813 |  | 0 | EIA Prime Mover-level Data | Estimated using an emission factor
2019 | CA | Solar Gen 2 Solar Facility | 58592 | ARK | PV | OP | NA | SUN |  | 1127813 |  | 0 | EIA Prime Mover-level Data | Estimated using an emission factor
2019 | CA | Solar Gen 2 Solar Facility | 58592 | SONR | PV | OP | NA | SUN |  | 1127813 |  | 0 | EIA Prime Mover-level Data | Estimated using an emission factor
2019 | CA | Solar Oasis LLC | 59528 | OASIS | PV | OP | NA | SUN |  | 492231 |  | 0 | EIA Prime Mover-level Data | Estimated using an emission factor
2019 | CA | Solar Photovoltaic Project #01 | 56976 | S1A | PV | RE | NA | SUN
2019 | CA | Solar Photovoltaic Project #01 | 56976 | S1B | PV | RE | NA | SUN
2019 | CA | Solar Photovoltaic Project #01 | 56976 | S1C | PV | RE | NA | SUN
2019 | CA | Solar Photovoltaic Project #01 | 56976 | S1D | PV | RE | NA | SUN
2019 | CA | Solar Photovoltaic Project #02 | 56996 | S1A | PV | OP | NA | SUN |  | 2942 |  | 0 | EIA Prime Mover-level Data | Estimated using an emission factor
2019 | CA | Solar Photovoltaic Project #02 | 56996 | S1B | PV | OP | NA | SUN |  | 2942 |  | 0 | EIA Prime Mover-level Data | Estimated using an emission factor
2019 | CA | Solar Photovoltaic Project #03 | 57217 | S003A | PV | OP | NA | SUN |  | 4194 |  | 0 | EIA Prime Mover-level Data | Estimated using an emission factor
2019 | CA | Solar Photovoltaic Project #03 | 57217 | S003B | PV | OP | NA | SUN |  | 4194 |  | 0 | EIA Prime Mover-level Data | Estimated using an emission factor
2019 | CA | Solar Photovoltaic Project #04 | 57218 | S004A | PV | CN | NA | SUN
2019 | CA | Solar Photovoltaic Project #04 | 57218 | S004B | PV | CN | NA | SUN
2019 | CA | Solar Photovoltaic Project #04 | 57218 | S004C | PV | CN | NA | SUN
2019 | CA | Solar Photovoltaic Project #05 | 57219 | S005A | PV | OP | NA | SUN |  | 5315.4 |  | 0 | EIA Prime Mover-level Data | Estimated using an emission factor
2019 | CA | Solar Photovoltaic Project #05 | 57219 | S005B | PV | OP | NA | SUN |  | 5315.4 |  | 0 | EIA Prime Mover-level Data | Estimated using an emission factor
2019 | CA | Solar Photovoltaic Project #05 | 57219 | S005C | PV | OP | NA | SUN |  | 5315.4 |  | 0 | EIA Prime Mover-level Data | Estimated using an emission factor
2019 | CA | Solar Photovoltaic Project #05 | 57219 | S005D | PV | OP | NA | SUN |  | 5315.4 |  | 0 | EIA Prime Mover-level Data | Estimated using an emission factor
2019 | CA | Solar Photovoltaic Project #05 | 57219 | S005E | PV | OP | NA | SUN |  | 5315.4 |  | 0 | EIA Prime Mover-level Data | Estimated using an emission factor
2019 | CA | Solar Photovoltaic Project #06 | 57220 | S006A | PV | OP | NA | SUN |  | 5611.75 |  | 0 | EIA Prime Mover-level Data | Estimated using an emission factor
2019 | CA | Solar Photovoltaic Project #06 | 57220 | S006B | PV | OP | NA | SUN |  | 5611.75 |  | 0 | EIA Prime Mover-level Data | Estimated using an emission factor
2019 | CA | Solar Photovoltaic Project #06 | 57220 | S006C | PV | OP | NA | SUN |  | 5611.75 |  | 0 | EIA Prime Mover-level Data | Estimated using an emission factor
2019 | CA | Solar Photovoltaic Project #06 | 57220 | S006D | PV | OP | NA | SUN |  | 5611.75 |  | 0 | EIA Prime Mover-level Data | Estimated using an emission factor
2019 | CA | Solar Photovoltaic Project #07 | 57221 | S007A | PV | OP | NA | SUN |  | 5750.2 |  | 0 | EIA Prime Mover-level Data | Estimated using an emission factor
2019 | CA | Solar Photovoltaic Project #07 | 57221 | S007B | PV | OP | NA | SUN |  | 5750.2 |  | 0 | EIA Prime Mover-level Data | Estimated using an emission factor
2019 | CA | Solar Photovoltaic Project #07 | 57221 | S007C | PV | OP | NA | SUN |  | 5750.2 |  | 0 | EIA Prime Mover-level Data | Estimated using an emission factor
2019 | CA | Solar Photovoltaic Project #07 | 57221 | S007D | PV | OP | NA | SUN |  | 5750.2 |  | 0 | EIA Prime Mover-level Data | Estimated using an emission factor
2019 | CA | Solar Photovoltaic Project #07 | 57221 | S007E | PV | OP | NA | SUN |  | 5750.2 |  | 0 | EIA Prime Mover-level Data | Estimated using an emission factor
2019 | CA | Solar Photovoltaic Project #08 | 57222 | S008A | PV | OP | NA | SUN |  | 2974 |  | 0 | EIA Prime Mover-level Data | Estimated using an emission factor
2019 | CA | Solar Photovoltaic Project #08 | 57222 | S008B | PV | OP | NA | SUN |  | 2974 |  | 0 | EIA Prime Mover-level Data | Estimated using an emission factor
2019 | CA | Solar Photovoltaic Project #08 | 57222 | S008C | PV | OP | NA | SUN |  | 2974 |  | 0 | EIA Prime Mover-level Data | Estimated using an emission factor
2019 | CA | Solar Photovoltaic Project #08 | 57222 | S008D | PV | OP | NA | SUN |  | 2974 |  | 0 | EIA Prime Mover-level Data | Estimated using an emission factor
2019 | CA | Solar Photovoltaic Project #08 | 57222 | S008E | PV | CN | NA | SUN
2019 | CA | Solar Photovoltaic Project #09 | 57223 | S009A | PV | OP | NA | SUN |  | 4056.5 |  | 0 | EIA Prime Mover-level Data | Estimated using an emission factor
2019 | CA | Solar Photovoltaic Project #09 | 57223 | S009B | PV | OP | NA | SUN |  | 4056.5 |  | 0 | EIA Prime Mover-level Data | Estimated using an emission factor
2019 | CA | Solar Photovoltaic Project #09 | 57223 | S009C | PV | CN | NA | SUN
2019 | CA | Solar Photovoltaic Project #10 | 57224 | S010A | PV | OP | NA | SUN |  | 1250 |  | 0 | EIA Prime Mover-level Data | Estimated using an emission factor
2019 | CA | Solar Photovoltaic Project #10 | 57224 | S010B | PV | OP | NA | SUN |  | 1250 |  | 0 | EIA Prime Mover-level Data | Estimated using an emission factor
2019 | CA | Solar Photovoltaic Project #10 | 57224 | S010C | PV | OP | NA | SUN |  | 1250 |  | 0 | EIA Prime Mover-level Data | Estimated using an emission factor
2019 | CA | Solar Photovoltaic Project #10 | 57224 | S010D | PV | CN | NA | SUN
2019 | CA | Solar Photovoltaic Project #11 | 57225 | S011A | PV | OP | NA | SUN |  | 5889.286 |  | 0 | EIA Prime Mover-level Data | Estimated using an emission factor
2019 | CA | Solar Photovoltaic Project #11 | 57225 | S011B | PV | OP | NA | SUN |  | 5889.286 |  | 0 | EIA Prime Mover-level Data | Estimated using an emission factor
2019 | CA | Solar Photovoltaic Project #11 | 57225 | S011C | PV | OP | NA | SUN |  | 5889.286 |  | 0 | EIA Prime Mover-level Data | Estimated using an emission factor
2019 | CA | Solar Photovoltaic Project #11 | 57225 | S011D | PV | OP | NA | SUN |  | 5889.286 |  | 0 | EIA Prime Mover-level Data | Estimated using an emission factor
2019 | CA | Solar Photovoltaic Project #11 | 57225 | S011E | PV | OP | NA | SUN |  | 5889.286 |  | 0 | EIA Prime Mover-level Data | Estimated using an emission factor
2019 | CA | Solar Photovoltaic Project #11 | 57225 | S011F | PV | OP | NA | SUN |  | 5889.286 |  | 0 | EIA Prime Mover-level Data | Estimated using an emission factor
2019 | CA | Solar Photovoltaic Project #11 | 57225 | S011G | PV | OP | NA | SUN |  | 5889.286 |  | 0 | EIA Prime Mover-level Data | Estimated using an emission factor
2019 | CA | Solar Photovoltaic Project #12 | 57226 | S012A | PV | OP | NA | SUN
2019 | CA | Solar Photovoltaic Project #12 | 57226 | S012B | PV | CN | NA | SUN
2019 | CA | Solar Photovoltaic Project #13 | 57227 | S013A | PV | OP | NA | SUN |  | 4444.571 |  | 0 | EIA Prime Mover-level Data | Estimated using an emission factor
2019 | CA | Solar Photovoltaic Project #13 | 57227 | S013B | PV | OP | NA | SUN |  | 4444.571 |  | 0 | EIA Prime Mover-level Data | Estimated using an emission factor
2019 | CA | Solar Photovoltaic Project #13 | 57227 | S013C | PV | OP | NA | SUN |  | 4444.571 |  | 0 | EIA Prime Mover-level Data | Estimated using an emission factor
2019 | CA | Solar Photovoltaic Project #13 | 57227 | S013D | PV | OP | NA | SUN |  | 4444.571 |  | 0 | EIA Prime Mover-level Data | Estimated using an emission factor
2019 | CA | Solar Photovoltaic Project #13 | 57227 | S013E | PV | OP | NA | SUN |  | 4444.571 |  | 0 | EIA Prime Mover-level Data | Estimated using an emission factor
2019 | CA | Solar Photovoltaic Project #13 | 57227 | S013F | PV | OP | NA | SUN |  | 4444.571 |  | 0 | EIA Prime Mover-level Data | Estimated using an emission factor
2019 | CA | Solar Photovoltaic Project #13 | 57227 | S013G | PV | OP | NA | SUN |  | 4444.571 |  | 0 | EIA Prime Mover-level Data | Estimated using an emission factor
2019 | CA | Solar Photovoltaic Project #14 | 57228 | S014A | PV | CN | NA | SUN
2019 | CA | Solar Photovoltaic Project #14 | 57228 | S014B | PV | CN | NA | SUN
2019 | CA | Solar Photovoltaic Project #14 | 57228 | S014C | PV | CN | NA | SUN
2019 | CA | Solar Photovoltaic Project #15 | 57229 | S015A | PV | OP | NA | SUN |  | 3729.572 |  | 0 | EIA Prime Mover-level Data | Estimated using an emission factor
2019 | CA | Solar Photovoltaic Project #15 | 57229 | S015B | PV | OP | NA | SUN |  | 3729.572 |  | 0 | EIA Prime Mover-level Data | Estimated using an emission factor
2019 | CA | Solar Photovoltaic Project #15 | 57229 | S015C | PV | OP | NA | SUN |  | 3729.572 |  | 0 | EIA Prime Mover-level Data | Estimated using an emission factor
2019 | CA | Solar Photovoltaic Project #15 | 57229 | S015D | PV | OP | NA | SUN |  | 3729.572 |  | 0 | EIA Prime Mover-level Data | Estimated using an emission factor
2019 | CA | Solar Photovoltaic Project #15 | 57229 | S015E | PV | OP | NA | SUN |  | 3729.572 |  | 0 | EIA Prime Mover-level Data | Estimated using an emission factor
2019 | CA | Solar Photovoltaic Project #15 | 57229 | S015F | PV | OP | NA | SUN |  | 3729.572 |  | 0 | EIA Prime Mover-level Data | Estimated using an emission factor
2019 | CA | Solar Photovoltaic Project #15 | 57229 | S015G | PV | OP | NA | SUN |  | 3729.572 |  | 0 | EIA Prime Mover-level Data | Estimated using an emission factor
2019 | CA | Solar Photovoltaic Project #16 | 57230 | S016A | PV | OP | NA | SUN |  | 4363 |  | 0 | EIA Prime Mover-level Data | Estimated using an emission factor
2019 | CA | Solar Photovoltaic Project #16 | 57230 | S016B | PV | OP | NA | SUN |  | 4363 |  | 0 | EIA Prime Mover-level Data | Estimated using an emission factor
2019 | CA | Solar Photovoltaic Project #16 | 57230 | S016C | PV | OP | NA | SUN |  | 4363 |  | 0 | EIA Prime Mover-level Data | Estimated using an emission factor
2019 | CA | Solar Photovoltaic Project #17 | 57231 | S017A | PV | OP | NA | SUN |  | 4327.143 |  | 0 | EIA Prime Mover-level Data | Estimated using an emission factor
2019 | CA | Solar Photovoltaic Project #17 | 57231 | S017B | PV | OP | NA | SUN |  | 4327.143 |  | 0 | EIA Prime Mover-level Data | Estimated using an emission factor
2019 | CA | Solar Photovoltaic Project #17 | 57231 | S017C | PV | OP | NA | SUN |  | 4327.143 |  | 0 | EIA Prime Mover-level Data | Estimated using an emission factor
2019 | CA | Solar Photovoltaic Project #17 | 57231 | S017D | PV | OP | NA | SUN |  | 4327.143 |  | 0 | EIA Prime Mover-level Data | Estimated using an emission factor
2019 | CA | Solar Photovoltaic Project #17 | 57231 | S017E | PV | OP | NA | SUN |  | 4327.143 |  | 0 | EIA Prime Mover-level Data | Estimated using an emission factor
2019 | CA | Solar Photovoltaic Project #17 | 57231 | S017F | PV | OP | NA | SUN |  | 4327.143 |  | 0 | EIA Prime Mover-level Data | Estimated using an emission factor
2019 | CA | Solar Photovoltaic Project #17 | 57231 | S017G | PV | OP | NA | SUN |  | 4327.143 |  | 0 | EIA Prime Mover-level Data | Estimated using an emission factor
2019 | CA | Solar Photovoltaic Project #17 | 57231 | S017H | PV | CN | NA | SUN
2019 | CA | Solar Photovoltaic Project #18 | 57232 | S018A | PV | OP | NA | SUN |  | 4422.333 |  | 0 | EIA Prime Mover-level Data | Estimated using an emission factor
2019 | CA | Solar Photovoltaic Project #18 | 57232 | S018B | PV | OP | NA | SUN |  | 4422.333 |  | 0 | EIA Prime Mover-level Data | Estimated using an emission factor
2019 | CA | Solar Photovoltaic Project #18 | 57232 | S018C | PV | OP | NA | SUN |  | 4422.333 |  | 0 | EIA Prime Mover-level Data | Estimated using an emission factor
2019 | CA | Solar Photovoltaic Project #18 | 57232 | S018D | PV | CN | NA | SUN
2019 | CA | Solar Photovoltaic Project #19 | 57233 | S019A | PV | CN | NA | SUN
2019 | CA | Solar Photovoltaic Project #19 | 57233 | S019B | PV | CN | NA | SUN
2019 | CA | Solar Photovoltaic Project #19 | 57233 | S019C | PV | CN | NA | SUN
2019 | CA | Solar Photovoltaic Project #19 | 57233 | S019D | PV | CN | NA | SUN
2019 | CA | Solar Photovoltaic Project #19 | 57233 | S019E | PV | CN | NA | SUN
2019 | CA | Solar Photovoltaic Project #19 | 57233 | S019F | PV | CN | NA | SUN
2019 | CA | Solar Photovoltaic Project #19 | 57233 | S019G | PV | CN | NA | SUN
2019 | CA | Solar Photovoltaic Project #19 | 57233 | S019H | PV | CN | NA | SUN
2019 | CA | Solar Photovoltaic Project #19 | 57233 | S019I | PV | CN | NA | SUN
2019 | CA | Solar Photovoltaic Project #20 | 57234 | S020A | PV | CN | NA | SUN
2019 | CA | Solar Photovoltaic Project #20 | 57234 | S020B | PV | CN | NA | SUN
2019 | CA | Solar Photovoltaic Project #20 | 57234 | S020C | PV | CN | NA | SUN
2019 | CA | Solar Photovoltaic Project #20 | 57234 | S020D | PV | CN | NA | SUN
2019 | CA | Solar Photovoltaic Project #20 | 57234 | S020E | PV | CN | NA | SUN
2019 | CA | Solar Photovoltaic Project #20 | 57234 | S020F | PV | CN | NA | SUN
2019 | CA | Solar Photovoltaic Project #20 | 57234 | S020G | PV | CN | NA | SUN
2019 | CA | Solar Photovoltaic Project #21 | 57235 | S021A | PV | CN | NA | SUN
2019 | CA | Solar Photovoltaic Project #21 | 57235 | S021B | PV | CN | NA | SUN
2019 | CA | Solar Photovoltaic Project #21 | 57235 | S021C | PV | CN | NA | SUN
2019 | CA | Solar Photovoltaic Project #21 | 57235 | S021D | PV | CN | NA | SUN
2019 | CA | Solar Photovoltaic Project #21 | 57235 | S021E | PV | CN | NA | SUN
2019 | CA | Solar Photovoltaic Project #22 | 57237 | S022A | PV | OP | NA | SUN |  | 3826.75 |  | 0 | EIA Prime Mover-level Data | Estimated using an emission factor
2019 | CA | Solar Photovoltaic Project #22 | 57237 | S022B | PV | OP | NA | SUN |  | 3826.75 |  | 0 | EIA Prime Mover-level Data | Estimated using an emission factor
2019 | CA | Solar Photovoltaic Project #22 | 57237 | S022C | PV | OP | NA | SUN |  | 3826.75 |  | 0 | EIA Prime Mover-level Data | Estimated using an emission factor
2019 | CA | Solar Photovoltaic Project #22 | 57237 | S022D | PV | OP | NA | SUN |  | 3826.75 |  | 0 | EIA Prime Mover-level Data | Estimated using an emission factor
2019 | CA | Solar Photovoltaic Project #23 | 57236 | S023A | PV | OP | NA | SUN |  | 5561.4 |  | 0 | EIA Prime Mover-level Data | Estimated using an emission factor
2019 | CA | Solar Photovoltaic Project #23 | 57236 | S023B | PV | OP | NA | SUN |  | 5561.4 |  | 0 | EIA Prime Mover-level Data | Estimated using an emission factor
2019 | CA | Solar Photovoltaic Project #23 | 57236 | S023C | PV | OP | NA | SUN |  | 5561.4 |  | 0 | EIA Prime Mover-level Data | Estimated using an emission factor
2019 | CA | Solar Photovoltaic Project #23 | 57236 | S023D | PV | OP | NA | SUN |  | 5561.4 |  | 0 | EIA Prime Mover-level Data | Estimated using an emission factor
2019 | CA | Solar Photovoltaic Project #23 | 57236 | S023E | PV | OP | NA | SUN |  | 5561.4 |  | 0 | EIA Prime Mover-level Data | Estimated using an emission factor
2019 | CA | Solar Photovoltaic Project #23 | 57236 | S023F | PV | CN | NA | SUN
2019 | CA | Solar Photovoltaic Project #24 | 57127 | SO24A | PV | CN | NA | SUN
2019 | CA | Solar Photovoltaic Project #24 | 57127 | SO24B | PV | CN | NA | SUN
2019 | CA | Solar Photovoltaic Project #24 | 57127 | SO24C | PV | CN | NA | SUN
2019 | CA | Solar Photovoltaic Project #24 | 57127 | SO24D | PV | CN | NA | SUN
2019 | CA | Solar Photovoltaic Project #24 | 57127 | SO24E | PV | CN | NA | SUN
2019 | CA | Solar Photovoltaic Project #24 | 57127 | SO24F | PV | CN | NA | SUN
2019 | CA | Solar Photovoltaic Project #24 | 57127 | SO24G | PV | CN | NA | SUN
2019 | CA | Solar Photovoltaic Project #24 | 57127 | SO24H | PV | CN | NA | SUN
2019 | CA | Solar Photovoltaic Project #25 | 57528 | S25A | PV | CN | NA | SUN
2019 | CA | Solar Photovoltaic Project #25 | 57528 | S25B | PV | CN | NA | SUN
2019 | CA | Solar Photovoltaic Project #25 | 57528 | S25C | PV | CN | NA | SUN
2019 | CA | Solar Photovoltaic Project #25 | 57528 | S25D | PV | CN | NA | SUN
2019 | CA | Solar Photovoltaic Project #25 | 57528 | S25E | PV | CN | NA | SUN
2019 | CA | Solar Photovoltaic Project #25 | 57528 | S25F | PV | CN | NA | SUN
2019 | CA | Solar Photovoltaic Project #25 | 57528 | S25G | PV | CN | NA | SUN
2019 | CA | Solar Photovoltaic Project #25 | 57528 | S25H | PV | CN | NA | SUN
2019 | CA | Solar Photovoltaic Project #25 | 57528 | S25I | PV | CN | NA | SUN
2019 | CA | Solar Photovoltaic Project #26 | 57245 | S026A | PV | OP | NA | SUN |  | 4588.5 |  | 0 | EIA Prime Mover-level Data | Estimated using an emission factor
2019 | CA | Solar Photovoltaic Project #26 | 57245 | S026B | PV | OP | NA | SUN |  | 4588.5 |  | 0 | EIA Prime Mover-level Data | Estimated using an emission factor
2019 | CA | Solar Photovoltaic Project #26 | 57245 | S026C | PV | OP | NA | SUN |  | 4588.5 |  | 0 | EIA Prime Mover-level Data | Estimated using an emission factor
2019 | CA | Solar Photovoltaic Project #26 | 57245 | S026D | PV | OP | NA | SUN |  | 4588.5 |  | 0 | EIA Prime Mover-level Data | Estimated using an emission factor
2019 | CA | Solar Photovoltaic Project #26 | 57245 | S026E | PV | OP | NA | SUN |  | 4588.5 |  | 0 | EIA Prime Mover-level Data | Estimated using an emission factor
2019 | CA | Solar Photovoltaic Project #26 | 57245 | S026F | PV | OP | NA | SUN |  | 4588.5 |  | 0 | EIA Prime Mover-level Data | Estimated using an emission factor
2019 | CA | Solar Photovoltaic Project #26 | 57245 | S026G | PV | OP | NA | SUN |  | 4588.5 |  | 0 | EIA Prime Mover-level Data | Estimated using an emission factor
2019 | CA | Solar Photovoltaic Project #26 | 57245 | S026H | PV | OP | NA | SUN |  | 4588.5 |  | 0 | EIA Prime Mover-level Data | Estimated using an emission factor
2019 | CA | Solar Photovoltaic Project #26 | 57245 | S026I | PV | OP | NA | SUN |  | 4588.5 |  | 0 | EIA Prime Mover-level Data | Estimated using an emission factor
2019 | CA | Solar Photovoltaic Project #26 | 57245 | S026J | PV | OP | NA | SUN |  | 4588.5 |  | 0 | EIA Prime Mover-level Data | Estimated using an emission factor
2019 | CA | Solar Photovoltaic Project #26 | 57245 | SO26K | PV | OP | NA | SUN |  | 4588.5 |  | 0 | EIA Prime Mover-level Data | Estimated using an emission factor
2019 | CA | Solar Photovoltaic Project #26 | 57245 | SO26L | PV | OP | NA | SUN |  | 4588.5 |  | 0 | EIA Prime Mover-level Data | Estimated using an emission factor
2019 | CA | Solar Photovoltaic Project #27 | 57246 | S027A | PV | OP | NA | SUN |  | 5729.5 |  | 0 | EIA Prime Mover-level Data | Estimated using an emission factor
2019 | CA | Solar Photovoltaic Project #27 | 57246 | S027B | PV | OP | NA | SUN |  | 5729.5 |  | 0 | EIA Prime Mover-level Data | Estimated using an emission factor
2019 | CA | Solar Photovoltaic Project #27 | 57246 | S027C | PV | OP | NA | SUN |  | 5729.5 |  | 0 | EIA Prime Mover-level Data | Estimated using an emission factor
2019 | CA | Solar Photovoltaic Project #27 | 57246 | S027D | PV | OP | NA | SUN |  | 5729.5 |  | 0 | EIA Prime Mover-level Data | Estimated using an emission factor
2019 | CA | Solar Photovoltaic Project #27 | 57246 | S027E | PV | CN | NA | SUN
2019 | CA | Solar Photovoltaic Project #27 | 57246 | S027F | PV | CN | NA | SUN
2019 | CA | Solar Photovoltaic Project #28 | 57247 | S028A | PV | OP | NA | SUN |  | 4620 |  | 0 | EIA Prime Mover-level Data | Estimated using an emission factor
2019 | CA | Solar Photovoltaic Project #28 | 57247 | S028B | PV | OP | NA | SUN |  | 4620 |  | 0 | EIA Prime Mover-level Data | Estimated using an emission factor
2019 | CA | Solar Photovoltaic Project #28 | 57247 | S028C | PV | OP | NA | SUN |  | 4620 |  | 0 | EIA Prime Mover-level Data | Estimated using an emission factor
2019 | CA | Solar Photovoltaic Project #28 | 57247 | S028D | PV | OP | NA | SUN |  | 4620 |  | 0 | EIA Prime Mover-level Data | Estimated using an emission factor
2019 | CA | Solar Photovoltaic Project #28 | 57247 | S028E | PV | OP | NA | SUN |  | 4620 |  | 0 | EIA Prime Mover-level Data | Estimated using an emission factor
2019 | CA | Solar Photovoltaic Project #28 | 57247 | S028F | PV | OP | NA | SUN |  | 4620 |  | 0 | EIA Prime Mover-level Data | Estimated using an emission factor
2019 | CA | Solar Photovoltaic Project #28 | 57247 | S028G | PV | OP | NA | SUN |  | 4620 |  | 0 | EIA Prime Mover-level Data | Estimated using an emission factor
2019 | CA | Solar Photovoltaic Project #28 | 57247 | S028H | PV | CN | NA | SUN
2019 | CA | Solar Photovoltaic Project #30 | 57532 | S30A | PV | CN | NA | SUN
2019 | CA | Solar Photovoltaic Project #30 | 57532 | S30B | PV | CN | NA | SUN
2019 | CA | Solar Photovoltaic Project #30 | 57532 | S30C | PV | CN | NA | SUN
2019 | CA | Solar Photovoltaic Project #31 | 57533 | S31A | PV | CN | NA | SUN
2019 | CA | Solar Photovoltaic Project #31 | 57533 | S31B | PV | CN | NA | SUN
2019 | CA | Solar Photovoltaic Project #32 | 57534 | S32A | PV | OP | NA | SUN |  | 4054.333 |  | 0 | EIA Prime Mover-level Data | Estimated using an emission factor
2019 | CA | Solar Photovoltaic Project #32 | 57534 | S32B | PV | OP | NA | SUN |  | 4054.333 |  | 0 | EIA Prime Mover-level Data | Estimated using an emission factor
2019 | CA | Solar Photovoltaic Project #32 | 57534 | S32C | PV | OP | NA | SUN |  | 4054.333 |  | 0 | EIA Prime Mover-level Data | Estimated using an emission factor
2019 | CA | Solar Photovoltaic Project #33 | 57535 | S33A | PV | OP | NA | SUN |  | 6174.5 |  | 0 | EIA Prime Mover-level Data | Estimated using an emission factor
2019 | CA | Solar Photovoltaic Project #33 | 57535 | S33B | PV | OP | NA | SUN |  | 6174.5 |  | 0 | EIA Prime Mover-level Data | Estimated using an emission factor
2019 | CA | Solar Photovoltaic Project #35 | 57537 | 35H | PV | CN | NA | SUN
2019 | CA | Solar Photovoltaic Project #35 | 57537 | 35I | PV | CN | NA | SUN
2019 | CA | Solar Photovoltaic Project #35 | 57537 | 35J | PV | CN | NA | SUN
2019 | CA | Solar Photovoltaic Project #35 | 57537 | 35K | PV | CN | NA | SUN
2019 | CA | Solar Photovoltaic Project #35 | 57537 | 35L | PV | CN | NA | SUN
2019 | CA | Solar Photovoltaic Project #35 | 57537 | 35M | PV | CN | NA | SUN
2019 | CA | Solar Photovoltaic Project #35 | 57537 | 35N | PV | CN | NA | SUN
2019 | CA | Solar Photovoltaic Project #35 | 57537 | S35A | PV | CN | NA | SUN
2019 | CA | Solar Photovoltaic Project #35 | 57537 | S35B | PV | CN | NA | SUN
2019 | CA | Solar Photovoltaic Project #35 | 57537 | S35C | PV | CN | NA | SUN
2019 | CA | Solar Photovoltaic Project #35 | 57537 | S35D | PV | CN | NA | SUN
2019 | CA | Solar Photovoltaic Project #35 | 57537 | S35E | PV | CN | NA | SUN
2019 | CA | Solar Photovoltaic Project #35 | 57537 | S35F | PV | CN | NA | SUN
2019 | CA | Solar Photovoltaic Project #35 | 57537 | S35G | PV | CN | NA | SUN
2019 | CA | Solar Photovoltaic Project #40 | 57538 | S40A | PV | CN | NA | SUN
2019 | CA | Solar Photovoltaic Project #40 | 57538 | S40B | PV | CN | NA | SUN
2019 | CA | Solar Photovoltaic Project #40 | 57538 | S40C | PV | CN | NA | SUN
2019 | CA | Solar Photovoltaic Project #40 | 57538 | S40D | PV | CN | NA | SUN
2019 | CA | Solar Photovoltaic Project #40 | 57538 | S40E | PV | CN | NA | SUN
2019 | CA | Solar Photovoltaic Project #40 | 57538 | S40F | PV | CN | NA | SUN
2019 | CA | Solar Photovoltaic Project #40 | 57538 | S40G | PV | CN | NA | SUN
2019 | CA | Solar Photovoltaic Project #40 | 57538 | S40H | PV | CN | NA | SUN
2019 | CA | Solar Photovoltaic Project #40 | 57538 | S40I | PV | CN | NA | SUN
2019 | CA | Solar Photovoltaic Project #40 | 57538 | S40J | PV | CN | NA | SUN
2019 | CA | Solar Photovoltaic Project #40 | 57538 | S40K | PV | CN | NA | SUN
2019 | CA | Solar Photovoltaic Project #40 | 57538 | S40L | PV | CN | NA | SUN
2019 | CA | Solar Photovoltaic Project #40 | 57538 | S40M | PV | CN | NA | SUN
2019 | CA | Solar Photovoltaic Project #40 | 57538 | S40N | PV | CN | NA | SUN
2019 | CA | Solar Photovoltaic Project #40 | 57538 | S40O | PV | CN | NA | SUN
2019 | CA | Solar Photovoltaic Project #40 | 57538 | S40P | PV | CN | NA | SUN
2019 | CA | Solar Photovoltaic Project #40 | 57538 | S40Q | PV | CN | NA | SUN
2019 | CA | Solar Photovoltaic Project #40 | 57538 | S40R | PV | CN | NA | SUN
2019 | CA | Solar Photovoltaic Project #40 | 57538 | S40S | PV | CN | NA | SUN
2019 | CA | Solar Photovoltaic Project #40 | 57538 | S40T | PV | CN | NA | SUN
2019 | CA | Solar Photovoltaic Project #41 | 57539 | S41A | PV | CN | NA | SUN
2019 | CA | Solar Photovoltaic Project #41 | 57539 | S41B | PV | CN | NA | SUN
2019 | CA | Solar Photovoltaic Project #41 | 57539 | S41C | PV | CN | NA | SUN
2019 | CA | Solar Photovoltaic Project #41 | 57539 | S41D | PV | CN | NA | SUN
2019 | CA | Solar Photovoltaic Project #41 | 57539 | S41E | PV | CN | NA | SUN
2019 | CA | Solar Photovoltaic Project #41 | 57539 | S41F | PV | CN | NA | SUN
2019 | CA | Solar Photovoltaic Project #41 | 57539 | S41G | PV | CN | NA | SUN
2019 | CA | Solar Photovoltaic Project #41 | 57539 | S41H | PV | CN | NA | SUN
2019 | CA | Solar Photovoltaic Project #41 | 57539 | S41I | PV | CN | NA | SUN
2019 | CA | Solar Photovoltaic Project #41 | 57539 | S41J | PV | CN | NA | SUN
2019 | CA | Solar Photovoltaic Project #41 | 57539 | S41K | PV | CN | NA | SUN
2019 | CA | Solar Photovoltaic Project #41 | 57539 | S41L | PV | CN | NA | SUN
2019 | CA | Solar Photovoltaic Project #41 | 57539 | S41M | PV | CN | NA | SUN
2019 | CA | Solar Photovoltaic Project #41 | 57539 | S41N | PV | CN | NA | SUN
2019 | CA | Solar Photovoltaic Project #41 | 57539 | S41O | PV | CN | NA | SUN
2019 | CA | Solar Photovoltaic Project #41 | 57539 | S41P | PV | CN | NA | SUN
2019 | CA | Solar Photovoltaic Project #41 | 57539 | S41Q | PV | CN | NA | SUN
2019 | CA | Solar Photovoltaic Project #41 | 57539 | S41R | PV | CN | NA | SUN
2019 | CA | Solar Photovoltaic Project #41 | 57539 | S41S | PV | CN | NA | SUN
2019 | CA | Solar Photovoltaic Project #41 | 57539 | S41T | PV | CN | NA | SUN
2019 | CA | Solar Photovoltaic Project #42 | 57441 | S42A | PV | OP | NA | SUN |  | 7273.7 |  | 0 | EIA Prime Mover-level Data | Estimated using an emission factor
2019 | CA | Solar Photovoltaic Project #42 | 57441 | S42B | PV | OP | NA | SUN |  | 7273.7 |  | 0 | EIA Prime Mover-level Data | Estimated using an emission factor
2019 | CA | Solar Photovoltaic Project #42 | 57441 | S42C | PV | OP | NA | SUN |  | 7273.7 |  | 0 | EIA Prime Mover-level Data | Estimated using an emission factor
2019 | CA | Solar Photovoltaic Project #42 | 57441 | S42D | PV | OP | NA | SUN |  | 7273.7 |  | 0 | EIA Prime Mover-level Data | Estimated using an emission factor
2019 | CA | Solar Photovoltaic Project #42 | 57441 | S42E | PV | OP | NA | SUN |  | 7273.7 |  | 0 | EIA Prime Mover-level Data | Estimated using an emission factor
2019 | CA | Solar Photovoltaic Project #42 | 57441 | S42F | PV | OP | NA | SUN |  | 7273.7 |  | 0 | EIA Prime Mover-level Data | Estimated using an emission factor
2019 | CA | Solar Photovoltaic Project #42 | 57441 | S42G | PV | OP | NA | SUN |  | 7273.7 |  | 0 | EIA Prime Mover-level Data | Estimated using an emission factor
2019 | CA | Solar Photovoltaic Project #42 | 57441 | S42H | PV | OP | NA | SUN |  | 7273.7 |  | 0 | EIA Prime Mover-level Data | Estimated using an emission factor
2019 | CA | Solar Photovoltaic Project #42 | 57441 | S42I | PV | OP | NA | SUN |  | 7273.7 |  | 0 | EIA Prime Mover-level Data | Estimated using an emission factor
2019 | CA | Solar Photovoltaic Project #42 | 57441 | S42J | PV | OP | NA | SUN |  | 7273.7 |  | 0 | EIA Prime Mover-level Data | Estimated using an emission factor
2019 | CA | Solar Photovoltaic Project #44 | 57540 | S44A | PV | RE | NA | SUN |  | 2484.188 |  |  | EIA Prime Mover-level Data
2019 | CA | Solar Photovoltaic Project #44 | 57540 | S44B | PV | RE | NA | SUN |  | 2484.188 |  |  | EIA Prime Mover-level Data
2019 | CA | Solar Photovoltaic Project #44 | 57540 | S44C | PV | RE | NA | SUN |  | 2484.188 |  |  | EIA Prime Mover-level Data
2019 | CA | Solar Photovoltaic Project #44 | 57540 | S44D | PV | RE | NA | SUN |  | 2484.188 |  |  | EIA Prime Mover-level Data
2019 | CA | Solar Photovoltaic Project #44 | 57540 | S44E | PV | RE | NA | SUN |  | 2484.188 |  |  | EIA Prime Mover-level Data
2019 | CA | Solar Photovoltaic Project #44 | 57540 | S44F | PV | RE | NA | SUN |  | 2484.188 |  |  | EIA Prime Mover-level Data
2019 | CA | Solar Photovoltaic Project #44 | 57540 | S44G | PV | RE | NA | SUN |  | 2484.188 |  |  | EIA Prime Mover-level Data
2019 | CA | Solar Photovoltaic Project #44 | 57540 | S44H | PV | RE | NA | SUN |  | 2484.188 |  |  | EIA Prime Mover-level Data
2019 | CA | Solar Photovoltaic Project #44 | 57540 | S44I | PV | RE | NA | SUN |  | 2484.188 |  |  | EIA Prime Mover-level Data
2019 | CA | Solar Photovoltaic Project #44 | 57540 | S44J | PV | RE | NA | SUN |  | 2484.188 |  |  | EIA Prime Mover-level Data
2019 | CA | Solar Photovoltaic Project #44 | 57540 | S44K | PV | RE | NA | SUN |  | 2484.188 |  |  | EIA Prime Mover-level Data
2019 | CA | Solar Photovoltaic Project #44 | 57540 | S44L | PV | RE | NA | SUN |  | 2484.188 |  |  | EIA Prime Mover-level Data
2019 | CA | Solar Photovoltaic Project #44 | 57540 | S44M | PV | RE | NA | SUN |  | 2484.188 |  |  | EIA Prime Mover-level Data
2019 | CA | Solar Photovoltaic Project #44 | 57540 | S44N | PV | RE | NA | SUN |  | 2484.188 |  |  | EIA Prime Mover-level Data
2019 | CA | Solar Photovoltaic Project #44 | 57540 | S44O | PV | RE | NA | SUN |  | 2484.188 |  |  | EIA Prime Mover-level Data
2019 | CA | Solar Photovoltaic Project #44 | 57540 | S44P | PV | RE | NA | SUN |  | 2484.188 |  |  | EIA Prime Mover-level Data
2019 | CA | Solar Photovoltaic Project #45 | 57541 | S45A | PV | CN | NA | SUN
2019 | CA | Solar Photovoltaic Project #45 | 57541 | S45B | PV | CN | NA | SUN
2019 | CA | Solar Photovoltaic Project #45 | 57541 | S45C | PV | CN | NA | SUN
2019 | CA | Solar Photovoltaic Project #45 | 57541 | S45D | PV | CN | NA | SUN
2019 | CA | Solar Photovoltaic Project #45 | 57541 | S45E | PV | CN | NA | SUN
2019 | CA | Solar Photovoltaic Project #45 | 57541 | S45F | PV | CN | NA | SUN
2019 | CA | Solar Photovoltaic Project #45 | 57541 | S45G | PV | CN | NA | SUN
2019 | CA | Solar Photovoltaic Project #45 | 57541 | S45H | PV | CN | NA | SUN
2019 | CA | Solar Photovoltaic Project #45 | 57541 | S45I | PV | CN | NA | SUN
2019 | CA | Solar Photovoltaic Project #45 | 57541 | S45J | PV | CN | NA | SUN
2019 | CA | Solar Photovoltaic Project #45 | 57541 | S45K | PV | CN | NA | SUN
2019 | CA | Solar Photovoltaic Project #45 | 57541 | S45L | PV | CN | NA | SUN
2019 | CA | Solar Photovoltaic Project #46 | 57545 | S46A | PV | CN | NA | SUN
2019 | CA | Solar Photovoltaic Project #46 | 57545 | S46B | PV | CN | NA | SUN
2019 | CA | Solar Photovoltaic Project #46 | 57545 | S46C | PV | CN | NA | SUN
2019 | CA | Solar Photovoltaic Project #46 | 57545 | S46D | PV | CN | NA | SUN
2019 | CA | Solar Photovoltaic Project #46 | 57545 | S46E | PV | CN | NA | SUN
2019 | CA | Solar Photovoltaic Project #46 | 57545 | S46F | PV | CN | NA | SUN
2019 | CA | Solar Photovoltaic Project #46 | 57545 | S46G | PV | CN | NA | SUN
2019 | CA | Solar Photovoltaic Project #47 | 57543 | S47A | PV | CN | NA | SUN
2019 | CA | Solar Photovoltaic Project #47 | 57543 | S47B | PV | CN | NA | SUN
2019 | CA | Solar Photovoltaic Project #48 | 57900 | S48A | PV | OP | NA | SUN |  | 5357.5 |  | 0 | EIA Prime Mover-level Data | Estimated using an emission factor
2019 | CA | Solar Photovoltaic Project #48 | 57900 | S48B | PV | OP | NA | SUN |  | 5357.5 |  | 0 | EIA Prime Mover-level Data | Estimated using an emission factor
2019 | CA | Solar Photovoltaic Project #48 | 57900 | S48C | PV | OP | NA | SUN |  | 5357.5 |  | 0 | EIA Prime Mover-level Data | Estimated using an emission factor
2019 | CA | Solar Photovoltaic Project #48 | 57900 | S48D | PV | OP | NA | SUN |  | 5357.5 |  | 0 | EIA Prime Mover-level Data | Estimated using an emission factor
2019 | CA | Solar Photovoltaic Project #48 | 57900 | S48E | PV | OP | NA | SUN |  | 5357.5 |  | 0 | EIA Prime Mover-level Data | Estimated using an emission factor
2019 | CA | Solar Photovoltaic Project #48 | 57900 | S48F | PV | OP | NA | SUN |  | 5357.5 |  | 0 | EIA Prime Mover-level Data | Estimated using an emission factor
2019 | CA | Solar Photovoltaic Project #48 | 57900 | S48G | PV | OP | NA | SUN |  | 5357.5 |  | 0 | EIA Prime Mover-level Data | Estimated using an emission factor
2019 | CA | Solar Photovoltaic Project #48 | 57900 | S48H | PV | OP | NA | SUN |  | 5357.5 |  | 0 | EIA Prime Mover-level Data | Estimated using an emission factor
2019 | CA | Solar Photovoltaic Project #48 | 57900 | S48I | PV | OP | NA | SUN |  | 5357.5 |  | 0 | EIA Prime Mover-level Data | Estimated using an emission factor
2019 | CA | Solar Photovoltaic Project #48 | 57900 | S48J | PV | OP | NA | SUN |  | 5357.5 |  | 0 | EIA Prime Mover-level Data | Estimated using an emission factor
2019 | CA | Solar Star 1 | 58388 | AVS1 | PV | OP | NA | SUN |  | 941158.8 |  | 0 | EIA Prime Mover-level Data | Estimated using an emission factor
2019 | CA | Solar Star 1 | 58388 | SS11 | PV | OP | NA | SUN |  | 1303143 |  | 0 | EIA Prime Mover-level Data | Estimated using an emission factor
2019 | CA | Solar Star 1 | 58388 | SS12 | PV | OP | NA | SUN |  | 1303143 |  | 0 | EIA Prime Mover-level Data | Estimated using an emission factor
2019 | CA | Solar Star 1 | 58388 | SS13 | PV | OP | NA | SUN |  | 1411738 |  | 0 | EIA Prime Mover-level Data | Estimated using an emission factor
2019 | CA | Solar Star 1 | 58388 | SS14 | PV | OP | NA | SUN |  | 796365.1 |  | 0 | EIA Prime Mover-level Data | Estimated using an emission factor
2019 | CA | Solar Star 1 | 58388 | SS15 | PV | OP | NA | SUN |  | 361984.2 |  | 0 | EIA Prime Mover-level Data | Estimated using an emission factor
2019 | CA | Solar Star 1 | 58388 | SS16 | PV | OP | NA | SUN |  | 1556532 |  | 0 | EIA Prime Mover-level Data | Estimated using an emission factor
2019 | CA | Solar Star 2 | 58389 | AVS2 | PV | OP | NA | SUN |  | 470708.1 |  | 0 | EIA Prime Mover-level Data | Estimated using an emission factor
2019 | CA | Solar Star 2 | 58389 | SS21 | PV | OP | NA | SUN |  | 1448333 |  | 0 | EIA Prime Mover-level Data | Estimated using an emission factor
2019 | CA | Solar Star 2 | 58389 | SS22 | PV | OP | NA | SUN |  | 1339708 |  | 0 | EIA Prime Mover-level Data | Estimated using an emission factor
2019 | CA | Solar Star 2 | 58389 | SS23 | PV | OP | NA | SUN |  | 1158666 |  | 0 | EIA Prime Mover-level Data | Estimated using an emission factor
2019 | CA | Solar Star 2 | 58389 | SS24 | PV | OP | NA | SUN |  | 1050041 |  | 0 | EIA Prime Mover-level Data | Estimated using an emission factor
2019 | CA | Solar Star 2 | 58389 | SS25 | PV | OP | NA | SUN |  | 1267291 |  | 0 | EIA Prime Mover-level Data | Estimated using an emission factor
2019 | CA | Solar Star California II LLC | 57933 | 1 | PV | OP | NA | SUN |  | 33569 |  | 0 | EIA Prime Mover-level Data | Estimated using an emission factor
2019 | CA | Solar Star California, XLI, LLC | 60591 | RS1 | PV | OP | NA | SUN |  | 1386610 |  | 0 | EIA Prime Mover-level Data | Estimated using an emission factor
2019 | CA | Solar Star California, XLIV, LLC | 60869 | PB1 | PV | OP | NA | SUN |  | 234557 |  | 0 | EIA Prime Mover-level Data | Estimated using an emission factor
2019 | CA | Solar Star Palo Alto I, LLC | 62732 | SSPAI | PV | OP | NA | SUN |  | 5521 |  | 0 | EIA Prime Mover-level Data | Estimated using an emission factor
2019 | CA | Solverde 1 | 60185 | SOLV1 | PV | OP | NA | SUN |  | 1948659 |  | 0 | EIA Prime Mover-level Data | Estimated using an emission factor
2019 | CA | Sonoma California Geothermal | 510 | 1 | ST | OP | NA | GEO |  | 3117112 |  | 0 | EIA Prime Mover-level Data | Estimated using an emission factor
2019 | CA | Sonoma Central Landfill Phase I | 55752 | P-11 | IC | OP | NA | LFG |  | 48831.75 | 0.35891 | 0.0147 | EIA Prime Mover-level Data | Estimated using an emission factor
2019 | CA | Sonoma Central Landfill Phase I | 55752 | P-12 | IC | OP | NA | LFG |  | 48831.75 | 0.35891 | 0.0147 | EIA Prime Mover-level Data | Estimated using an emission factor
2019 | CA | Sonoma Central Landfill Phase I | 55752 | P-13 | IC | OP | NA | LFG |  | 48831.75 | 0.35891 | 0.0147 | EIA Prime Mover-level Data | Estimated using an emission factor
2019 | CA | Sonoma Central Landfill Phase I | 55752 | P-14 | IC | OP | NA | LFG |  | 48831.75 | 0.35891 | 0.0147 | EIA Prime Mover-level Data | Estimated using an emission factor
2019 | CA | Sonoma Central Landfill Phase II | 55753 | P-21 | IC | OP | NA | LFG |  | 45361.5 | 0.33341 | 0.0147 | EIA Prime Mover-level Data | Estimated using an emission factor
2019 | CA | Sonoma Central Landfill Phase II | 55753 | P-22 | IC | OP | NA | LFG |  | 45361.5 | 0.33341 | 0.0147 | EIA Prime Mover-level Data | Estimated using an emission factor
2019 | CA | Sonoma Central Landfill Phase II | 55753 | P-23 | IC | OP | NA | LFG |  | 45361.5 | 0.33341 | 0.0147 | EIA Prime Mover-level Data | Estimated using an emission factor
2019 | CA | Sonoma Central Landfill Phase II | 55753 | P-24 | IC | OP | NA | LFG |  | 45361.5 | 0.33341 | 0.0147 | EIA Prime Mover-level Data | Estimated using an emission factor
2019 | CA | Sonoma Central Landfill Phase III | 55880 | P-31 | IC | OP | NA | LFG |  | 6133 | 0.045078 | 0.0147 | EIA Prime Mover-level Data | Estimated using an emission factor
2019 | CA | Sonoma Central Landfill Phase III | 55880 | P-32 | IC | OP | NA | LFG |  | 6133 | 0.045078 | 0.0147 | EIA Prime Mover-level Data | Estimated using an emission factor
2019 | CA | Sonoma County Fuel Cell | 57793 | FC-1 | FC | OP | NA | NG |  | 25616 | 0 | 0 | EIA Prime Mover-level Data | Estimated using an emission factor
2019 | CA | Sonora 1 | 58578 | SON1 | PV | OP | NA | SUN |  | 32108 |  | 0 | EIA Prime Mover-level Data | Estimated using an emission factor
2019 | CA | Soscol Ferry Solar | 63761 | SSCLC | PV | T | NA | SUN
2019 | CA | Soscol Ferry Solar | 63761 | SSCLD | PV | T | NA | SUN
2019 | CA | South | 280 | 1 | HY | OP | NA | WAT |  | 222182 |  | 1.5381e-07 | EIA Prime Mover-level Data | NEI avg EF - PM, fuel type, firing type
2019 | CA | South Bay Fuel Cell Plant | 57770 | SBFC | FC | OP | NA | OBG |  | 81554 | 0 | 0 | EIA Prime Mover-level Data | Estimated using an emission factor
2019 | CA | South Belridge Cogeneration Facility | 50752 | GEN1 | GT | OP | NA | NG |  | 1693640 | 4.6434 | 0.0054834 | EIA Prime Mover-level Data | NEI avg EF - PM, fuel type, firing type
2019 | CA | South Belridge Cogeneration Facility | 50752 | GEN2 | GT | OP | NA | NG |  | 1693640 | 4.6434 | 0.0054834 | EIA Prime Mover-level Data | NEI avg EF - PM, fuel type, firing type
2019 | CA | South Belridge Cogeneration Facility | 50752 | GEN3 | GT | OP | NA | NG |  | 1693640 | 4.6434 | 0.0054834 | EIA Prime Mover-level Data | NEI avg EF - PM, fuel type, firing type
2019 | CA | Southeast Kern River Cogen | 50751 | GTG1 | GT | OP | NA | NG |  | 1031465 | 2.828 | 0.0054834 | EIA Prime Mover-level Data | NEI avg EF - PM, fuel type, firing type
2019 | CA | Southeast Kern River Cogen | 50751 | GTG2 | GT | OS | NA | NG |  | 146124.3 | 0.40063 | 0.0054834 | EIA Prime Mover-level Data | NEI avg EF - PM, fuel type, firing type
2019 | CA | Southeast Kern River Cogen | 50751 | GTG3 | GT | OS | NA | NG |  | 146124.3 | 0.40063 | 0.0054834 | EIA Prime Mover-level Data | NEI avg EF - PM, fuel type, firing type
2019 | CA | Southeast Resource Recovery | 50837 | UNIT1 | ST | OP | NA | MSW |  | 1236758 | 0.096467 | 0.000156 | EIA Unit-level Data | Estimated using an emission factor
2019 | CA | Southeast Resource Recovery | 50837 | UNIT2 | ST | OP | NA | MSW |  | 1276358 | 0.099556 | 0.000156 | EIA Unit-level Data | Estimated using an emission factor
2019 | CA | Southeast Resource Recovery | 50837 | UNIT3 | ST | OP | NA | MSW |  | 1245009 | 0.097111 | 0.000156 | EIA Unit-level Data | Estimated using an emission factor
2019 | CA | Southern Owens Valley Solar Ranch | 57304 | 1 | PV | IP | NA | SUN
2019 | CA | Spadra Landfill Gas to Energy | 10471 | GEN1 | ST | RE | NA | LFG
2019 | CA | Spaulding 1 | 281 | 1 | HY | OP | NA | WAT |  | 59192 |  | 1.5381e-07 | EIA Prime Mover-level Data | NEI avg EF - PM, fuel type, firing type
2019 | CA | Spaulding 2 | 282 | 1 | HY | OP | NA | WAT |  | 72710 |  | 1.5381e-07 | EIA Prime Mover-level Data | NEI avg EF - PM, fuel type, firing type
2019 | CA | Spaulding 3 | 283 | 1 | HY | OP | NA | WAT |  | 245101 |  | 1.5381e-07 | EIA Prime Mover-level Data | NEI avg EF - PM, fuel type, firing type
2019 | CA | SPI Anderson 2 | 59658 | BLR1 | ST | OP | NA | WDS |  | 3115591 | 35.5367 | 0.022812 | EIA Unit-level Data | NEI avg EF - PM, fuel type
2019 | CA | Spicer Meadow Project | 54554 | GEN1 | HY | OP | NA | WAT |  | 65440.68 |  | 1.5381e-07 | EIA Prime Mover-level Data | NEI avg EF - PM, fuel type, firing type
2019 | CA | Spicer Meadow Project | 54554 | GEN2 | HY | OP | NA | WAT |  | 65440.68 |  | 1.5381e-07 | EIA Prime Mover-level Data | NEI avg EF - PM, fuel type, firing type
2019 | CA | Spicer Meadow Project | 54554 | GEN3 | HY | OP | NA | WAT |  | 12118.64 |  | 1.5381e-07 | EIA Prime Mover-level Data | NEI avg EF - PM, fuel type, firing type
2019 | CA | Spreckels Sugar Company | 57916 | 1 | ST | OP | NA | NG |  | 1219411 | 4.9096 | 0.0080524 | EIA Prime Mover-level Data | NEI avg EF - PM, fuel type
2019 | CA | Spring Creek | 450 | 1 | HY | OP | NA | WAT |  | 1666918 |  | 1.5381e-07 | EIA Prime Mover-level Data | NEI avg EF - PM, fuel type, firing type
2019 | CA | Spring Creek | 450 | 2 | HY | OP | NA | WAT |  | 1666918 |  | 1.5381e-07 | EIA Prime Mover-level Data | NEI avg EF - PM, fuel type, firing type
2019 | CA | Spring Gap | 284 | 1 | HY | OP | NA | WAT |  | 308710 |  | 1.5381e-07 | EIA Prime Mover-level Data | NEI avg EF - PM, fuel type, firing type
2019 | CA | Springbok 3 Solar Farm Hybrid | 60491 | SB3BS | BA | OP | NA | MWH
2019 | CA | Springbok 3 Solar Farm Hybrid | 60491 | SB3SF | PV | OP | NA | SUN |  | 1002465 |  | 0 | EIA Prime Mover-level Data | Estimated using an emission factor
2019 | CA | Springbok Solar Farm 1 | 59532 | SB1 | PV | OP | NA | SUN |  | 2582953 |  | 0 | EIA Prime Mover-level Data | Estimated using an emission factor
2019 | CA | Springbok Solar Farm 2 | 59840 | SB2 | PV | OP | NA | SUN |  | 3638716 |  | 0 | EIA Prime Mover-level Data | Estimated using an emission factor
2019 | CA | Springs Generating Station | 56144 | 1 | GT | OP | NA | NG |  | 2747.5 | 0.0075328 | 0.0054834 | EIA Prime Mover-level Data | NEI avg EF - PM, fuel type, firing type
2019 | CA | Springs Generating Station | 56144 | 2 | GT | OP | NA | NG |  | 2747.5 | 0.0075328 | 0.0054834 | EIA Prime Mover-level Data | NEI avg EF - PM, fuel type, firing type
2019 | CA | Springs Generating Station | 56144 | 3 | GT | OP | NA | NG |  | 2747.5 | 0.0075328 | 0.0054834 | EIA Prime Mover-level Data | NEI avg EF - PM, fuel type, firing type
2019 | CA | Springs Generating Station | 56144 | 4 | GT | OP | NA | NG |  | 2747.5 | 0.0075328 | 0.0054834 | EIA Prime Mover-level Data | NEI avg EF - PM, fuel type, firing type
2019 | CA | Springville Hydroelectric | 56125 | 4152 | HY | OP | NA | WAT |  | 7267 |  | 1.5381e-07 | EIA Prime Mover-level Data | NEI avg EF - PM, fuel type, firing type
2019 | CA | SRI International Cogen Project | 50537 | GEN1 | GT | OP | NA | NG |  | 477127 | 1.3081 | 0.0054834 | EIA Prime Mover-level Data | NEI avg EF - PM, fuel type, firing type
2019 | CA | Stage Gulch Solar | 61791 | 5001 | PV | OP | NA | SUN |  | 15271 |  | 0 | EIA Prime Mover-level Data | Estimated using an emission factor
2019 | CA | Stampede | 7066 | 1 | HY | OP | NA | WAT |  | 90790.84 |  | 1.5381e-07 | EIA Prime Mover-level Data | NEI avg EF - PM, fuel type, firing type
2019 | CA | Stampede | 7066 | 2 | HY | OP | NA | WAT |  | 18158.17 |  | 1.5381e-07 | EIA Prime Mover-level Data | NEI avg EF - PM, fuel type, firing type
2019 | CA | Stanford Campus Solar | 62020 | STANF | PV | OP | NA | SUN |  | 56486 |  | 0 | EIA Prime Mover-level Data | Estimated using an emission factor
2019 | CA | Stanislaus | 285 | HC1 | HY | OP | NA | WAT |  | 3354608 |  | 1.5381e-07 | EIA Prime Mover-level Data | NEI avg EF - PM, fuel type, firing type
2019 | CA | Stanton Energy Reliability Center Hybrid | 60698 | BESS1 | BA | L | NA | MWH
2019 | CA | Stanton Energy Reliability Center Hybrid | 60698 | BESS2 | BA | L | NA | MWH
2019 | CA | Stanton Energy Reliability Center Hybrid | 60698 | GT1 | GT | V | NA | NG
2019 | CA | Stanton Energy Reliability Center Hybrid | 60698 | GT2 | GT | V | NA | NG
2019 | CA | Staples La Mirada, CA | 57683 | 1 | PV | OP | NA | SUN |  | 13560 |  | 0 | EIA Prime Mover-level Data | Estimated using an emission factor
2019 | CA | Starbucks - Evolution Fresh | 59804 | SBK00 | FC | OP | NA | NG |  | 57868 | 0 | 0 | EIA Prime Mover-level Data | Estimated using an emission factor
2019 | CA | Stateline Solar | 58646 | STL | PV | OP | NA | SUN |  | 1453491 |  | 0 | EIA Prime Mover-level Data | Estimated using an emission factor
2019 | CA | Stateline Solar | 58646 | STL2 | PV | OP | NA | SUN |  | 653017.8 |  | 0 | EIA Prime Mover-level Data | Estimated using an emission factor
2019 | CA | Stateline Solar | 58646 | STL3 | PV | OP | NA | SUN |  | 725788.1 |  | 0 | EIA Prime Mover-level Data | Estimated using an emission factor
2019 | CA | Stateline Solar | 58646 | STL4 | PV | OP | NA | SUN |  | 725788.1 |  | 0 | EIA Prime Mover-level Data | Estimated using an emission factor
2019 | CA | Stateline Solar | 58646 | STL5 | PV | OP | NA | SUN |  | 725788.1 |  | 0 | EIA Prime Mover-level Data | Estimated using an emission factor
2019 | CA | Stateline Solar | 58646 | STL6 | PV | OP | NA | SUN |  | 725788.1 |  | 0 | EIA Prime Mover-level Data | Estimated using an emission factor
2019 | CA | Stateline Solar | 58646 | STL7 | PV | OP | NA | SUN |  | 725788.1 |  | 0 | EIA Prime Mover-level Data | Estimated using an emission factor
2019 | CA | Stenner Creek Solar | 61607 | CPOLY | PV | OP | NA | SUN |  | 86147 |  | 0 | EIA Prime Mover-level Data | Estimated using an emission factor
2019 | CA | Stony Gorge | 7151 | 1 | HY | OP | NA | WAT |  | 63828.5 |  | 1.5381e-07 | EIA Prime Mover-level Data | NEI avg EF - PM, fuel type, firing type
2019 | CA | Stony Gorge | 7151 | 2 | HY | OP | NA | WAT |  | 63828.5 |  | 1.5381e-07 | EIA Prime Mover-level Data | NEI avg EF - PM, fuel type, firing type
2019 | CA | Strata Roof 1 | 60219 | UNIT1 | PV | OP | NA | SUN |  | 13677 |  | 0 | EIA Prime Mover-level Data | Estimated using an emission factor
2019 | CA | Strauss Wind Farm | 62113 | ST-CA | WT | P | NA | WND
2019 | CA | Stroud Solar Station | 57497 | 1 | PV | OP | NA | SUN |  | 298363 |  | 0 | EIA Prime Mover-level Data | Estimated using an emission factor
2019 | CA | Summer North Solar | 58757 | UE2 | PV | OP | NA | SUN |  | 29477.77 |  | 0 | EIA Prime Mover-level Data | Estimated using an emission factor
2019 | CA | Summer North Solar | 58757 | UF2 | PV | OP | NA | SUN |  | 39303.69 |  | 0 | EIA Prime Mover-level Data | Estimated using an emission factor
2019 | CA | Summer North Solar | 58757 | UG2 | PV | OP | NA | SUN |  | 29477.77 |  | 0 | EIA Prime Mover-level Data | Estimated using an emission factor
2019 | CA | Summer North Solar | 58757 | UH2 | PV | OP | NA | SUN |  | 29477.77 |  | 0 | EIA Prime Mover-level Data | Estimated using an emission factor
2019 | CA | Summer Solar A2 | 58753 | SSA2 | PV | OP | NA | SUN |  | 33203 |  | 0 | EIA Prime Mover-level Data | Estimated using an emission factor
2019 | CA | Summer Solar B2 | 58754 | SSB2 | PV | OP | NA | SUN |  | 33275 |  | 0 | EIA Prime Mover-level Data | Estimated using an emission factor
2019 | CA | Summer Solar C2 | 58755 | SSC2 | PV | OP | NA | SUN |  | 31041 |  | 0 | EIA Prime Mover-level Data | Estimated using an emission factor
2019 | CA | Summer Solar D2 | 58756 | SSD2 | PV | OP | NA | SUN |  | 20060 |  | 0 | EIA Prime Mover-level Data | Estimated using an emission factor
2019 | CA | Summer Solar LLC | 60280 | SUMSL | PV | OP | NA | SUN |  | 486283 |  | 0 | EIA Prime Mover-level Data | Estimated using an emission factor
2019 | CA | Sun City Project LLC | 57360 | 1 | PV | OP | NA | SUN |  | 288570 |  | 0 | EIA Prime Mover-level Data | Estimated using an emission factor
2019 | CA | Sun Harvest Solar NDP1 | 59687 | NDP1 | PV | OP | NA | SUN |  | 27993 |  | 0 | EIA Prime Mover-level Data | Estimated using an emission factor
2019 | CA | SunAnza | 60791 | ANZA1 | PV | OP | NA | SUN |  | 44012 |  | 0 | EIA Prime Mover-level Data | Estimated using an emission factor
2019 | CA | SunE- E Philadelphia Ontario | 59916 | 12307 | PV | OP | NA | SUN |  | 15307 |  | 0 | EIA Prime Mover-level Data | Estimated using an emission factor
2019 | CA | SunE Rochester | 60032 | RCHTR | PV | OP | NA | SUN |  | 13979 |  | 0 | EIA Prime Mover-level Data | Estimated using an emission factor
2019 | CA | SunEdison Anheuser Busch Fairfield | 57010 | 1 | PV | OP | NA | SUN |  | 14085 |  | 0 | EIA Prime Mover-level Data | Estimated using an emission factor
2019 | CA | SunEdison Ironwood State Prison | 57007 | 1 | PV | OP | NA | SUN |  | 16018 |  | 0 | EIA Prime Mover-level Data | Estimated using an emission factor
2019 | CA | SunEdison Procter & Gamble Oxnard | 57008 | 1 | PV | OP | NA | SUN |  | 15056 |  | 0 | EIA Prime Mover-level Data | Estimated using an emission factor
2019 | CA | SunEdison Walgreens Moreno Valley | 57004 | 1 | PV | OP | NA | SUN |  | 7896 |  | 0 | EIA Prime Mover-level Data | Estimated using an emission factor
2019 | CA | SunEdison Walmart Apple Valley DC | 57012 | 1 | PV | OP | NA | SUN |  | 19909 |  | 0 | EIA Prime Mover-level Data | Estimated using an emission factor
2019 | CA | Sunnyvale City of WPCP | 57557 | S-14 | IC | OP | NA | LFG |  | 63273 | 0.46506 | 0.0147 | EIA Prime Mover-level Data | Estimated using an emission factor
2019 | CA | Sunnyvale City of WPCP | 57557 | S-15 | IC | OP | NA | LFG |  | 63273 | 0.46506 | 0.0147 | EIA Prime Mover-level Data | Estimated using an emission factor
2019 | CA | Sunray 2 | 10437 | GEN1 | ST | RE | NA | SUN
2019 | CA | Sunray 2 | 10437 | SUN2 | PV | OP | NA | SUN |  | 524650 |  | 0 | EIA Prime Mover-level Data | Estimated using an emission factor
2019 | CA | Sunray 3 | 10438 | GEN1 | ST | RE | NA | SUN
2019 | CA | Sunray 3 | 10438 | SUN3 | PV | OP | NA | SUN |  | 348369 |  | 0 | EIA Prime Mover-level Data | Estimated using an emission factor
2019 | CA | SunSelect1 | 61754 | 1 | IC | OP | NA | NG |  | 143764 | 0.030334 | 0.000422 | EIA Prime Mover-level Data | Estimated using an emission factor
2019 | CA | SunSelect1 | 61754 | 2 | IC | OP | NA | NG |  | 143764 | 0.030334 | 0.000422 | EIA Prime Mover-level Data | Estimated using an emission factor
2019 | CA | Sunset Reservoir North Basin | 57559 | 1 | PV | OP | NA | SUN |  | 58515 |  | 0 | EIA Prime Mover-level Data | Estimated using an emission factor
2019 | CA | Sunshine Gas Producers | 58429 | 1 | GT | OP | NA | LFG |  | 365653.2 | 3.9491 | 0.0216 | EIA Prime Mover-level Data | Estimated using an emission factor
2019 | CA | Sunshine Gas Producers | 58429 | 2 | GT | OP | NA | LFG |  | 365653.2 | 3.9491 | 0.0216 | EIA Prime Mover-level Data | Estimated using an emission factor
2019 | CA | Sunshine Gas Producers | 58429 | 3 | GT | OP | NA | LFG |  | 365653.2 | 3.9491 | 0.0216 | EIA Prime Mover-level Data | Estimated using an emission factor
2019 | CA | Sunshine Gas Producers | 58429 | 4 | GT | OP | NA | LFG |  | 365653.2 | 3.9491 | 0.0216 | EIA Prime Mover-level Data | Estimated using an emission factor
2019 | CA | Sunshine Gas Producers | 58429 | 5 | GT | OP | NA | LFG |  | 365653.2 | 3.9491 | 0.0216 | EIA Prime Mover-level Data | Estimated using an emission factor
2019 | CA | Swanmill Windfarm I | 54650 | EXI2 | WT | OP | NA | WND |  |  |  | 0
2019 | CA | Swanmill Windfarm I | 54650 | EXIS | WT | OP | NA | WND |  |  |  | 0
2019 | CA | Sycamore Cogeneration | 50134 | GTAG | GT | OP | NA | NG |  | 1762122 | 4.8312 | 0.0054834 | EIA Prime Mover-level Data | NEI avg EF - PM, fuel type, firing type
2019 | CA | Sycamore Cogeneration | 50134 | GTBG | GT | OP | NA | NG |  | 1762122 | 4.8312 | 0.0054834 | EIA Prime Mover-level Data | NEI avg EF - PM, fuel type, firing type
2019 | CA | Sycamore Cogeneration | 50134 | GTCG | GT | OP | NA | NG |  | 1762122 | 4.8312 | 0.0054834 | EIA Prime Mover-level Data | NEI avg EF - PM, fuel type, firing type
2019 | CA | Sycamore Cogeneration | 50134 | GTDG | GT | OP | NA | NG |  | 1762122 | 4.8312 | 0.0054834 | EIA Prime Mover-level Data | NEI avg EF - PM, fuel type, firing type
2019 | CA | Sycamore Energy LLC | 10387 | 1 | GT | RE | NA | LFG
2019 | CA | Sycamore Energy LLC | 10387 | 2 | GT | RE | NA | LFG
2019 | CA | Sycamore Energy LLC | 10387 | 3 | GT | OP | NA | LFG |  | 239485 | 2.5864 | 0.0216 | EIA Prime Mover-level Data | Estimated using an emission factor
2019 | CA | Sycamore Energy LLC | 10387 | 1A | GT | OP | NA | LFG |  | 95794 | 1.0346 | 0.0216 | EIA Prime Mover-level Data | Estimated using an emission factor
2019 | CA | Sycamore Energy LLC | 10387 | 2A | GT | OP | NA | LFG |  | 95794 | 1.0346 | 0.0216 | EIA Prime Mover-level Data | Estimated using an emission factor
2019 | CA | TA-Acacia, LLC | 59443 | WAS1 | PV | OP | NA | SUN |  | 514649 |  | 0 | EIA Prime Mover-level Data | Estimated using an emission factor
2019 | CA | Taft 26C Cogen | 52085 | TG1 | GT | OP | NA | NG |  | 305583.5 | 0.83782 | 0.0054834 | EIA Prime Mover-level Data | NEI avg EF - PM, fuel type, firing type
2019 | CA | Taft 26C Cogen | 52085 | TG2 | GT | OP | NA | NG |  | 305583.5 | 0.83782 | 0.0054834 | EIA Prime Mover-level Data | NEI avg EF - PM, fuel type, firing type
2019 | CA | Taft 26C Cogen | 52085 | TG3 | GT | OP | NA | NG |  | 305583.5 | 0.83782 | 0.0054834 | EIA Prime Mover-level Data | NEI avg EF - PM, fuel type, firing type
2019 | CA | Taft 26C Cogen | 52085 | TG4 | GT | OP | NA | NG |  | 305583.5 | 0.83782 | 0.0054834 | EIA Prime Mover-level Data | NEI avg EF - PM, fuel type, firing type
2019 | CA | TA-High Desert LLC | 58149 | TAHD | PV | OP | NA | SUN |  | 443597 |  | 0 | EIA Prime Mover-level Data | Estimated using an emission factor
2019 | CA | Tahquitz High School | 58232 | TAHQ | PV | OP | NA | SUN |  | 14085 |  | 0 | EIA Prime Mover-level Data | Estimated using an emission factor
2019 | CA | Tajiguas Plant | 55603 | UNT1 | IC | OP | NA | LFG |  | 273092 | 2.0072 | 0.0147 | EIA Prime Mover-level Data | Estimated using an emission factor
2019 | CA | Target Shafter | 61824 | RPU2 | PV | OP | NA | SUN |  | 28645 |  | 0 | EIA Prime Mover-level Data | Estimated using an emission factor
2019 | CA | Target Woodland Solar Project | 62246 | TWSP | PV | OP | NA | SUN |  | 30035 |  | 0 | EIA Prime Mover-level Data | Estimated using an emission factor
2019 | CA | Taylor Farms | 59330 | TAY1 | WT | OP | NA | WND |  | 35359 |  | 0 | EIA Prime Mover-level Data | Estimated using an emission factor
2019 | CA | Taylor Farms Salinas | 58303 | TLR | FC | OP | NA | NG |  | 31142 | 0 | 0 | EIA Prime Mover-level Data | Estimated using an emission factor
2019 | CA | Tehachapi Energy Storage Project | 59661 | TSP1 | BA | OP | NA | MWH
2019 | CA | Tehachapi Wind Resource I | 10191 | EXIS | WT | OP | NA | WND |  | 124994 |  | 0 | EIA Prime Mover-level Data | Estimated using an emission factor
2019 | CA | Tehachapi Wind Resource I | 10191 | PLAN | WT | IP | NA | WND
2019 | CA | Tehachapi Wind Resource II | 54909 | EXI2 | WT | OP | NA | WND |  | 160693.7 |  | 0 | EIA Prime Mover-level Data | Estimated using an emission factor
2019 | CA | Tehachapi Wind Resource II | 54909 | EXIS | WT | OP | NA | WND |  | 263305.3 |  | 0 | EIA Prime Mover-level Data | Estimated using an emission factor
2019 | CA | Tehachapi Wind Resource II | 54909 | PLAN | WT | P | NA | WND
2019 | CA | Teichert Materials-Teichert Vernalis | 57594 | WTG1 | WT | OP | NA | WND |  | 17862 |  | 0 | EIA Prime Mover-level Data | Estimated using an emission factor
2019 | CA | Telephone Flat | 55846 | 1 | ST | IP | NA | GEO
2019 | CA | Temescal | 479 | 1 | HY | OP | NA | WAT |  | 15058 |  | 1.5381e-07 | EIA Prime Mover-level Data | NEI avg EF - PM, fuel type, firing type
2019 | CA | Temescal Canyon RV, LLC | 57656 | 1 | PV | OP | NA | SUN |  | 17753 |  | 0 | EIA Prime Mover-level Data | Estimated using an emission factor
2019 | CA | Tequesquite Landfill Solar PV Project | 60035 | RPU1 | PV | OP | NA | SUN |  | 128992 |  | 0 | EIA Prime Mover-level Data | Estimated using an emission factor
2019 | CA | Terminus Hydroelectric Project | 54343 | GEN1 | HY | OP | NA | WAT |  | 593469 |  | 1.5381e-07 | EIA Prime Mover-level Data | NEI avg EF - PM, fuel type, firing type
2019 | CA | Terra Francesco | 59541 | 3 | PV | OP | NA | SUN |  | 25341 |  | 0 | EIA Prime Mover-level Data | Estimated using an emission factor
2019 | CA | Terra-Gen 251 Wind LLC | 52161 | WGNS | WT | OP | NA | WND |  | 145171 |  | 0 | EIA Prime Mover-level Data | Estimated using an emission factor
2019 | CA | Terra-Gen VG Wind LLC | 56570 | WGNS | WT | OP | NA | WND |  | 101097 |  | 0 | EIA Prime Mover-level Data | Estimated using an emission factor
2019 | CA | TESLA Power Project | 55937 | GTG1 | CT | IP | NA | NG
2019 | CA | TESLA Power Project | 55937 | GTG2 | CT | IP | NA | NG
2019 | CA | TESLA Power Project | 55937 | GTG3 | CT | IP | NA | NG
2019 | CA | TESLA Power Project | 55937 | GTG4 | CT | IP | NA | NG
2019 | CA | TESLA Power Project | 55937 | STG1 | CA | IP | NA | NG
2019 | CA | TESLA Power Project | 55937 | STG2 | CA | IP | NA | NG
2019 | CA | Tesoro Wilmington Calciner | 10601 | GEN1 | ST | OP | NA | WH |  | 1701563 |  | 0 | EIA Prime Mover-level Data | Estimated using an emission factor
2019 | CA | Thermalito | 438 | 1 | HY | OS | NA | WAT |  |  |  | 1.5381e-07
2019 | CA | Thermalito | 438 | 2 | PS | OS | NA | WAT
2019 | CA | Thermalito | 438 | 3 | PS | OS | NA | WAT
2019 | CA | Thermalito | 438 | 4 | PS | OS | NA | WAT
2019 | CA | Thermalito Diverson Dam | 7129 | TD1 | HY | OP | NA | WAT |  | 144057 |  | 1.5381e-07 | EIA Prime Mover-level Data | NEI avg EF - PM, fuel type, firing type
2019 | CA | Thomas M Knott Cogen Facility | 58190 | CG | GT | OS | NA | NG |  |  |  | 0.0070853
2019 | CA | Three Forks Water Power Project | 54308 | 1 | HY | OP | NA | WAT |  | 58687 |  | 1.5381e-07 | EIA Prime Mover-level Data | NEI avg EF - PM, fuel type, firing type
2019 | CA | THUMS | 56051 | GEN1 | GT | OP | NA | NG |  | 3224345 | 8.8402 | 0.0054834 | EIA Prime Mover-level Data | NEI avg EF - PM, fuel type, firing type
2019 | CA | Tierra Bonita Solar | 57923 | 1 | PV | CN | NA | SUN
2019 | CA | Tiger Creek | 287 | H1 | HY | OP | NA | WAT |  | 1098071 |  | 1.5381e-07 | EIA Prime Mover-level Data | NEI avg EF - PM, fuel type, firing type
2019 | CA | Tiger Creek | 287 | H2 | HY | OP | NA | WAT |  | 1149745 |  | 1.5381e-07 | EIA Prime Mover-level Data | NEI avg EF - PM, fuel type, firing type
2019 | CA | Titan Solar 1 (CA) | 63932 | TITN1 | PV | T | NA | SUN
2019 | CA | TLR000 Hansen Fuel Cell | 63717 | TLR0A | FC | OP | NA | NG |  | 28570.33 | 0 | 0 | EIA Prime Mover-level Data | Estimated using an emission factor
2019 | CA | TLR000 Hansen Fuel Cell | 63717 | TLR0B | FC | OP | NA | NG |  | 42855.5 | 0 | 0 | EIA Prime Mover-level Data | Estimated using an emission factor
2019 | CA | TLR000 Hansen Fuel Cell | 63717 | TLR0C | FC | OP | NA | NG |  | 14285.17 | 0 | 0 | EIA Prime Mover-level Data | Estimated using an emission factor
2019 | CA | Toadtown | 714 | 1 | HY | OP | NA | WAT |  | 38572 |  | 1.5381e-07 | EIA Prime Mover-level Data | NEI avg EF - PM, fuel type, firing type
2019 | CA | Top Gun Energy Storage | 61366 | TGES | BA | U | NA | MWH
2019 | CA | Topaz Solar Farm | 57695 | TPZ1 | PV | OP | NA | SUN |  | 2477022 |  | 0 | EIA Prime Mover-level Data | Estimated using an emission factor
2019 | CA | Topaz Solar Farm | 57695 | TPZ2 | PV | OP | NA | SUN |  | 2885406 |  | 0 | EIA Prime Mover-level Data | Estimated using an emission factor
2019 | CA | Topaz Solar Farm | 57695 | TPZ3 | PV | OP | NA | SUN |  | 1948413 |  | 0 | EIA Prime Mover-level Data | Estimated using an emission factor
2019 | CA | Topaz Solar Farm | 57695 | TPZ4 | PV | OP | NA | SUN |  | 1723229 |  | 0 | EIA Prime Mover-level Data | Estimated using an emission factor
2019 | CA | Topaz Solar Farm | 57695 | TPZ5 | PV | OP | NA | SUN |  | 2146880 |  | 0 | EIA Prime Mover-level Data | Estimated using an emission factor
2019 | CA | Torrance Refining Company, LLC | 50624 | EXP1 | ST | OP | NA | WH |  | 173279.1 |  | 0 | EIA Prime Mover-level Data | Estimated using an emission factor
2019 | CA | Torrance Refining Company, LLC | 50624 | GTG1 | GT | OP | NA | PRG |  | 1811488 | 0.38222 | 0.000422 | EIA Prime Mover-level Data | Estimated using an emission factor
2019 | CA | Torrance Refining Company, LLC | 50624 | STG1 | ST | OP | NA | WH |  | 445904.9 |  | 0 | EIA Prime Mover-level Data | Estimated using an emission factor
2019 | CA | Total Energy Facilities | 10091 | G2 | CT |  | NA | OBG |  | 486143.2 | 5.2503 | 0.0216 | EIA Unit-level Data | Estimated using an emission factor
2019 | CA | Total Energy Facilities | 10091 | G3 | CT |  | NA | OBG |  | 598209.1 | 6.4607 | 0.0216 | EIA Unit-level Data | Estimated using an emission factor
2019 | CA | Total Energy Facilities | 10091 | GEN1 | CT |  | NA | OBG |  | 551278.5 | 5.9538 | 0.0216 | EIA Unit-level Data | Estimated using an emission factor
2019 | CA | Total Energy Facilities | 10091 | GEN2 | CT | RE | NA | OBG
2019 | CA | Total Energy Facilities | 10091 | GEN3 | CT | RE | NA | OBG
2019 | CA | Total Energy Facilities | 10091 | GEN4 | CA | OP | NA | OBG |  | 0 | 0 | 0.0029 | EIA Prime Mover-level Data | NEI avg EF - PM, fuel type, firing type
2019 | CA | TPC Windfarms LLC | 54647 | EXIS | WT | OP | NA | WND |  | 465216 |  | 0 | EIA Prime Mover-level Data | Estimated using an emission factor
2019 | CA | Transamerica Pyramid | 58619 | 1 | IC | OP | NA | NG |  | 164012 | 0.034607 | 0.000422 | EIA Prime Mover-level Data | Estimated using an emission factor
2019 | CA | Transamerica Pyramid | 58619 | 2 | IC | OP | NA | NG |  | 164012 | 0.034607 | 0.000422 | EIA Prime Mover-level Data | Estimated using an emission factor
2019 | CA | Tres Vaqueros Wind Farms LLC | 50826 | 1 | WT | CN | NA | WND
2019 | CA | Trinity | 451 | 1 | HY | OP | NA | WAT |  | 1203265 |  | 1.5381e-07 | EIA Prime Mover-level Data | NEI avg EF - PM, fuel type, firing type
2019 | CA | Trinity | 451 | 2 | HY | OP | NA | WAT |  | 1203265 |  | 1.5381e-07 | EIA Prime Mover-level Data | NEI avg EF - PM, fuel type, firing type
2019 | CA | Tropico Solar PV Plant | 59599 | GEN1 | PV | OP | NA | SUN |  | 305130 |  | 0 | EIA Prime Mover-level Data | Estimated using an emission factor
2019 | CA | Tulare 1 and 2 | 58642 | 1 | PV | OP | NA | SUN |  | 23190.5 |  | 0 | EIA Prime Mover-level Data | Estimated using an emission factor
2019 | CA | Tulare 1 and 2 | 58642 | 2 | PV | OP | NA | SUN |  | 23190.5 |  | 0 | EIA Prime Mover-level Data | Estimated using an emission factor
2019 | CA | Tulare BioMAT Fuel Cell | 61846 | MM27 | FC | OP | NA | OBG |  | 8753 | 0 | 0 | EIA Prime Mover-level Data | Estimated using an emission factor
2019 | CA | Tulare Success Power Project | 10222 | SPP1 | HY | SB | NA | WAT |  | 34049 |  | 1.5381e-07 | EIA Prime Mover-level Data | NEI avg EF - PM, fuel type, firing type
2019 | CA | Tule River | 289 | 1 | HY | OS | NA | WAT |  |  |  | 1.5381e-07
2019 | CA | Tule River | 289 | 2 | HY | OS | NA | WAT |  |  |  | 1.5381e-07
2019 | CA | Tule Wind LLC | 57913 | 1 | WT | OP | NA | WND |  | 3517685 |  | 0 | EIA Prime Mover-level Data | Estimated using an emission factor
2019 | CA | Tulloch | 416 | 1 | HY | OP | NA | WAT |  | 509877.8 |  | 1.5381e-07 | EIA Prime Mover-level Data | NEI avg EF - PM, fuel type, firing type
2019 | CA | Tulloch | 416 | 2 | HY | OP | NA | WAT |  | 509877.8 |  | 1.5381e-07 | EIA Prime Mover-level Data | NEI avg EF - PM, fuel type, firing type
2019 | CA | Tulloch | 416 | 3 | HY | OP | NA | WAT |  | 283265.4 |  | 1.5381e-07 | EIA Prime Mover-level Data | NEI avg EF - PM, fuel type, firing type
2019 | CA | Turlock Irrigation District Fuel Cell | 56631 | TFC | FC | RE | NA | OBG
2019 | CA | Turlock Lake | 161 | 1 | HY | OP | NA | WAT |  | 23408 |  | 1.5381e-07 | EIA Prime Mover-level Data | NEI avg EF - PM, fuel type, firing type
2019 | CA | Turlock Lake | 161 | 2 | HY | OP | NA | WAT |  | 23408 |  | 1.5381e-07 | EIA Prime Mover-level Data | NEI avg EF - PM, fuel type, firing type
2019 | CA | Turlock Lake | 161 | 3 | HY | OP | NA | WAT |  | 23408 |  | 1.5381e-07 | EIA Prime Mover-level Data | NEI avg EF - PM, fuel type, firing type
2019 | CA | UC Davis South Campus | 59872 | UCD1 | PV | OP | NA | SUN |  | 266027 |  | 0 | EIA Prime Mover-level Data | Estimated using an emission factor
2019 | CA | UC Merced Solar Hybrid | 61995 | UCMBA | BA | OP | NA | MWH |  | 0 |  |  | EIA Prime Mover-level Data
2019 | CA | UC Merced Solar Hybrid | 61995 | UCMPV | PV | OP | NA | SUN |  | 75906 |  | 0 | EIA Prime Mover-level Data | Estimated using an emission factor
2019 | CA | UC Riverside Lots 30 & 32 | 62016 | UCRIV | PV | OP | NA | SUN |  | 55839 |  | 0 | EIA Prime Mover-level Data | Estimated using an emission factor
2019 | CA | UC Santa Cruz Solar | 63091 | 246 | PV | U | NA | SUN
2019 | CA | UCI Facilities Management Central Plant | 57122 | CTG1 | CT |  | NA | NG |  | 1213920 | 3.4939 | 0.0057564 | EIA Unit-level Data | NEI avg EF - PM, fuel type
2019 | CA | UCI Facilities Management Central Plant | 57122 | STG1 | CA | OP | NA | NG |  |  |  | 0.0010092
2019 | CA | UCI Fuel Cell | 60120 | MB-16 | FC | OP | NA | NG |  | 71591 | 0 | 0 | EIA Prime Mover-level Data | Estimated using an emission factor
2019 | CA | UCLA So Campus Cogen Project | 52073 | GEN1 | CT |  | NA | NG |  | 1238336 | 3.5642 | 0.0057564 | EIA Unit-level Data | NEI avg EF - PM, fuel type
2019 | CA | UCLA So Campus Cogen Project | 52073 | GEN2 | CT |  | NA | NG |  | 1197561 | 3.4468 | 0.0057564 | EIA Unit-level Data | NEI avg EF - PM, fuel type
2019 | CA | UCLA So Campus Cogen Project | 52073 | HRSG A | CA | OP | NA | NG |  | 691977.4 | 0.14601 | 0.000422 | EIA Unit-level Data | Estimated using an emission factor
2019 | CA | UCLA So Campus Cogen Project | 52073 | HRSG B | CA | OP | NA | NG |  | 668547.9 | 0.14106 | 0.000422 | EIA Unit-level Data | Estimated using an emission factor
2019 | CA | UCSD Fuel Cell Plant | 57735 | UCSD | FC | OP | NA | OBG |  | 189971 | 0 | 0 | EIA Prime Mover-level Data | Estimated using an emission factor
2019 | CA | Union Valley | 6612 | 1 | HY | OP | NA | WAT |  | 1136666 |  | 1.5381e-07 | EIA Prime Mover-level Data | NEI avg EF - PM, fuel type, firing type
2019 | CA | Univ of Calif Santa Cruz Cogeneration | 50064 | 001 | IC | RE | NA | NG
2019 | CA | Univ of Calif Santa Cruz Cogeneration | 50064 | 002 | IC | RE | NA | NG
2019 | CA | Univ of Calif Santa Cruz Cogeneration | 50064 | 003 | GT | OP | NA | NG |  | 344757 | 0.94522 | 0.0054834 | EIA Prime Mover-level Data | NEI avg EF - PM, fuel type, firing type
2019 | CA | Univ of California San Diego Solar | 57856 | SGU1 | PV | OP | NA | SUN |  | 34735 |  | 0 | EIA Prime Mover-level Data | Estimated using an emission factor
2019 | CA | Univ of San Francisco Cogen | 50089 | S-17 | IC | OP | NA | NG |  | 119297 | 0.025172 | 0.000422 | EIA Prime Mover-level Data | Estimated using an emission factor
2019 | CA | University of California San Diego Hybrid | 57584 | BS1 | BA | OP | NA | MWH |  | 0 |  |  | EIA Prime Mover-level Data
2019 | CA | University of California San Diego Hybrid | 57584 | NHRSG | CA | OP | NA | NG |  | 0 | 0 | 0.0017814 | EIA Unit-level Data | NEI avg EF - PM, fuel type, firing type
2019 | CA | University of California San Diego Hybrid | 57584 | NT2 | CT |  | NA | NG |  | 1274140 | 3.6672 | 0.0057564 | EIA Unit-level Data | NEI avg EF - PM, fuel type
2019 | CA | University of California San Diego Hybrid | 57584 | SHRSG | CA | OP | NA | NG |  | 0 | 0 | 0.0017814 | EIA Unit-level Data | NEI avg EF - PM, fuel type, firing type
2019 | CA | University of California San Diego Hybrid | 57584 | ST1 | CT |  | NA | NG |  | 1274140 | 3.6672 | 0.0057564 | EIA Unit-level Data | NEI avg EF - PM, fuel type
2019 | CA | Upper Dawson | 489 | 1 | HY | OP | NA | WAT |  | 92095 |  | 1.5381e-07 | EIA Prime Mover-level Data | NEI avg EF - PM, fuel type, firing type
2019 | CA | Upper Gorge | 407 | 1 | HY | OP | NA | WAT |  | 864542 |  | 1.5381e-07 | EIA Prime Mover-level Data | NEI avg EF - PM, fuel type, firing type
2019 | CA | US Borax | 50115 | GEN1 | GT | OP | NA | NG |  | 4014690 | 11.0071 | 0.0054834 | EIA Prime Mover-level Data | NEI avg EF - PM, fuel type, firing type
2019 | CA | US GSA - Sacramento | 60846 | PV1 | PV | OP | NA | SUN |  | 18235 |  | 0 | EIA Prime Mover-level Data | Estimated using an emission factor
2019 | CA | USG 1 | 61682 | USG1 | PV | OP | NA | SUN |  | 15265 |  | 0 | EIA Prime Mover-level Data | Estimated using an emission factor
2019 | CA | USG 2 | 61683 | USG2 | PV | OP | NA | SUN |  | 16774 |  | 0 | EIA Prime Mover-level Data | Estimated using an emission factor
2019 | CA | USPS PV | 61250 | USPS1 | PV | OP | NA | SUN |  | 146463 |  | 0 | EIA Prime Mover-level Data | Estimated using an emission factor
2019 | CA | US-TOPCO (Soccer Center) | 60086 | PV1 | PV | OP | NA | SUN |  | 58802 |  | 0 | EIA Prime Mover-level Data | Estimated using an emission factor
2019 | CA | UTS SJ1 LLC | 57420 | 0001 | FC | RE | NA | NG
2019 | CA | VA Sepulveda Ambulatory Care Center | 58249 | GEN1 | PV | OP | NA | SUN |  | 43443 |  | 0 | EIA Prime Mover-level Data | Estimated using an emission factor
2019 | CA | Vaca Dixon Battery Storage System | 59256 | BAT1 | BA | OP | NA | MWH |  | 0 |  |  | EIA Prime Mover-level Data
2019 | CA | Vaca Dixon Solar Station | 57041 | 1 | PV | OP | NA | SUN |  | 27373 |  | 0 | EIA Prime Mover-level Data | Estimated using an emission factor
2019 | CA | Vacaville | 59058 | GEN 1 | PV | OP | NA | SUN |  | 17656 |  | 0 | EIA Prime Mover-level Data | Estimated using an emission factor
2019 | CA | Vacaville Hospital | 63928 | 6701 | PV | OP | NA | SUN |  | 1104 |  | 0 | EIA Prime Mover-level Data | Estimated using an emission factor
2019 | CA | Valencia 1 Solar CA | 61418 | VAL1 | PV | OP | NA | SUN |  | 57618 |  | 0 | EIA Prime Mover-level Data | Estimated using an emission factor
2019 | CA | Valentine Solar, LLC | 62288 | VAL01 | PV | OP | NA | SUN |  | 202184 |  | 0 | EIA Prime Mover-level Data | Estimated using an emission factor
2019 | CA | Valero Refinery Cogeneration Unit 1 | 55851 | GT 1 | GT | OP | NA | NG |  | 3637047 | 9.9717 | 0.0054834 | EIA Prime Mover-level Data | NEI avg EF - PM, fuel type, firing type
2019 | CA | Valero Refinery Cogeneration Unit 2 | 55852 | GT 2 | GT | IP | NA | OG
2019 | CA | Valero Wilmington Cogeneration Plant | 63285 | 79G1 | GT | OP | NA | NG |  | 2350838 | 6.4453 | 0.0054834 | EIA Prime Mover-level Data | NEI avg EF - PM, fuel type, firing type
2019 | CA | Vallecito | 62801 | ORN34 | BA | L | NA | MWH
2019 | CA | Valley Center | 60509 | PV1 | PV | OP | NA | SUN |  | 50077 |  | 0 | EIA Prime Mover-level Data | Estimated using an emission factor
2019 | CA | Valley Center 1 | 58906 | VC1 | PV | OP | NA | SUN |  | 49738 |  | 0 | EIA Prime Mover-level Data | Estimated using an emission factor
2019 | CA | Valley Center 2 | 58907 | VC2 | PV | OP | NA | SUN |  | 91898 |  | 0 | EIA Prime Mover-level Data | Estimated using an emission factor
2019 | CA | Valley Sanitary District WTP Solar | 60824 | PV1 | PV | OP | NA | SUN |  | 16606 |  | 0 | EIA Prime Mover-level Data | Estimated using an emission factor
2019 | CA | Valley View | 487 | 1 | HY | OP | NA | WAT |  | 29561 |  | 1.5381e-07 | EIA Prime Mover-level Data | NEI avg EF - PM, fuel type, firing type
2019 | CA | Van Norman Bypass Solar Project | 57307 | 1 | PV | CN | NA | SUN
2019 | CA | Vanadium Redox Flow Battery Plant | 61107 | VRF | BA | OP | NA | MWH |  | 0 |  |  | EIA Prime Mover-level Data
2019 | CA | Vandenberg Solar Project | 61463 | VBERG | PV | OP | NA | SUN |  | 381973 |  | 0 | EIA Prime Mover-level Data | Estimated using an emission factor
2019 | CA | Vasco Winds | 57700 | 1 | WT | OP | NA | WND |  | 2110024 |  | 0 | EIA Prime Mover-level Data | Estimated using an emission factor
2019 | CA | Vega Solar | 59555 | VEGA1 | PV | OP | NA | SUN |  | 437675 |  | 0 | EIA Prime Mover-level Data | Estimated using an emission factor
2019 | CA | Venable Solar 1 | 58289 | VNPV | PV | OP | NA | SUN |  | 30273 |  | 0 | EIA Prime Mover-level Data | Estimated using an emission factor
2019 | CA | Venable Solar 2 | 58290 | VSPV | PV | OP | NA | SUN |  | 30488 |  | 0 | EIA Prime Mover-level Data | Estimated using an emission factor
2019 | CA | Venice Hydro | 72 | 1 | HY | SB | NA | WAT |  |  |  | 1.5381e-07
2019 | CA | Verizon-Torrance | 59261 | VZ300 | FC | OP | NA | NG |  | 57807 | 0 | 0 | EIA Prime Mover-level Data | Estimated using an emission factor
2019 | CA | Vernon | 7436 | JH1 | IC | OS | NA | DFO |  |  |  | 0.30942
2019 | CA | Vernon | 7436 | JH2 | IC | OS | NA | DFO |  |  |  | 0.30942
2019 | CA | Vernon | 7436 | JH3 | IC | OS | NA | DFO |  |  |  | 0.30942
2019 | CA | Vernon | 7436 | JH4 | IC | OS | NA | DFO |  |  |  | 0.30942
2019 | CA | Vernon | 7436 | JH5 | IC | OS | NA | DFO |  |  |  | 0.30942
2019 | CA | Verwey-Hanford Dairy Digester #1 | 60918 | 00003 | IC | OP | NA | OBG |  | 60021 | 0.44115 | 0.0147 | EIA Prime Mover-level Data | Estimated using an emission factor
2019 | CA | Verwey-Hanford Dairy Digester #2 | 62418 | 4 | IC | OP | NA | OBG |  | 44119 | 0.32427 | 0.0147 | EIA Prime Mover-level Data | NEI avg EF - PM, fuel type, firing type
2019 | CA | Verwey-Hanford Dairy Digester #3 | 62419 | 4 | IC | OP | NA | OBG |  | 43432 | 0.31923 | 0.0147 | EIA Prime Mover-level Data | NEI avg EF - PM, fuel type, firing type
2019 | CA | VESI Pomona | 50300 | BESS1 | BA | OP | NA | MWH |  | 0 |  |  | EIA Prime Mover-level Data
2019 | CA | VESI Pomona | 50300 | GEN1 | GT | RE | NA | NG
2019 | CA | Victor Dry Farm Ranch A | 58418 | 1 | PV | OP | NA | SUN |  | 88987 |  | 0 | EIA Prime Mover-level Data | Estimated using an emission factor
2019 | CA | Victor Dry Farm Ranch B | 58419 | 1 | PV | OP | NA | SUN |  | 87794 |  | 0 | EIA Prime Mover-level Data | Estimated using an emission factor
2019 | CA | Victor Mesa Linda B2 | 59269 | VMLB2 | PV | OP | NA | SUN |  | 32882 |  | 0 | EIA Prime Mover-level Data | Estimated using an emission factor
2019 | CA | Victor Mesa Linda C2 | 59270 | VMLC2 | PV | OP | NA | SUN |  | 32811 |  | 0 | EIA Prime Mover-level Data | Estimated using an emission factor
2019 | CA | Victor Mesa Linda D2 | 59271 | VMLD2 | PV | OP | NA | SUN |  | 32802 |  | 0 | EIA Prime Mover-level Data | Estimated using an emission factor
2019 | CA | Victor Mesa Linda E2 | 59272 | VMLE2 | PV | OP | NA | SUN |  | 32305 |  | 0 | EIA Prime Mover-level Data | Estimated using an emission factor
2019 | CA | Victor Valley CC CPV Solar | 57254 | 1PV | PV | OP | NA | SUN |  | 10739 |  | 0 | EIA Prime Mover-level Data | Estimated using an emission factor
2019 | CA | Victorville Energy Center, LLC (CA) | 62726 | 1 | ST | P | NA | WH
2019 | CA | Victory Garden (Tehachapi) | 50532 | 15SLE | WT | OP | NA | WND |  | 14643.35 |  | 0 | EIA Prime Mover-level Data | Estimated using an emission factor
2019 | CA | Victory Garden (Tehachapi) | 50532 | WGNS | WT | OP | NA | WND |  | 168886.7 |  | 0 | EIA Prime Mover-level Data | Estimated using an emission factor
2019 | CA | Victory Garden Phase IV LLC | 52160 | WGNS | WT | OP | NA | WND |  | 218735 |  | 0 | EIA Prime Mover-level Data | Estimated using an emission factor
2019 | CA | Vinam | 58450 | 1 | PV | OP | NA | SUN |  | 36293 |  | 0 | EIA Prime Mover-level Data | Estimated using an emission factor
2019 | CA | Vintner Solar | 58509 | PV4 | PV | OP | NA | SUN |  | 35858 |  | 0 | EIA Prime Mover-level Data | Estimated using an emission factor
2019 | CA | Vista Energy Storage System | 61661 | VISTA | BA | OP | NA | MWH |  | 0 |  |  | EIA Prime Mover-level Data
2019 | CA | Vitro Flat Glass LLC | 58053 | IG#2 | IC | SB | NA | DFO |  |  |  | 0.30942
2019 | CA | Vitro Flat Glass LLC | 58053 | OG#1 | IC | SB | NA | DFO |  |  |  | 0.30942
2019 | CA | Vitro Flat Glass LLC | 58053 | OG#3 | IC | SB | NA | DFO |  |  |  | 0.30942
2019 | CA | Volta 1 | 290 | 1 | HY | OP | NA | WAT |  | 430126 |  | 1.5381e-07 | EIA Prime Mover-level Data | NEI avg EF - PM, fuel type, firing type
2019 | CA | Volta 2 | 180 | 1 | HY | OP | NA | WAT |  | 40378 |  | 1.5381e-07 | EIA Prime Mover-level Data | NEI avg EF - PM, fuel type, firing type
2019 | CA | Voyager Wind I | 60594 | VYGR1 | WT | OP | NA | WND |  | 59906 |  | 0 | EIA Prime Mover-level Data | Estimated using an emission factor
2019 | CA | Voyager Wind II | 61582 | VYGR2 | WT | OP | NA | WND |  | 4083329 |  | 0 | EIA Prime Mover-level Data | Estimated using an emission factor
2019 | CA | Voyager Wind III | 61583 | VYGR3 | WT | OP | NA | WND |  | 1205505 |  | 0 | EIA Prime Mover-level Data | Estimated using an emission factor
2019 | CA | Voyager Wind IV | 61584 | VYGR4 | WT | OP | NA | WND |  | 688769 |  | 0 | EIA Prime Mover-level Data | Estimated using an emission factor
2019 | CA | Vulcan-BN Geothermal Power Company | 50210 | GEN1 | ST | OP | NA | GEO |  | 1614876 |  | 0 | EIA Prime Mover-level Data | Estimated using an emission factor
2019 | CA | Vulcan-BN Geothermal Power Company | 50210 | GEN2 | ST | OP | NA | GEO |  | 509678.6 |  | 0 | EIA Prime Mover-level Data | Estimated using an emission factor
2019 | CA | W E Warne | 6196 | 1 | HY | OP | NA | WAT |  | 912909.5 |  | 1.5381e-07 | EIA Prime Mover-level Data | NEI avg EF - PM, fuel type, firing type
2019 | CA | W E Warne | 6196 | 2 | HY | OP | NA | WAT |  | 912909.5 |  | 1.5381e-07 | EIA Prime Mover-level Data | NEI avg EF - PM, fuel type, firing type
2019 | CA | W Plant | 59458 | W-TG1 | GT | OP | NA | NG |  | 358851 | 0.98386 | 0.0054834 | EIA Prime Mover-level Data | NEI avg EF - PM, fuel type, firing type
2019 | CA | W R Gianelli | 448 | 1 | PS | OP | NA | WAT |  | 0 |  |  | EIA Prime Mover-level Data
2019 | CA | W R Gianelli | 448 | 2 | PS | OP | NA | WAT |  | 0 |  |  | EIA Prime Mover-level Data
2019 | CA | W R Gianelli | 448 | 3 | PS | OP | NA | WAT |  | 0 |  |  | EIA Prime Mover-level Data
2019 | CA | W R Gianelli | 448 | 4 | PS | OP | NA | WAT |  | 0 |  |  | EIA Prime Mover-level Data
2019 | CA | W R Gianelli | 448 | 5 | PS | OP | NA | WAT |  | 0 |  |  | EIA Prime Mover-level Data
2019 | CA | W R Gianelli | 448 | 6 | PS | OP | NA | WAT |  | 0 |  |  | EIA Prime Mover-level Data
2019 | CA | W R Gianelli | 448 | 7 | PS | OP | NA | WAT |  | 0 |  |  | EIA Prime Mover-level Data
2019 | CA | W R Gianelli | 448 | 8 | PS | OP | NA | WAT |  | 0 |  |  | EIA Prime Mover-level Data
2019 | CA | Wadham Energy LP | 50293 | BLR100 | ST | OP | NA | AB |  | 2532893 | 1.269 | 0.001002 | EIA Unit-level Data | Estimated using an emission factor
2019 | CA | Wagner Wind LLC | 58233 | GEN1 | WT | OP | NA | WND |  | 129881 |  | 0 | EIA Prime Mover-level Data | Estimated using an emission factor
2019 | CA | Walgreens Woodland Distribution Center | 57006 | 1 | PV | OP | NA | SUN |  | 13970 |  | 0 | EIA Prime Mover-level Data | Estimated using an emission factor
2019 | CA | Walnut | 4256 | 1 | GT | OP | NA | NG |  | 3230 | 0.0088557 | 0.0054834 | EIA Prime Mover-level Data | NEI avg EF - PM, fuel type, firing type
2019 | CA | Walnut | 4256 | 2 | GT | OP | NA | NG |  | 3230 | 0.0088557 | 0.0054834 | EIA Prime Mover-level Data | NEI avg EF - PM, fuel type, firing type
2019 | CA | Walnut Unified School District Walnut HS Hybrid | 63510 | PV1 | PV | TS | NA | SUN
2019 | CA | Walnut Unified School District Walnut HS Hybrid | 63510 | ST1 | BA | TS | NA | MWH
2019 | CA | Warm Springs Hydro Project | 54261 | 3385 | HY | OP | NA | WAT |  |  |  | 1.5381e-07
2019 | CA | Waste Management Tri-Cities LFGTE | 57164 | GEN1 | IC | CN | NA | LFG
2019 | CA | Waste Management Tri-Cities LFGTE | 57164 | GEN2 | IC | CN | NA | LFG
2019 | CA | Waste Management Tri-Cities LFGTE | 57164 | GEN3 | IC | CN | NA | LFG
2019 | CA | Waste Mangement Redwood LFGTE | 59299 | RED1 | IC | OP | NA | LFG |  | 163905 | 1.2047 | 0.0147 | EIA Prime Mover-level Data | Estimated using an emission factor
2019 | CA | Waste Mangement Redwood LFGTE | 59299 | RED2 | IC | OP | NA | LFG |  | 163905 | 1.2047 | 0.0147 | EIA Prime Mover-level Data | Estimated using an emission factor
2019 | CA | Waterman Turnout Hydroelectric | 60466 | WTHF | HY | L | NA | WAT
2019 | CA | Watkins Manufacturing Co. | 57715 | GEN1 | IC | OP | NA | NG |  | 24867.5 | 0.005247 | 0.000422 | EIA Prime Mover-level Data | Estimated using an emission factor
2019 | CA | Watkins Manufacturing Co. | 57715 | GEN2 | IC | OP | NA | NG |  | 24867.5 | 0.005247 | 0.000422 | EIA Prime Mover-level Data | Estimated using an emission factor
2019 | CA | Watson Cogeneration | 50216 | 91 | CA | OP | DUCTBURNER | OG |  | 710034.4 | 0.14982 | 0.000422 | EIA Unit-level Data | Estimated using an emission factor
2019 | CA | Watson Cogeneration | 50216 | 92 | CA | OP | DUCTBURNER | OG |  | 711380 | 0.1501 | 0.000422 | EIA Unit-level Data | Estimated using an emission factor
2019 | CA | Watson Cogeneration | 50216 | 93 | CA | OP | DUCTBURNER | OG |  | 830829.9 | 0.17531 | 0.000422 | EIA Unit-level Data | Estimated using an emission factor
2019 | CA | Watson Cogeneration | 50216 | 94 | CA | OP | DUCTBURNER | OG |  | 685487.4 | 0.14464 | 0.000422 | EIA Unit-level Data | Estimated using an emission factor
2019 | CA | Watson Cogeneration | 50216 | GN91 | CT |  | NA | NG |  | 8366610 | 24.0809 | 0.0057564 | EIA Unit-level Data | NEI avg EF - PM, fuel type
2019 | CA | Watson Cogeneration | 50216 | GN92 | CT |  | NA | NG |  | 8047005 | 23.161 | 0.0057564 | EIA Unit-level Data | NEI avg EF - PM, fuel type
2019 | CA | Watson Cogeneration | 50216 | GN93 | CT |  | NA | NG |  | 8079988 | 23.2559 | 0.0057564 | EIA Unit-level Data | NEI avg EF - PM, fuel type
2019 | CA | Watson Cogeneration | 50216 | GN94 | CT |  | NA | NG |  | 7885042 | 22.6948 | 0.0057564 | EIA Unit-level Data | NEI avg EF - PM, fuel type
2019 | CA | Watson Cogeneration | 50216 | GN97 | CT | CN | NA | NG
2019 | CA | Watts 3115 | 58454 | 1 | PV | OP | NA | SUN |  | 27500.25 |  | 0 | EIA Prime Mover-level Data | Estimated using an emission factor
2019 | CA | Watts 3115 | 58454 | 2 | PV | OP | NA | SUN |  | 9166.75 |  | 0 | EIA Prime Mover-level Data | Estimated using an emission factor
2019 | CA | Welport Lease Project | 54447 | TI | GT | OP | NA | NG |  | 576378 | 1.5803 | 0.0054834 | EIA Prime Mover-level Data | NEI avg EF - PM, fuel type, firing type
2019 | CA | West Ford Flat Power Plant | 10199 | WFF1 | ST | RE | NA | GEO
2019 | CA | West Ford Flat Power Plant | 10199 | WFF2 | ST | RE | NA | GEO
2019 | CA | West Gates Solar Station | 58206 | 1 | PV | OP | NA | SUN |  | 160832 |  | 0 | EIA Prime Mover-level Data | Estimated using an emission factor
2019 | CA | West Point PH | 291 | 1 | HY | OP | NA | WAT |  | 694628 |  | 1.5381e-07 | EIA Prime Mover-level Data | NEI avg EF - PM, fuel type, firing type
2019 | CA | West Valley High School Solar | 58244 | WEST | PV | OP | NA | SUN |  | 12796 |  | 0 | EIA Prime Mover-level Data | Estimated using an emission factor
2019 | CA | Westend Facility | 10685 | PINA | GT | OS | NA | NG |  |  |  | 0.0070853
2019 | CA | Western Antelope Blue Sky B | 59961 | WABSB | PV | OP | NA | SUN |  | 489309 |  | 0 | EIA Prime Mover-level Data | Estimated using an emission factor
2019 | CA | Western Antelope Blue Sky Ranch A | 58626 | WABSA | PV | OP | NA | SUN |  | 457967 |  | 0 | EIA Prime Mover-level Data | Estimated using an emission factor
2019 | CA | Western Antelope Dry Ranch | 58627 | WADR | PV | OP | NA | SUN |  | 237107 |  | 0 | EIA Prime Mover-level Data | Estimated using an emission factor
2019 | CA | Western Power & Steam Inc | 54410 | CTG | GT | OP | NA | NG |  | 1870101 | 5.1272 | 0.0054834 | EIA Prime Mover-level Data | NEI avg EF - PM, fuel type, firing type
2019 | CA | Western Power & Steam Inc | 54410 | STG | CA | RE | NA | NG
2019 | CA | Westlands Solar PV Farm | 58616 | WSF1 | PV | OP | NA | SUN |  | 381571 |  | 0 | EIA Prime Mover-level Data | Estimated using an emission factor
2019 | CA | Westmont 300A | 61249 | W5531 | PV | OP | NA | SUN |  | 47013 |  | 0 | EIA Prime Mover-level Data | Estimated using an emission factor
2019 | CA | Westmont 300B | 60914 | W5328 | PV | OP | NA | SUN |  | 47058 |  | 0 | EIA Prime Mover-level Data | Estimated using an emission factor
2019 | CA | Westmont 301 | 61593 | W5791 | PV | OP | NA | SUN |  | 27657 |  | 0 | EIA Prime Mover-level Data | Estimated using an emission factor
2019 | CA | Westmont 400A | 61348 | W5691 | PV | OP | NA | SUN |  | 33588 |  | 0 | EIA Prime Mover-level Data | Estimated using an emission factor
2019 | CA | Westmont 400B | 61349 | W5694 | PV | OP | NA | SUN |  | 33588 |  | 0 | EIA Prime Mover-level Data | Estimated using an emission factor
2019 | CA | Westmont 401 | 61594 | W5792 | PV | OP | NA | SUN |  | 43655 |  | 0 | EIA Prime Mover-level Data | Estimated using an emission factor
2019 | CA | Westside Solar Power PV1 | 60275 | WSPV1 | PV | OP | NA | SUN |  | 42479 |  | 0 | EIA Prime Mover-level Data | Estimated using an emission factor
2019 | CA | Westside Solar Station | 57499 | 1 | PV | OP | NA | SUN |  | 246311 |  | 0 | EIA Prime Mover-level Data | Estimated using an emission factor
2019 | CA | Weymouth Solar Plant | 60255 | 1 | PV | OP | NA | SUN |  | 29602.67 |  | 0 | EIA Prime Mover-level Data | Estimated using an emission factor
2019 | CA | Weymouth Solar Plant | 60255 | 2 | PV | OP | NA | SUN |  | 14801.33 |  | 0 | EIA Prime Mover-level Data | Estimated using an emission factor
2019 | CA | Wheelabrator Lassen | 50298 | GEN1 | GT | RE | NA | NG
2019 | CA | Wheelabrator Martell | 50950 | GEN1 | ST | RE | NA | WDS
2019 | CA | Wheelabrator Shasta | 50881 | BLR1 | ST | OP | NA | WDS |  | 861220 | 9.8232 | 0.022812 | EIA Unit-level Data | NEI avg EF - PM, fuel type
2019 | CA | Wheelabrator Shasta | 50881 | BLR2 | ST | OP | NA | WDS |  | 2437494 | 27.8023 | 0.022812 | EIA Unit-level Data | NEI avg EF - PM, fuel type
2019 | CA | Wheelabrator Shasta | 50881 | BLR3 | ST | OP | NA | WDS |  | 1846999 | 21.0671 | 0.022812 | EIA Unit-level Data | NEI avg EF - PM, fuel type
2019 | CA | Whiskeytown | 7189 | 1 | HY | OP | NA | WAT |  | 227826 |  | 1.5381e-07 | EIA Prime Mover-level Data | NEI avg EF - PM, fuel type, firing type
2019 | CA | White River Solar | 58373 | WRCA | PV | OP | NA | SUN |  | 420358 |  | 0 | EIA Prime Mover-level Data | Estimated using an emission factor
2019 | CA | White River Solar 2 | 58973 | W2CA | PV | OP | NA | SUN |  | 444336 |  | 0 | EIA Prime Mover-level Data | Estimated using an emission factor
2019 | CA | White Rock/Slab Creek | 435 | H1 | HY | OP | NA | WAT |  | 3468844 |  | 1.5381e-07 | EIA Prime Mover-level Data | NEI avg EF - PM, fuel type, firing type
2019 | CA | White Rock/Slab Creek | 435 | H2 | HY | OP | NA | WAT |  | 3468844 |  | 1.5381e-07 | EIA Prime Mover-level Data | NEI avg EF - PM, fuel type, firing type
2019 | CA | White Rock/Slab Creek | 435 | H3 | HY | U | NA | WAT
2019 | CA | White Rock/Slab Creek | 435 | H4 | HY | OS | NA | WAT |  | 13040.77 |  | 1.5381e-07 | EIA Prime Mover-level Data | NEI avg EF - PM, fuel type, firing type
2019 | CA | Whitethorn Solar LLC | 60193 | GEN1 | PV | OP | NA | SUN |  | 50664 |  | 0 | EIA Prime Mover-level Data | Estimated using an emission factor
2019 | CA | Whitewater Hill Wind Partners | 56012 | 1 | WT | OP | NA | WND |  | 1268340 |  | 0 | EIA Prime Mover-level Data | Estimated using an emission factor
2019 | CA | Whitewater Hydro Plant | 10162 | WWHI | HY | SB | NA | WAT |  | 35660 |  | 1.5381e-07 | EIA Prime Mover-level Data | NEI avg EF - PM, fuel type, firing type
2019 | CA | Whitney Point Solar | 60975 | WS532 | PV | OP | NA | SUN |  | 459998 |  | 0 | EIA Prime Mover-level Data | Estimated using an emission factor
2019 | CA | Whittier LFG Power Plant #1 | 57102 | EN01 | IC | OP | NA | LFG |  |  |  | 0.0147
2019 | CA | Whittier LFG Power Plant #1 | 57102 | EN02 | IC | OP | NA | LFG |  |  |  | 0.0147
2019 | CA | Wild Horse Power Plant | 57181 | 1 | ST | IP | NA | GEO
2019 | CA | Wildcat I Energy Storage LLC | 62875 | WILD1 | BA | T | NA | MWH
2019 | CA | Wildflower Solar 1 | 62988 | CAWF1 | PV | T | NA | SUN
2019 | CA | Wildwood Solar I, LLC | 59380 | WLD1 | PV | OP | NA | SUN |  | 440952 |  | 0 | EIA Prime Mover-level Data | Estimated using an emission factor
2019 | CA | Wildwood Solar II | 59253 | PV1 | PV | OP | NA | SUN |  | 349135 |  | 0 | EIA Prime Mover-level Data | Estimated using an emission factor
2019 | CA | Willow Spring Solar 3, LLC | 60325 | GEN01 | PV | T | NA | SUN
2019 | CA | Willow Spring Solar, LLC | 60324 | GEN01 | PV | OP | NA | SUN |  | 2565378 |  | 0 | EIA Prime Mover-level Data | Estimated using an emission factor
2019 | CA | Wilmington Hydrogen Plant | 55557 | T101 | ST | OP | NA | WH |  | 1741880 |  | 0 | EIA Prime Mover-level Data | Estimated using an emission factor
2019 | CA | Windhub Solar A LLC | 59878 | GEN01 | PV | OP | NA | SUN |  | 11050 |  | 0 | EIA Prime Mover-level Data | Estimated using an emission factor
2019 | CA | Windhub Solar B, LLC | 59969 | GEN01 | PV | L | NA | SUN
2019 | CA | Windland | 50386 | WING | WT | OP | NA | WND |  | 281295 |  | 0 | EIA Prime Mover-level Data | Estimated using an emission factor
2019 | CA | Windpark Unlimited 1 | 10027 | EXIS | WT | RE | NA | WND |  | 114638 |  |  | EIA Prime Mover-level Data
2019 | CA | Windpark Unlimited 2 | 60321 | EXIS2 | WT | RE | NA | WND |  | 221683 |  |  | EIA Prime Mover-level Data
2019 | CA | Windsor Floating Solar | 62902 | WUS15 | PV | V | NA | SUN
2019 | CA | Windstar 1 | 57774 | WGNS | WT | OP | NA | WND |  | 2380022 |  | 0 | EIA Prime Mover-level Data | Estimated using an emission factor
2019 | CA | Wintec Energy Ltd | 50276 | EXIS | WT | OP | NA | WND |  | 634 |  | 0 | EIA Prime Mover-level Data | Estimated using an emission factor
2019 | CA | Wise | 292 | 1 | HY | OP | NA | WAT |  | 527471 |  | 1.5381e-07 | EIA Prime Mover-level Data | NEI avg EF - PM, fuel type, firing type
2019 | CA | Wise | 292 | 2 | HY | OP | NA | WAT |  | 108597 |  | 1.5381e-07 | EIA Prime Mover-level Data | NEI avg EF - PM, fuel type, firing type
2019 | CA | Wistaria Ranch Solar | 61750 | WICA | PV | OP | NA | SUN |  | 2605667 |  | 0 | EIA Prime Mover-level Data | Estimated using an emission factor
2019 | CA | Wister Solar | 63487 | WSOL | PV | L | NA | SUN
2019 | CA | Woodland Biomass Power Ltd | 10836 | BLR1 | ST | OP | NA | WDS |  | 3139589 | 35.8105 | 0.022812 | EIA Unit-level Data | NEI avg EF - PM, fuel type
2019 | CA | Woodleaf | 419 | 1 | HY | OP | NA | WAT |  | 1998376 |  | 1.5381e-07 | EIA Prime Mover-level Data | NEI avg EF - PM, fuel type, firing type
2019 | CA | Woodmere Solar Farm | 59008 | PV1 | PV | OP | NA | SUN |  | 324497 |  | 0 | EIA Prime Mover-level Data | Estimated using an emission factor
2019 | CA | Woodward Power Plant | 50218 | U1 | HY | OP | NA | WAT |  | 19615 |  | 1.5381e-07 | EIA Prime Mover-level Data | NEI avg EF - PM, fuel type, firing type
2019 | CA | Wright Solar Park | 59525 | FRWSP | PV | OP | NA | SUN |  | 7844 |  | 0 | EIA Prime Mover-level Data | Estimated using an emission factor
2019 | CA | WWTP Power Generation Station | 56036 | GEN1 | IC | OP | NA | OBG |  | 86232.34 | 0.63381 | 0.0147 | EIA Prime Mover-level Data | Estimated using an emission factor
2019 | CA | WWTP Power Generation Station | 56036 | GEN2 | IC | OP | NA | OBG |  | 86232.34 | 0.63381 | 0.0147 | EIA Prime Mover-level Data | Estimated using an emission factor
2019 | CA | WWTP Power Generation Station | 56036 | GEN3 | IC | OP | NA | OBG |  | 86232.34 | 0.63381 | 0.0147 | EIA Prime Mover-level Data | Estimated using an emission factor
2019 | CA | Xebec 1 | 62286 | W7188 | PV | OP | NA | SUN |  | 29178 |  | 0 | EIA Prime Mover-level Data | Estimated using an emission factor
2019 | CA | Xilinx San Jose | 58299 | XLX | FC | OP | NA | NG |  | 63674 | 0 | 0 | EIA Prime Mover-level Data | Estimated using an emission factor
2019 | CA | Yahoo! - HQ | 59805 | YAH00 | FC | OP | NA | NG |  | 57936 | 0 | 0 | EIA Prime Mover-level Data | Estimated using an emission factor
2019 | CA | Yerba Buena | 59257 | YB1 | BA | OP | NA | MWH |  | 0 |  |  | EIA Prime Mover-level Data
2019 | CA | Yolo County Solar Project | 57422 | 1 | PV | OP | NA | SUN |  | 9848 |  | 0 | EIA Prime Mover-level Data | Estimated using an emission factor
2019 | CA | Yorba Linda | 6647 | 1 | HY | OP | NA | WAT |  | 168616 |  | 1.5381e-07 | EIA Prime Mover-level Data | NEI avg EF - PM, fuel type, firing type
2019 | CA | Yorktown Battery Energy Storage Facility | 63325 | YORK1 | BA | T | NA | MWH
2019 | CA | Yuba City Cogen Partners | 52186 | GEN1 | GT | OP | NA | NG |  | 337354 | 0.92492 | 0.0054834 | EIA Prime Mover-level Data | NEI avg EF - PM, fuel type, firing type
2019 | CA | Yuba City Energy Center | 55813 | CTG1 | GT | OP | NA | NG |  | 326884 | 0.89622 | 0.0054834 | EIA Prime Mover-level Data | NEI avg EF - PM, fuel type, firing type
2019 | CA | ZCO | 56276 | WGNS | WT | OP | NA | WND |  | 14770 |  | 0 | EIA Prime Mover-level Data | Estimated using an emission factor
2019 | CA | Zero Waste Energy Development Co LLC | 60220 | ZWED1 | IC | OP | NA | OBG |  | 27245 | 0.20025 | 0.0147 | EIA Prime Mover-level Data | Estimated using an emission factor
2019 | CA | Zero Waste Energy Development Co LLC | 60220 | ZWED2 | IC | OP | NA | OBG |  | 27245 | 0.20025 | 0.0147 | EIA Prime Mover-level Data | Estimated using an emission factor
2019 | CA | AES Alamitos | 315 | 1 | ST | OP | WALL | NG | 1494 | 572414.7 | 2.0534 | 0.0071744 | EPA/CAMD | NEI avg EF - PM, fuel type, firing type | 1956
2019 | CA | AES Alamitos | 315 | 2 | ST | OP | WALL | NG | 2589 | 947581.7 | 3.3992 | 0.0071744 | EPA/CAMD | NEI avg EF - PM, fuel type, firing type | 1957
2019 | CA | AES Alamitos | 315 | 3 | ST | OP | TANGENTIAL | NG | 2297 | 2079329 | 0.69166 | 0.00066527 | EPA/CAMD | EPA/NEI | 1961
2019 | CA | AES Alamitos | 315 | 4 | ST | OP | TANGENTIAL | NG | 2525 | 2174905 | 10.2194 | 0.0093976 | EPA/CAMD | NEI avg EF - PM, fuel type, firing type | 1962
2019 | CA | AES Alamitos | 315 | 5 | ST | OP | WALL | NG | 367 | 646816.6 | 2.3203 | 0.0071744 | EPA/CAMD | NEI avg EF - PM, fuel type, firing type | 1965
2019 | CA | AES Alamitos | 315 | 6 | ST | OP | WALL | NG | 994 | 1779505 | 6.3834 | 0.0071744 | EPA/CAMD | NEI avg EF - PM, fuel type, firing type | 1966
2019 | CA | AES Huntington Beach | 335 | 1 | ST | OP | WALL | NG | 3526 | 1804214 | 1.633 | 0.0018102 | EPA/CAMD | EPA/NEI | 1958
2019 | CA | AES Huntington Beach | 335 | 2 | ST | OP | WALL | NG | 1798 | 983412.8 | 3.5277 | 0.0071744 | EPA/CAMD | NEI avg EF - PM, fuel type, firing type | 1958
2019 | CA | AES Redondo Beach | 356 | 5 | ST | OP | WALL | NG | 1594 | 687165.2 | 0.16497 | 0.00048014 | EPA/CAMD | EPA/NEI | 1954
2019 | CA | AES Redondo Beach | 356 | 6 | ST | OP | WALL | NG | 2148 | 950162 | 1.4389 | 0.0030286 | EPA/CAMD | EPA/NEI | 1957
2019 | CA | AES Redondo Beach | 356 | 7 | ST | OP | WALL | NG | 366 | 553572 | 0.39424 | 0.0014243 | EPA/CAMD | EPA/NEI | 1966
2019 | CA | AES Redondo Beach | 356 | 8 | ST | OP | WALL | NG | 623 | 987126.8 | 0.47069 | 0.00095365 | EPA/CAMD | EPA/NEI | 1967
2019 | CA | Agua Mansa Power | 55951 | AMP-1 | GT | OP | CT | NG | 134 | 45423.55 | 0.1775 | 0.0078154 | EPA/CAMD | NEI avg EF - PM, fuel type, firing type | 2003
2019 | CA | Algonquin Power Sanger | 57564 | 8 | CT | OP | CC | NG | 1714 | 518028.2 | 2.0498 | 0.0079139 | EPA/CAMD | EPA/NEI | 2007
2019 | CA | Almond Power Plant | 7315 | 1 | GT | OP | CT | NG | 2239 | 734143.9 | 2.2927 | 0.006246 | EPA/CAMD | EPA/NEI | 1996
2019 | CA | Almond Power Plant | 7315 | 2 | GT | OP | CT | NG | 939 | 310365.2 | 0.18104 | 0.0011666 | EPA/CAMD | EPA/NEI | 2012
2019 | CA | Almond Power Plant | 7315 | 3 | GT | OP | CT | NG | 2660 | 896101.6 | 5.0613 | 0.011296 | EPA/CAMD | EPA/NEI | 2012
2019 | CA | Almond Power Plant | 7315 | 4 | GT | OP | CT | NG | 3056 | 1039470 | 2.4837 | 0.0047788 | EPA/CAMD | EPA/NEI | 2012
2019 | CA | Anaheim Combustion Turbine | 7693 | 1 | GT | OP | CT | NG | 619 | 211426.8 | 3.2393 | 0.030642 | EPA/CAMD | EPA/NEI | 1991
2019 | CA | Badger Creek Limited | 10650 | GT1 | GT | OP | CT | NG | 418 | 226894.5 | 0.38956 | 0.0034338 | EPA/CAMD | EPA/NEI | 1991
2019 | CA | Barre Generating Station | 56474 | CT1 | GT | OP | CT | NG | 643 | 214694.3 | 0.83897 | 0.0078154 | EPA/CAMD | NEI avg EF - PM, fuel type, firing type | 2007
2019 | CA | Bear Mountain Limited | 10649 | GT1 | GT | OP | CT | NG | 952 | 521857.3 | 0.053491 | 0.000205 | EPA/CAMD | EPA/NEI | 1995
2019 | CA | Blythe Energy | 55295 | 1 | CT | OP | CC | NG | 3531 | 4926042 | 10.5978 | 0.0043028 | EPA/CAMD | EPA/NEI | 2003
2019 | CA | Blythe Energy | 55295 | 2 | CT | OP | CC | NG | 4601 | 6415229 | 12.3843 | 0.0038609 | EPA/CAMD | EPA/NEI | 2003
2019 | CA | Cabrillo Power I Encina Power Station | 302 | 6 | GT | OP | CT | NG | 2067 | 865106.8 | 3.3806 | 0.0078154 | EPA/CAMD | NEI avg EF - PM, fuel type, firing type | 2018
2019 | CA | Cabrillo Power I Encina Power Station | 302 | 7 | GT | OP | CT | NG | 2053 | 865132.9 | 3.3807 | 0.0078154 | EPA/CAMD | NEI avg EF - PM, fuel type, firing type | 2018
2019 | CA | Cabrillo Power I Encina Power Station | 302 | 8 | GT | OP | CT | NG | 2065 | 875181.6 | 3.42 | 0.0078154 | EPA/CAMD | NEI avg EF - PM, fuel type, firing type | 2018
2019 | CA | Cabrillo Power I Encina Power Station | 302 | 9 | GT | OP | CT | NG | 2137 | 909097.4 | 3.5525 | 0.0078154 | EPA/CAMD | NEI avg EF - PM, fuel type, firing type | 2018
2019 | CA | Cabrillo Power I Encina Power Station | 302 | 10 | GT | OP | CT | NG | 1727 | 675398.9 | 2.6393 | 0.0078154 | EPA/CAMD | NEI avg EF - PM, fuel type, firing type | 2018
2019 | CA | CalPeak Power - Border | 55510 | GT-1 | GT | OP | CT | NG | 437 | 101542.4 | 2.3583 | 0.04645 | EPA/CAMD | EPA/NEI | 2001
2019 | CA | CalPeak Power - Border | 55510 | GT-2 | GT | OP | CT | [7 empty] | 2001
2019 | CA | CalPeak Power - Enterprise | 55513 | GT-1 | GT | OP | CT | NG | 277 | 60059.48 | 1.4658 | 0.048813 | EPA/CAMD | EPA/NEI | 2001
2019 | CA | CalPeak Power - Enterprise | 55513 | GT-2 | GT | OP | CT | [7 empty] | 2001
2019 | CA | CalPeak Power - Panoche | 55508 | GT-1 | GT | OP | CT | NG | 276 | 74921.22 | 0.026955 | 0.00071956 | EPA/CAMD | EPA/NEI | 2001
2019 | CA | CalPeak Power - Panoche | 55508 | GT-2 | GT | OP | CT | [7 empty] | 2001
2019 | CA | CalPeak Power - Vaca Dixon | 55499 | GT-1 | GT | OP | CT | NG | 348 | 87744.3 | 0.24177 | 0.0055107 | EPA/CAMD | EPA/NEI | 2001
2019 | CA | CalPeak Power - Vaca Dixon | 55499 | GT-2 | GT | OP | CT | [7 empty] | 2001
2019 | CA | Calpine Gilroy Cogen, LP | 10034 | S-100 | CT | OP | CC | NG | 1186 | 803230.8 | 3.0581 | 0.0076145 | EPA/CAMD | EPA/NEI | 1987
2019 | CA | Calpine Sutter Energy Center | 55112 | CT01 | CT | OP | CC | NG | 2994 | 4708915 | 13.4594 | 0.0057166 | EPA/CAMD | NEI avg EF - PM, fuel type, firing type | 2001
2019 | CA | Calpine Sutter Energy Center | 55112 | CT02 | CT | OP | CC | NG | 85 | 142870 | 0.40836 | 0.0057166 | EPA/CAMD | NEI avg EF - PM, fuel type, firing type | 2001
2019 | CA | Canyon Power Plant | 57027 | 1 | GT | OP | CT | NG | 1438 | 337661.3 | 0.4913 | 0.00291 | EPA/CAMD | EPA/NEI | 2011
2019 | CA | Canyon Power Plant | 57027 | 2 | GT | OP | CT | NG | 1253 | 290568.8 | 0.45092 | 0.0031037 | EPA/CAMD | EPA/NEI | 2011
2019 | CA | Canyon Power Plant | 57027 | 3 | GT | OP | CT | NG | 1310 | 324925.4 | 0.46531 | 0.0028641 | EPA/CAMD | EPA/NEI | 2011
2019 | CA | Canyon Power Plant | 57027 | 4 | GT | OP | CT | NG | 1540 | 384350.2 | 0.47333 | 0.002463 | EPA/CAMD | EPA/NEI | 2011
2019 | CA | Carson Cogeneration | 7527 | 1 | CT | OP | CC | NG | 7210 | 2597223 | 0.24674 | 0.00019 | EPA/CAMD | EPA/NEI | 1995
2019 | CA | Carson Cogeneration | 7527 | 2 | GT | OP | CT | NG | 381 | 98547.61 | 0.030367 | 0.00061629 | EPA/CAMD | EPA/NEI | 1995
2019 | CA | Carson Cogeneration Company | 10169 | D1 | CT | OP | CC | NG | 894 | 261170.5 | 0.7517 | 0.0057564 | EPA/CAMD | NEI avg EF - PM, fuel type, firing type | 2003
2019 | CA | Center Generating Station | 56475 | CT1 | GT | OP | CT | NG | 688 | 127360.7 | 0.49769 | 0.0078154 | EPA/CAMD | NEI avg EF - PM, fuel type, firing type | 2007
2019 | CA | Chula Vista Energy Center | 55540 | 1A | GT | OP | CT | NG | 167 | 33777.09 | 0.15191 | 0.0089947 | EPA/CAMD | EPA/NEI | 2001
2019 | CA | Chula Vista Energy Center | 55540 | 1B | GT | OP | CT | NG | 167 | 34378.68 | 0.14411 | 0.0083839 | EPA/CAMD | EPA/NEI | 2001
2019 | CA | Coalinga Cogeneration Facility | 50131 | 1 | GT | OP | CT | NG | 0 |  |  | 0.0070853 |  |  | 1992
2019 | CA | Colusa Generating Station | 56532 | CT1 | CT | OP | CC | NG | 5446 | 10260910 | 10.7462 | 0.0020946 | EPA/CAMD | EPA/NEI | 2010
2019 | CA | Colusa Generating Station | 56532 | CT2 | CT | OP | CC | NG | 6100 | 11186010 | 12.0169 | 0.0021486 | EPA/CAMD | EPA/NEI | 2010
2019 | CA | Cosumnes Power Plant | 55970 | 2 | CT | OP | CC | OG | 6012 | 9829852 | 6.9578 | 0.0014156 | EPA/CAMD | EPA/NEI | 2006
2019 | CA | Cosumnes Power Plant | 55970 | 3 | CT | OP | CC | OG | 6092 | 9977625 | 6.8418 | 0.0013714 | EPA/CAMD | EPA/NEI | 2006
2019 | CA | Creed Energy Center | 55625 | UNIT1 | GT | OP | CT | NG | 607 | 136865.9 | 0.25558 | 0.0037347 | EPA/CAMD | EPA/NEI | 2002
2019 | CA | Cuyamaca Peak Energy | 55512 | GT-1 | GT | OP | CT | NG | 303 | 80881.93 | 0.9872 | 0.024411 | EPA/CAMD | EPA/NEI | 2001
2019 | CA | Cuyamaca Peak Energy | 55512 | GT-2 | GT | OP | CT | [7 empty] | 2001
2019 | CA | Delano Energy Center, LLC | 58122 | GEN1 | GT | OP | CT | NG | 335 | 76478.4 | 0.29886 | 0.0078154 | EPA/CAMD | NEI avg EF - PM, fuel type, firing type | 2012
2019 | CA | Delta Energy Center, LLC | 55333 | 1 | CT | OP | CC | NG | 5712 | 9648626 | 9.2695 | 0.0019214 | EPA/CAMD | EPA/NEI | 2001
2019 | CA | Delta Energy Center, LLC | 55333 | 2 | CT | OP | CC | NG | 5013 | 8102949 | 6.5459 | 0.0016157 | EPA/CAMD | EPA/NEI | 2001
2019 | CA | Delta Energy Center, LLC | 55333 | 3 | CT | OP | CC | NG | 4569 | 7501560 | 9.8123 | 0.0026161 | EPA/CAMD | EPA/NEI | 2001
2019 | CA | Donald Von Raesfeld | 56026 | PCT1 | CT | OP | CC | NG | 5949 | 2607779 | 0.47149 | 0.0003616 | EPA/CAMD | EPA/NEI | 2005
2019 | CA | Donald Von Raesfeld | 56026 | PCT2 | CT | OP | CC | NG | 5986 | 2653697 | 1.3085 | 0.00098616 | EPA/CAMD | EPA/NEI | 2005
2019 | CA | DTE Stockton | 54238 | BIOMS1 | ST | OP | STOKER | WDS | 8318 | 5760602 | 7.8814 | 0.0027363 | EPA/CAMD | EPA/NEI | 2013
2019 | CA | El Cajon Energy Center | 57001 | 1 | GT | OP | CT | NG | 473 | 98983.05 | 0.3868 | 0.0078154 | EPA/CAMD | NEI avg EF - PM, fuel type, firing type | 2010
2019 | CA | El Centro | 389 | 4 | ST | OP | WALL | NG | 484 | 141594.4 | 0.50793 | 0.0071744 | EPA/CAMD | NEI avg EF - PM, fuel type, firing type | 1968
2019 | CA | El Centro | 389 | 2-2 | CT | OP | CC | NG | 1985 | 1520139 | 0.14441 | 0.00019 | EPA/CAMD | EPA/NEI | 1993
2019 | CA | El Centro | 389 | 3-1 | CT | OP | CC | NG | 4292 | 1654883 | 3.8188 | 0.0046152 | EPA/CAMD | EPA/NEI | 2012
2019 | CA | El Centro | 389 | 3-2 | CT | OP | CC | NG | 5295 | 2065452 | 6.427 | 0.0062233 | EPA/CAMD | EPA/NEI | 2012
2019 | CA | El Segundo | 330 | 5 | CT | OP | CC | NG | 1441 | 2157076 | 0.93272 | 0.0008648 | EPA/CAMD | EPA/NEI | 2013
2019 | CA | El Segundo | 330 | 7 | CT | OP | CC | NG | 1702 | 2476257 | 1.2159 | 0.00098202 | EPA/CAMD | EPA/NEI | 2013
2019 | CA | Elk Hills Power | 55400 | CTG-1 | CT | OP | CC | NG | 8378 | 12667280 | 46.7754 | 0.0073852 | EPA/CAMD | EPA/NEI | 2003
2019 | CA | Elk Hills Power | 55400 | CTG-2 | CT | OP | CC | NG | 8299 | 12554240 | 45.8635 | 0.0073064 | EPA/CAMD | EPA/NEI | 2003
2019 | CA | Escondido Energy Center, LLC | 55538 | CTG1 | GT | OP | CT | NG | 763 | 181166.8 | 0.074502 | 0.00082247 | EPA/CAMD | EPA/NEI | 2013
2019 | CA | Feather River Energy Center | 55847 | UNIT1 | GT | OP | CT | NG | 701 | 150870.4 | 0.14707 | 0.0019496 | EPA/CAMD | EPA/NEI | 2002
2019 | CA | Fresno Cogeneration Partners, LP | 10156 | GEN1 | CT | OP | CC | NG | 296 | 65473.36 | 1.0743 | 0.032816 | EPA/CAMD | EPA/NEI | 2005
2019 | CA | Gateway Generating Station | 56476 | GT1 | CT | OP | CC | NG | 6183 | 10358760 | 7.374 | 0.0014237 | EPA/CAMD | EPA/NEI | 2008
2019 | CA | Gateway Generating Station | 56476 | GT2 | CT | OP | CC | NG | 6328 | 10708580 | 9.1427 | 0.0017075 | EPA/CAMD | EPA/NEI | 2008
2019 | CA | Gilroy Energy Center, LLC | 55810 | S-3 | GT | OP | CT | NG | 641 | 116101.8 | 0.063812 | 0.0010992 | EPA/CAMD | EPA/NEI | 2001
2019 | CA | Gilroy Energy Center, LLC | 55810 | S-4 | GT | OP | CT | NG | 496 | 92136.81 | 0.023348 | 0.00050681 | EPA/CAMD | EPA/NEI | 2001
2019 | CA | Gilroy Energy Center, LLC | 55810 | S-5 | GT | OP | CT | NG | 503 | 97472 | 0.040076 | 0.00082231 | EPA/CAMD | EPA/NEI | 2002
2019 | CA | Glenarm | 422 | GT3 | GT | OP | CT | NG | 1060 | 205882.1 | 0.80453 | 0.0078154 | EPA/CAMD | NEI avg EF - PM, fuel type, firing type | 2003
2019 | CA | Glenarm | 422 | GT4 | GT | OP | CT | NG | 913 | 168312.7 | 0.65772 | 0.0078154 | EPA/CAMD | NEI avg EF - PM, fuel type, firing type | 2003
2019 | CA | Glenarm | 422 | GT5 | CT | OP | CC | NG | 1074 | 265835.6 | 0.76513 | 0.0057564 | EPA/CAMD | NEI avg EF - PM, fuel type, firing type | 2016
2019 | CA | Goal Line | 54749 | 1 | CT | OP | CC | NG | 256 | 78321.36 | 9.7136 | 0.24805 | EPA/CAMD | EPA/NEI | 1994
2019 | CA | Goose Haven Energy Center | 55627 | UNIT1 | GT | OP | CT | NG | 625 | 137437 | 0.30559 | 0.004447 | EPA/CAMD | EPA/NEI | 2002
2019 | CA | Grapeland Generating Station | 56472 | CT1 | GT | OP | CT | NG | 505 | 94850.62 | 0.37065 | 0.0078154 | EPA/CAMD | NEI avg EF - PM, fuel type, firing type | 2007
2019 | CA | Grayson Power Plant | 377 | 4 | ST | OP | WALL | NG | 1496 | 46035.16 | 0.16514 | 0.0071744 | EPA/CAMD | NEI avg EF - PM, fuel type, firing type | 1959
2019 | CA | Grayson Power Plant | 377 | 5 | ST | OP | WALL | NG | 7504 | 983558.9 | 3.5282 | 0.0071744 | EPA/CAMD | NEI avg EF - PM, fuel type, firing type | 1964
2019 | CA | Grayson Power Plant | 377 | 9 | GT | OP | CT | NG | 643 | 183263.3 | 0.71614 | 0.0078154 | EPA/CAMD | NEI avg EF - PM, fuel type, firing type | 2004
2019 | CA | Greenleaf One | 10350 | 1 | CT | OP | CC | NG | 247 | 73320.47 | 0.025865 | 0.00070554 | EPA/CAMD | EPA/NEI | 1989
2019 | CA | Hanford Energy Park Peaker | 55698 | HEP1 | GT | OP | CT | NG | 405 | 66804.48 | 0.088193 | 0.0026403 | EPA/CAMD | EPA/NEI | 2001
2019 | CA | Hanford Energy Park Peaker | 55698 | HEP2 | GT | OP | CT | NG | 373 | 64034.57 | 0.13503 | 0.0042174 | EPA/CAMD | EPA/NEI | 2001
2019 | CA | Harbor Generating Station | 399 | 10 | GT | OP | CT | NG | 143 | 40061.96 | 0.092282 | 0.004607 | EPA/CAMD | EPA/NEI | 2001
2019 | CA | Harbor Generating Station | 399 | 11 | GT | OP | CT | NG | 144 | 43166.36 | 0.05348 | 0.0024779 | EPA/CAMD | EPA/NEI | 2001
2019 | CA | Harbor Generating Station | 399 | 12 | GT | OP | CT | NG | 153 | 44324.28 | 0.00060839 | 2.7452e-05 | EPA/CAMD | EPA/NEI | 2001
2019 | CA | Harbor Generating Station | 399 | 13 | GT | OP | CT | NG | 114 | 35170.25 | 0.13744 | 0.0078154 | EPA/CAMD | NEI avg EF - PM, fuel type, firing type | 2001
2019 | CA | Harbor Generating Station | 399 | 14 | GT | OP | CT | NG | 152 | 47597.15 | 0.186 | 0.0078154 | EPA/CAMD | NEI avg EF - PM, fuel type, firing type | 2001
2019 | CA | Harbor Generating Station | 399 | **10A | CT | OP | CC | NG | 687 | 511804.1 | 0.11991 | 0.00046859 | EPA/CAMD | EPA/NEI | 1994
2019 | CA | Harbor Generating Station | 399 | **10B | CT | OP | CC | NG | 542 | 416677.2 | 1.1993 | 0.0057564 | EPA/CAMD | NEI avg EF - PM, fuel type, firing type | 1994
2019 | CA | Haynes Generating Station | 400 | 1 | ST | OP | WALL | NG | 1478 | 1060596 | 7.1568 | 0.013496 | EPA/CAMD | EPA/NEI | 1962
2019 | CA | Haynes Generating Station | 400 | 2 | ST | OP | WALL | NG | 516 | 339571.7 | 4.1488 | 0.024436 | EPA/CAMD | EPA/NEI | 1963
2019 | CA | Haynes Generating Station | 400 | 9 | CT | OP | CC | NG | 5699 | 9143349 | 4.2187 | 0.0009228 | EPA/CAMD | EPA/NEI | 2004
2019 | CA | Haynes Generating Station | 400 | 10 | CT | OP | CC | NG | 5165 | 8241187 | 3.7783 | 0.00091694 | EPA/CAMD | EPA/NEI | 2004
2019 | CA | Haynes Generating Station | 400 | 11 | GT | OP | CT | NG | 886 | 657471.3 | 0.43845 | 0.0013337 | EPA/CAMD | EPA/NEI | 2013
2019 | CA | Haynes Generating Station | 400 | 12 | GT | OP | CT | NG | 289 | 212077.4 | 0.10388 | 0.0009796 | EPA/CAMD | EPA/NEI | 2013
2019 | CA | Haynes Generating Station | 400 | 13 | GT | OP | CT | NG | 1181 | 853316.1 | 0.48658 | 0.0011404 | EPA/CAMD | EPA/NEI | 2013
2019 | CA | Haynes Generating Station | 400 | 14 | GT | OP | CT | NG | 294 | 195437.1 | 0.27226 | 0.0027862 | EPA/CAMD | EPA/NEI | 2013
2019 | CA | Haynes Generating Station | 400 | 15 | GT | OP | CT | NG | 1210 | 873925.9 | 0.59305 | 0.0013572 | EPA/CAMD | EPA/NEI | 2013
2019 | CA | Haynes Generating Station | 400 | 16 | GT | OP | CT | NG | 1083 | 796166.6 | 0.52319 | 0.0013143 | EPA/CAMD | EPA/NEI | 2013
2019 | CA | Henrietta Peaker Plant | 55807 | HPP1 | GT | OP | CT | NG | 812 | 178750.6 | 0.36373 | 0.0040697 | EPA/CAMD | EPA/NEI | 2002
2019 | CA | Henrietta Peaker Plant | 55807 | HPP2 | GT | OP | CT | NG | 760 | 165383.8 | 0.27622 | 0.0033404 | EPA/CAMD | EPA/NEI | 2002
2019 | CA | High Desert Power Project | 55518 | CTG1 | CT | OP | CC | NG | 5070 | 8039800 | 29.004 | 0.0072151 | EPA/CAMD | EPA/NEI | 2003
2019 | CA | High Desert Power Project | 55518 | CTG2 | CT | OP | CC | NG | 5221 | 8282479 | 18.1118 | 0.0043735 | EPA/CAMD | EPA/NEI | 2003
2019 | CA | High Desert Power Project | 55518 | CTG3 | CT | OP | CC | NG | 5759 | 8864278 | 25.4574 | 0.0057438 | EPA/CAMD | EPA/NEI | 2003
2019 | CA | Indigo Generation Facility | 55541 | 1 | GT | OP | CT | NG | 595 | 134283.5 | 0.81407 | 0.012125 | EPA/CAMD | EPA/NEI | 2001
2019 | CA | Indigo Generation Facility | 55541 | 2 | GT | OP | CT | NG | 591 | 135719.9 | 0.81848 | 0.012061 | EPA/CAMD | EPA/NEI | 2001
2019 | CA | Indigo Generation Facility | 55541 | 3 | GT | OP | CT | NG | 452 | 99249.44 | 0.83082 | 0.016742 | EPA/CAMD | EPA/NEI | 2001
2019 | CA | Inland Empire Energy Center | 55853 | 1 | CT | OP | CC | NG | 158 | 247514 | 0.63488 | 0.00513 | EPA/CAMD | EPA/NEI | 2008
2019 | CA | Inland Empire Energy Center | 55853 | 2 | CT | OP | CC | NG | 0 |  |  | 0.0057564 |  |  | 2008
2019 | CA | Ivanpah 1 | 57074 | BLR1 | ST | OP | OTHER BOILER | NG | 3797 | 374937 | 1.2752 | 0.0068021 | EPA/CAMD | NEI avg EF - PM, fuel type, firing type | 2013
2019 | CA | Ivanpah 2 | 57073 | BLR1 | ST | OP | OTHER BOILER | NG | 4721 | 496657 | 1.6892 | 0.0068021 | EPA/CAMD | NEI avg EF - PM, fuel type, firing type | 2013
2019 | CA | Ivanpah 3 | 57075 | BLR1 | ST | OP | OTHER BOILER | NG | 3275 | 381584 | 1.2978 | 0.0068021 | EPA/CAMD | NEI avg EF - PM, fuel type, firing type | 2013
2019 | CA | King City Power Plant | 10294 | 2 | GT | OP | CT | NG | 353 | 70691.88 | 0.0071446 | 0.00020213 | EPA/CAMD | EPA/NEI | 2001
2019 | CA | King City Power Plant | 10294 | GTG | CT | OP | CC | NG | 203 | 116072.3 | 0.33408 | 0.0057564 | EPA/CAMD | NEI avg EF - PM, fuel type, firing type | 1989
2019 | CA | Kingsburg Cogen Facility | 10405 | 1 | CT | OP | CC | NG | 162 | 38989.75 | 0.021505 | 0.0011031 | EPA/CAMD | EPA/NEI | 1991
2019 | CA | La Paloma Generating Plant | 55151 | CTG-1 | CT | OP | CC | NG | 1694 | 2474060 | 12.3893 | 0.010015 | EPA/CAMD | EPA/NEI | 2002
2019 | CA | La Paloma Generating Plant | 55151 | CTG-2 | CT | OP | CC | NG | 1578 | 2269946 | 13.6035 | 0.011986 | EPA/CAMD | EPA/NEI | 2002
2019 | CA | La Paloma Generating Plant | 55151 | CTG-3 | CT | OP | CC | NG | 626 | 788682.2 | 8.8763 | 0.022509 | EPA/CAMD | EPA/NEI | 2002
2019 | CA | La Paloma Generating Plant | 55151 | CTG-4 | CT | OP | CC | NG | 1476 | 2146302 | 122.0858 | 0.11376 | EPA/CAMD | EPA/NEI | 2002
2019 | CA | Lake | 7987 | 01 | GT | OP | CT | NG | 553 | 168941.3 | 0.66018 | 0.0078154 | EPA/CAMD | NEI avg EF - PM, fuel type, firing type | 2002
2019 | CA | Lambie Energy Center | 55626 | UNIT1 | GT | OP | CT | NG | 634 | 147372.4 | 0.29146 | 0.0039554 | EPA/CAMD | EPA/NEI | 2002
2019 | CA | Larkspur Energy Faciity | 55542 | 1 | GT | OP | CT | NG | 1098 | 291653.2 | 2.9167 | 0.020001 | EPA/CAMD | EPA/NEI | 2001
2019 | CA | Larkspur Energy Faciity | 55542 | 2 | GT | OP | CT | NG | 1037 | 259812.6 | 3.2357 | 0.024908 | EPA/CAMD | EPA/NEI | 2001
2019 | CA | Live Oak Limited | 54768 | GT1 | GT | OP | CT | NG | 462 | 86576.85 | 0.0094358 | 0.00021798 | EPA/CAMD | EPA/NEI | 1992
2019 | CA | Lodi Energy Center | 57978 | CT1 | CT | OP | CC | NG | 4723 | 8455567 | 9.3418 | 0.0022096 | EPA/CAMD | EPA/NEI | 2012
2019 | CA | Long Beach Generating Station | 341 | 1 | GT | OP | CT | NG | 101 | 57041.28 | 0.25472 | 0.0089311 | EPA/CAMD | EPA/NEI | 2007
2019 | CA | Long Beach Generating Station | 341 | 2 | GT | OP | CT | NG | 94 | 48117.19 | 0.19496 | 0.0081034 | EPA/CAMD | EPA/NEI | 2007
2019 | CA | Long Beach Generating Station | 341 | 3 | GT | OP | CT | NG | 108 | 65496.77 | 0.214 | 0.0065347 | EPA/CAMD | EPA/NEI | 2007
2019 | CA | Long Beach Generating Station | 341 | 4 | GT | OP | CT | NG | 119 | 72755.51 | 0.28311 | 0.0077825 | EPA/CAMD | EPA/NEI | 2007
2019 | CA | Los Esteros Critical Energy Facility | 55748 | CTG1 | CT | OP | CC | NG | 859 | 396119.6 | 0.012432 | 6.2766e-05 | EPA/CAMD | EPA/NEI | 2003
2019 | CA | Los Esteros Critical Energy Facility | 55748 | CTG2 | CT | OP | CC | NG | 1059 | 447781.9 | 0.010441 | 4.6633e-05 | EPA/CAMD | EPA/NEI | 2002
2019 | CA | Los Esteros Critical Energy Facility | 55748 | CTG3 | CT | OP | CC | NG | 1193 | 535177.4 | 0.013713 | 5.1245e-05 | EPA/CAMD | EPA/NEI | 2002
2019 | CA | Los Esteros Critical Energy Facility | 55748 | CTG4 | CT | OP | CC | NG | 997 | 448355.3 | 0.014337 | 6.3955e-05 | EPA/CAMD | EPA/NEI | 2003
2019 | CA | Los Medanos Energy Center, LLC | 55217 | X724 | CT | OP | CC | NG | 4224 | 6938567 | 6.2751 | 0.0018088 | EPA/CAMD | EPA/NEI | 2001
2019 | CA | Los Medanos Energy Center, LLC | 55217 | X725 | CT | OP | CC | NG | 7729 | 13854030 | 8.2264 | 0.0011876 | EPA/CAMD | EPA/NEI | 2001
2019 | CA | Magnolia | 56046 | 1 | CT | OP | CC | NG | 8383 | 11528960 | 33.1828 | 0.0057564 | EPA/CAMD | NEI avg EF - PM, fuel type, firing type | 2005
2019 | CA | Malaga Power | 56239 | GT-1 | GT | OP | CT | NG | 306 | 88509.16 | 0.11727 | 0.0026499 | EPA/CAMD | EPA/NEI | 2005
2019 | CA | Malaga Power | 56239 | GT-2 | GT | OP | CT | NG | 313 | 86276.73 | 0.092505 | 0.0021444 | EPA/CAMD | EPA/NEI | 2005
2019 | CA | Malburg Generating Station | 56041 | M1 | CT | OP | CC | NG | 7826 | 2518480 | 12.5678 | 0.0099804 | EPA/CAMD | EPA/NEI | 2005
2019 | CA | Malburg Generating Station | 56041 | M2 | CT | OP | CC | NG | 7769 | 2501509 | 0.063536 | 5.0798e-05 | EPA/CAMD | EPA/NEI | 2005
2019 | CA | Mariposa Energy Project | 57483 | GT-1 | GT | OP | CT | NG | 1079 | 248036 | 0.96926 | 0.0078154 | EPA/CAMD | NEI avg EF - PM, fuel type, firing type | 2012
2019 | CA | Mariposa Energy Project | 57483 | GT-2 | GT | OP | CT | NG | 1075 | 244542.8 | 0.9556 | 0.0078154 | EPA/CAMD | NEI avg EF - PM, fuel type, firing type | 2012
2019 | CA | Mariposa Energy Project | 57483 | GT-3 | GT | OP | CT | NG | 1083 | 244274.8 | 0.95456 | 0.0078154 | EPA/CAMD | NEI avg EF - PM, fuel type, firing type | 2012
2019 | CA | Mariposa Energy Project | 57483 | GT-4 | GT | OP | CT | NG | 1080 | 244348.7 | 0.95485 | 0.0078154 | EPA/CAMD | NEI avg EF - PM, fuel type, firing type | 2012
2019 | CA | Marsh Landing Generating Station | 57267 | 1 | GT | OP | CT | NG | 107 | 157641.8 | 0.058849 | 0.00074662 | EPA/CAMD | EPA/NEI | 2012
2019 | CA | Marsh Landing Generating Station | 57267 | 2 | GT | OP | CT | NG | 151 | 215043 | 0.020823 | 0.00019366 | EPA/CAMD | EPA/NEI | 2013
2019 | CA | Marsh Landing Generating Station | 57267 | 3 | GT | OP | CT | NG | 102 | 143071.3 | 0.016197 | 0.00022642 | EPA/CAMD | EPA/NEI | 2013
2019 | CA | Marsh Landing Generating Station | 57267 | 4 | GT | OP | CT | NG | 186 | 288628.6 | 0.048905 | 0.00033888 | EPA/CAMD | EPA/NEI | 2013
2019 | CA | McGrath Generating Station | 56471 | CT1 | GT | OP | CT | NG | 589 | 199254.4 | 0.77863 | 0.0078154 | EPA/CAMD | NEI avg EF - PM, fuel type, firing type | 2012
2019 | CA | McKittrick Limited | 50612 | GT1 | GT | OP | CT | NG | 462 | 172073 | 0.67241 | 0.0078154 | EPA/CAMD | NEI avg EF - PM, fuel type, firing type | 1991
2019 | CA | Metcalf Energy Center | 55393 | 1 | CT | OP | CC | NG | 5532 | 9415088 | 5.145 | 0.0010929 | EPA/CAMD | EPA/NEI | 2005
2019 | CA | Metcalf Energy Center | 55393 | 2 | CT | OP | CC | NG | 5479 | 9392813 | 3.4361 | 0.00073164 | EPA/CAMD | EPA/NEI | 2005
2019 | CA | Midway Peaking | 56639 | 1 | GT | OP | CT | NG | 720 | 282955.5 | 0.1403 | 0.00099166 | EPA/CAMD | EPA/NEI | 2009
2019 | CA | Midway Peaking | 56639 | 2 | GT | OP | CT | NG | 790 | 307558.9 | 0.132 | 0.00085837 | EPA/CAMD | EPA/NEI | 2009
2019 | CA | Mira Loma Generating Station | 56473 | CT1 | GT | OP | CT | NG | 522 | 169907.9 | 0.66395 | 0.0078154 | EPA/CAMD | NEI avg EF - PM, fuel type, firing type | 2007
2019 | CA | Miramar Energy Facility | 56232 | 1 | GT | OP | CT | NG | 1003 | 329380.6 | 0.036618 | 0.00022235 | EPA/CAMD | EPA/NEI | 2005
2019 | CA | Miramar Energy Facility | 56232 | 2 | GT | OP | CT | NG | 1332 | 412773.2 | 0.050411 | 0.00024426 | EPA/CAMD | EPA/NEI | 2009
2019 | CA | Moss Landing | 260 | 1A | CT | OP | CC | NG | 6230 | 9838892 | 0.93469 | 0.00019 | EPA/CAMD | EPA/NEI | 2002
2019 | CA | Moss Landing | 260 | 2A | CT | OP | CC | NG | 6312 | 9826290 | 0.9335 | 0.00019 | EPA/CAMD | EPA/NEI | 2002
2019 | CA | Moss Landing | 260 | 3A | CT | OP | CC | NG | 6047 | 9379001 | 0.89101 | 0.00019 | EPA/CAMD | EPA/NEI | 2002
2019 | CA | Moss Landing | 260 | 4A | CT | OP | CC | NG | 5689 | 8664241 | 0.8231 | 0.00019 | EPA/CAMD | EPA/NEI | 2002
2019 | CA | Mountainview Generating Station | 358 | 3-1 | CT | OP | CC | NG | 3689 | 5174667 | 26.8943 | 0.010395 | EPA/CAMD | EPA/NEI | 2005
2019 | CA | Mountainview Generating Station | 358 | 3-2 | CT | OP | CC | NG | 3706 | 5240467 | 36.2604 | 0.013839 | EPA/CAMD | EPA/NEI | 2005
2019 | CA | Mountainview Generating Station | 358 | 4-1 | CT | OP | CC | NG | 4546 | 6404533 | 26.8896 | 0.0083971 | EPA/CAMD | EPA/NEI | 2005
2019 | CA | Mountainview Generating Station | 358 | 4-2 | CT | OP | CC | NG | 3985 | 5719935 | 30.8123 | 0.010774 | EPA/CAMD | EPA/NEI | 2005
2019 | CA | NCPA Combustion Turbine Project #2 | 7449 | NA1 | GT | OP | CT | NG | 360 | 110646.6 | 0.16324 | 0.0029506 | EPA/CAMD | EPA/NEI | 1996
2019 | CA | Niland Gas Turbine Plant | 56569 | 1 | GT | OP | CT | NG | 1329 | 429245 | 0.56981 | 0.0026549 | EPA/CAMD | EPA/NEI | 2008
2019 | CA | Niland Gas Turbine Plant | 56569 | 2 | GT | OP | CT | NG | 1161 | 374460.7 | 0.56072 | 0.0029948 | EPA/CAMD | EPA/NEI | 2008
2019 | CA | Olive | 6013 | 01 | ST | OP | WALL | NG | 0 |  |  | 0.0080534 |  |  | 1958
2019 | CA | Olive | 6013 | 02 | ST | OP | WALL | NG | 0 |  |  | 0.0080534 |  |  | 1964
2019 | CA | Orange Grove Project | 56914 | CTG1 | GT | OP | CT | NG | 520 | 109997.6 | 0.22676 | 0.004123 | EPA/CAMD | EPA/NEI | 2010
2019 | CA | Orange Grove Project | 56914 | CTG2 | GT | OP | CT | NG | 494 | 106876.4 | 0.2233 | 0.0041787 | EPA/CAMD | EPA/NEI | 2010
2019 | CA | Ormond Beach Power, LLC. | 350 | 1 | ST | OP | WALL | NG | 226 | 484080.7 | 0.73809 | 0.0030495 | EPA/CAMD | EPA/NEI | 1971
2019 | CA | Ormond Beach Power, LLC. | 350 | 2 | ST | OP | WALL | NG | 733 | 1325427 | 2.1054 | 0.0031769 | EPA/CAMD | EPA/NEI | 1973
2019 | CA | Otay Mesa Energy Center, LLC | 55345 | CTG-1 | CT | OP | CC | NG | 1654 | 2479918 | 61.6042 | 0.049682 | EPA/CAMD | EPA/NEI | 2009
2019 | CA | Otay Mesa Energy Center, LLC | 55345 | CTG-2 | CT | OP | CC | NG | 2128 | 3062131 | 65.4256 | 0.042732 | EPA/CAMD | EPA/NEI | 2009
2019 | CA | Palomar Energy Center | 55985 | CTG1 | CT | OP | CC | NG | 3044 | 4530416 | 3.1272 | 0.0013806 | EPA/CAMD | EPA/NEI | 2005
2019 | CA | Palomar Energy Center | 55985 | CTG2 | CT | OP | CC | NG | 2750 | 4084562 | 2.0945 | 0.0010256 | EPA/CAMD | EPA/NEI | 2005
2019 | CA | Panoche Energy Center | 56803 | 1 | GT | OP | CT | NG | 2208 | 1575617 | 1.858 | 0.0023585 | EPA/CAMD | EPA/NEI | 2009
2019 | CA | Panoche Energy Center | 56803 | 2 | GT | OP | CT | NG | 1966 | 1425491 | 1.8007 | 0.0025265 | EPA/CAMD | EPA/NEI | 2009
2019 | CA | Panoche Energy Center | 56803 | 3 | GT | OP | CT | NG | 2164 | 1559100 | 1.9972 | 0.0025619 | EPA/CAMD | EPA/NEI | 2009
2019 | CA | Panoche Energy Center | 56803 | 4 | GT | OP | CT | NG | 1976 | 1418721 | 1.2905 | 0.0018192 | EPA/CAMD | EPA/NEI | 2009
2019 | CA | Pastoria Energy Facility | 55656 | CT001 | CT | OP | CC | NG | 6716 | 10848400 | 4.9639 | 0.00091514 | EPA/CAMD | EPA/NEI | 2005
2019 | CA | Pastoria Energy Facility | 55656 | CT002 | CT | OP | CC | NG | 5912 | 9512510 | 6.3782 | 0.001341 | EPA/CAMD | EPA/NEI | 2005
2019 | CA | Pastoria Energy Facility | 55656 | CT004 | CT | OP | CC | NG | 5867 | 9432987 | 6.575 | 0.0013941 | EPA/CAMD | EPA/NEI | 2005
2019 | CA | Pio Pico Energy Center LLC | 57555 | CTG1 | GT | OP | CT | NG | 709 | 296159.3 | 1.1573 | 0.0078154 | EPA/CAMD | NEI avg EF - PM, fuel type, firing type | 2016
2019 | CA | Pio Pico Energy Center LLC | 57555 | CTG2 | GT | OP | CT | NG | 997 | 419049.9 | 1.6375 | 0.0078154 | EPA/CAMD | NEI avg EF - PM, fuel type, firing type | 2016
2019 | CA | Pio Pico Energy Center LLC | 57555 | CTG3 | GT | OP | CT | NG | 798 | 342399.3 | 1.338 | 0.0078154 | EPA/CAMD | NEI avg EF - PM, fuel type, firing type | 2016
2019 | CA | Redding Power Plant | 7307 | 5 | CT | OP | CC | NG | 2656 | 894618.8 | 0.98757 | 0.0022078 | EPA/CAMD | EPA/NEI | 2002
2019 | CA | Redding Power Plant | 7307 | 6 | GT | OP | CT | NG | 2944 | 1040480 | 1.1347 | 0.0021812 | EPA/CAMD | EPA/NEI | 2010
2019 | CA | Ripon Generation Station | 56135 | 1 | GT | OP | CT | NG | 350 | 99771.24 | 0.49871 | 0.0099972 | EPA/CAMD | EPA/NEI | 2006
2019 | CA | Ripon Generation Station | 56135 | 2 | GT | OP | CT | NG | 184 | 48165.3 | 0.40072 | 0.016639 | EPA/CAMD | EPA/NEI | 2006
2019 | CA | Riverside Energy Resource Center | 56143 | 1 | GT | OP | CT | NG | 1012 | 249150.5 | 0.61883 | 0.0049675 | EPA/CAMD | EPA/NEI | 2006
2019 | CA | Riverside Energy Resource Center | 56143 | 2 | GT | OP | CT | NG | 1078 | 250642.5 | 0.97944 | 0.0078154 | EPA/CAMD | NEI avg EF - PM, fuel type, firing type | 2006
2019 | CA | Riverside Energy Resource Center | 56143 | 3 | GT | OP | CT | NG | 785 | 164708.7 | 0.64364 | 0.0078154 | EPA/CAMD | NEI avg EF - PM, fuel type, firing type | 2011
2019 | CA | Riverside Energy Resource Center | 56143 | 4 | GT | OP | CT | NG | 805 | 169752.8 | 0.68218 | 0.0080373 | EPA/CAMD | EPA/NEI | 2010
2019 | CA | Riverview Energy Center | 55963 | 1 | GT | OP | CT | NG | 896 | 222947.2 | 0.071466 | 0.0006411 | EPA/CAMD | EPA/NEI | 2003
2019 | CA | Roseville Energy Park | 56298 | CT001 | CT | OP | CC | NG | 2825 | 1185603 | 0.10334 | 0.00017432 | EPA/CAMD | EPA/NEI | 2007
2019 | CA | Roseville Energy Park | 56298 | CT002 | CT | OP | CC | NG | 2790 | 1221661 | 0.092797 | 0.00015192 | EPA/CAMD | EPA/NEI | 2007
2019 | CA | Russell City Energy Company LLC | 56467 | CT1 | CT | OP | CC | NG | 2006 | 3396443 | 1.6557 | 0.00097495 | EPA/CAMD | EPA/NEI | 2013
2019 | CA | Russell City Energy Company LLC | 56467 | CT2 | CT | OP | CC | NG | 1891 | 3179370 | 1.174 | 0.0007385 | EPA/CAMD | EPA/NEI | 2013
2019 | CA | Sacramento Power Authority Cogen | 7552 | 1 | CT | OP | CC | NG | 5378 | 5325305 | 3.608 | 0.001355 | EPA/CAMD | EPA/NEI | 1997
2019 | CA | Salinas River Cogeneration Facility | 50865 | 1 | GT | OP | CT | NG | 8665 | 4101101 | 2.3255 | 0.0011341 | EPA/CAMD | EPA/NEI | 1992
2019 | CA | Sargent Canyon Cogen Facility | 50864 | 1 | GT | OP | CT | NG | 0 |  |  | 0.0070853 |  |  | 1992
2019 | CA | SCA Cogen II | 7551 | 1A | CT | OP | CC | NG | 7938 | 2985558 | 1.9794 | 0.001326 | EPA/CAMD | EPA/NEI | 1997
2019 | CA | SCA Cogen II | 7551 | 1B | CT | OP | CC | NG | 7196 | 2992529 | 2.1797 | 0.0014568 | EPA/CAMD | EPA/NEI | 1997
2019 | CA | SCA Cogen II | 7551 | 1C | GT | OP | CT | NG | 862 | 291551.3 | 0.10232 | 0.00070191 | EPA/CAMD | EPA/NEI | 2001
2019 | CA | Scattergood Generating Station | 404 | 1 | ST | OP | WALL | NG | 1159 | 630491.6 | 2.2617 | 0.0071744 | EPA/CAMD | NEI avg EF - PM, fuel type, firing type | 1958
2019 | CA | Scattergood Generating Station | 404 | 2 | ST | OP | WALL | NG | 2086 | 1138638 | 4.0845 | 0.0071744 | EPA/CAMD | NEI avg EF - PM, fuel type, firing type | 1959
2019 | CA | Scattergood Generating Station | 404 | 4 | CT | OP | CC | NG | 3825 | 7201794 | 4.5959 | 0.0012763 | EPA/CAMD | EPA/NEI | 2015
2019 | CA | Scattergood Generating Station | 404 | 6 | GT | OP | CT | NG | 741 | 554746.6 | 0.28437 | 0.0010252 | EPA/CAMD | EPA/NEI | 2015
2019 | CA | Scattergood Generating Station | 404 | 7 | GT | OP | CT | NG | 593 | 432146.2 | 0.12226 | 0.0005658 | EPA/CAMD | EPA/NEI | 2015
2019 | CA | Sentinel Energy Center, LLC | 57482 | 1 | GT | OP | CT | NG | 1312 | 674610.8 | 0.29611 | 0.00087786 | EPA/CAMD | EPA/NEI | 2013
2019 | CA | Sentinel Energy Center, LLC | 57482 | 2 | GT | OP | CT | NG | 1456 | 764276.6 | 0.34899 | 0.00091325 | EPA/CAMD | EPA/NEI | 2013
2019 | CA | Sentinel Energy Center, LLC | 57482 | 3 | GT | OP | CT | NG | 1386 | 739918.4 | 1.0223 | 0.0027634 | EPA/CAMD | EPA/NEI | 2013
2019 | CA | Sentinel Energy Center, LLC | 57482 | 4 | GT | OP | CT | NG | 1286 | 661213.9 | 1.5609 | 0.0047212 | EPA/CAMD | EPA/NEI | 2013
2019 | CA | Sentinel Energy Center, LLC | 57482 | 5 | GT | OP | CT | NG | 1248 | 651030.9 | 0.2856 | 0.00087738 | EPA/CAMD | EPA/NEI | 2013
2019 | CA | Sentinel Energy Center, LLC | 57482 | 6 | GT | OP | CT | NG | 1397 | 727229.6 | 0.61094 | 0.0016802 | EPA/CAMD | EPA/NEI | 2013
2019 | CA | Sentinel Energy Center, LLC | 57482 | 7 | GT | OP | CT | NG | 1428 | 769021.6 | 0.35764 | 0.00093011 | EPA/CAMD | EPA/NEI | 2013
2019 | CA | Sentinel Energy Center, LLC | 57482 | 8 | GT | OP | CT | NG | 1319 | 685390.3 | 0.76036 | 0.0022188 | EPA/CAMD | EPA/NEI | 2013
2019 | CA | Sunrise Power Company | 55182 | CTG1 | CT | OP | CC | NG | 4781 | 7802678 | 29.7523 | 0.0076262 | EPA/CAMD | EPA/NEI | 2001
2019 | CA | Sunrise Power Company | 55182 | CTG2 | CT | OP | CC | NG | 4625 | 7469553 | 15.4299 | 0.0041314 | EPA/CAMD | EPA/NEI | 2001
2019 | CA | Tracy Combined Cycle Power Plant | 55933 | TPP1 | CT | OP | CC | NG | 4760 | 4041391 | 3.3617 | 0.0016636 | EPA/CAMD | EPA/NEI | 2003
2019 | CA | Tracy Combined Cycle Power Plant | 55933 | TPP2 | CT | OP | CC | NG | 3574 | 3154650 | 3.0297 | 0.0019208 | EPA/CAMD | EPA/NEI | 2003
2019 | CA | Valley Generating Station | 408 | 5 | GT | OP | CT | NG | 132 | 43899.97 | 0.0097629 | 0.00044478 | EPA/CAMD | EPA/NEI | 2001
2019 | CA | Valley Generating Station | 408 | 6 | CT | OP | CC | NG | 5406 | 8430427 | 10.1493 | 0.0024078 | EPA/CAMD | EPA/NEI | 2003
2019 | CA | Valley Generating Station | 408 | 7 | CT | OP | CC | NG | 5035 | 7857449 | 8.1173 | 0.0020661 | EPA/CAMD | EPA/NEI | 2003
2019 | CA | Walnut Creek Energy Park | 57515 | GT1 | GT | OP | CT | NG | 1632 | 885735.5 | 0.54087 | 0.0012213 | EPA/CAMD | EPA/NEI | 2012
2019 | CA | Walnut Creek Energy Park | 57515 | GT2 | GT | OP | CT | NG | 1495 | 799133.2 | 0.2586 | 0.00064721 | EPA/CAMD | EPA/NEI | 2013
2019 | CA | Walnut Creek Energy Park | 57515 | GT3 | GT | OP | CT | NG | 1406 | 757761.8 | 0.32286 | 0.00085215 | EPA/CAMD | EPA/NEI | 2013
2019 | CA | Walnut Creek Energy Park | 57515 | GT4 | GT | OP | CT | NG | 1674 | 893126.6 | 0.26113 | 0.00058475 | EPA/CAMD | EPA/NEI | 2013
2019 | CA | Walnut Creek Energy Park | 57515 | GT5 | GT | OP | CT | NG | 1761 | 974933.1 | 0.22694 | 0.00046555 | EPA/CAMD | EPA/NEI | 2013
2019 | CA | Walnut Energy Center | 56078 | 1 | CT | OP | CC | NG | 4653 | 3938563 | 10.6251 | 0.0053954 | EPA/CAMD | EPA/NEI | 2005
2019 | CA | Walnut Energy Center | 56078 | 2 | CT | OP | CC | NG | 5615 | 4761205 | 16.313 | 0.0068525 | EPA/CAMD | EPA/NEI | 2005
2019 | CA | Wolfskill Energy Center | 55855 | UNIT1 | GT | OP | CT | NG | 403 | 85049.47 | 0.77915 | 0.018322 | EPA/CAMD | EPA/NEI | 2003
2019 | CA | Woodland Generation Station | 7266 | 1 | GT | OP | CT | NG | 1666 | 515438.2 | 3.5094 | 0.013617 | EPA/CAMD | EPA/NEI | 1993
2019 | CA | Woodland Generation Station | 7266 | 2 | CT | OP | CC | NG | 7815 | 2982131 | 2.9818 | 0.0019998 | EPA/CAMD | EPA/NEI | 2003
2019 | CA | Yuba City Energy Center | 10349 | 2 | GT | OP | CT | NG | 1492 | 343367 | 0.37092 | 0.0021605 | EPA/CAMD | EPA/NEI | 2002
2019 | CO | Adams Community Solar Garden III LLC | 59850 | 23376 | PV | OP | NA | SUN |  | 11173 |  | 0 | EIA Prime Mover-level Data | Estimated using an emission factor
2019 | CO | Adams Community Solar Garden LLC | 59849 | 23377 | PV | OP | NA | SUN |  | 29587 |  | 0 | EIA Prime Mover-level Data | Estimated using an emission factor
2019 | CO | AFA Solar Farm | 57554 | AFA1 | PV | OP | NA | SUN |  | 98773 |  | 0 | EIA Prime Mover-level Data | Estimated using an emission factor
2019 | CO | Airport 1 Solar (DIA) | 59807 | GBDIA | PV | OP | NA | SUN |  | 22749 |  | 0 | EIA Prime Mover-level Data | Estimated using an emission factor
2019 | CO | Airport Industrial | 7995 | IC1 | IC | OP | NA | DFO |  | 260 | 0.0403 | 0.31 | EIA Prime Mover-level Data | Estimated using an emission factor
2019 | CO | Airport Industrial | 7995 | IC2 | IC | OP | NA | DFO |  | 260 | 0.0403 | 0.31 | EIA Prime Mover-level Data | Estimated using an emission factor
2019 | CO | Airport Industrial | 7995 | IC3 | IC | OP | NA | DFO |  | 260 | 0.0403 | 0.31 | EIA Prime Mover-level Data | Estimated using an emission factor
2019 | CO | Airport Industrial | 7995 | IC4 | IC | OP | NA | DFO |  | 260 | 0.0403 | 0.31 | EIA Prime Mover-level Data | Estimated using an emission factor
2019 | CO | Alamosa | 464 | CT1 | GT | OP | NA | NG |  | 50387 | 0.13815 | 0.0054834 | EIA Prime Mover-level Data | NEI avg EF - PM, fuel type, firing type
2019 | CO | Alamosa | 464 | CT2 | GT | OP | NA | NG |  | 50387 | 0.13815 | 0.0054834 | EIA Prime Mover-level Data | NEI avg EF - PM, fuel type, firing type
2019 | CO | Amazon Denver DEN3 | 62877 | ADEN3 | PV | OP | NA | SUN |  | 1763 |  | 0 | EIA Prime Mover-level Data | Estimated using an emission factor
2019 | CO | Amazon_DEN2 | 63536 | BLD3 | PV | OP | NA | SUN |  | 3918 |  | 0 | EIA Prime Mover-level Data | Estimated using an emission factor
2019 | CO | American Gypsum Cogeneration | 54630 | D-1 | IC | SB | NA | DFO |  | 235 | 0.036425 | 0.31 | EIA Prime Mover-level Data | Estimated using an emission factor
2019 | CO | American Gypsum Cogeneration | 54630 | D-2 | IC | SB | NA | DFO |  | 235 | 0.036425 | 0.31 | EIA Prime Mover-level Data | Estimated using an emission factor
2019 | CO | American Gypsum Cogeneration | 54630 | T-1 | GT | OP | NA | NG |  | 161521.9 | 0.44284 | 0.0054834 | EIA Prime Mover-level Data | NEI avg EF - PM, fuel type, firing type
2019 | CO | American Gypsum Cogeneration | 54630 | T-2 | GT | OP | NA | NG |  | 207671.1 | 0.56937 | 0.0054834 | EIA Prime Mover-level Data | NEI avg EF - PM, fuel type, firing type
2019 | CO | Ames Hydro | 6207 | 1 | HY | OP | NA | WAT |  | 30255 |  | 1.5381e-07 | EIA Prime Mover-level Data | NEI avg EF - PM, fuel type, firing type
2019 | CO | Arapahoe | 465 | 1 | ST | RE | NA | SUB
2019 | CO | Arapahoe | 465 | 2 | ST | RE | NA | SUB
2019 | CO | Arapahoe | 465 | 3 | ST | RE | VERTICAL/ARCH | SUB
2019 | CO | Arapahoe | 465 | 4 | ST | RE | VERTICAL/ARCH | SUB
2019 | CO | Arapahoe 3 Community Solar Array | 60724 | ARAP3 | PV | OP | NA | SUN |  | 32232 |  | 0 | EIA Prime Mover-level Data | Estimated using an emission factor
2019 | CO | Bar D | 61886 | GEN1 | PV | OP | NA | SUN |  | 52553 |  | 0 | EIA Prime Mover-level Data | Estimated using an emission factor
2019 | CO | Basalt | 7458 | 1 | HY | OP | NA | WAT |  | 142028 |  | 1.5381e-07 | EIA Prime Mover-level Data | NEI avg EF - PM, fuel type, firing type
2019 | CO | Big Thompson | 515 | 1 | HY | OP | NA | WAT |  | 73289 |  | 1.5381e-07 | EIA Prime Mover-level Data | NEI avg EF - PM, fuel type, firing type
2019 | CO | Bighorn Solar 1 | 63770 | COBH1 | PV | P | NA | SUN
2019 | CO | Bison Solar LLC | 60351 | BSPV1 | PV | OP | NA | SUN |  | 545600 |  | 0 | EIA Prime Mover-level Data | Estimated using an emission factor
2019 | CO | Blue Mesa | 512 | 1 | HY | OP | NA | WAT |  | 739388 |  | 1.5381e-07 | EIA Prime Mover-level Data | NEI avg EF - PM, fuel type, firing type
2019 | CO | Blue Mesa | 512 | 2 | HY | OP | NA | WAT |  | 739388 |  | 1.5381e-07 | EIA Prime Mover-level Data | NEI avg EF - PM, fuel type, firing type
2019 | CO | Boulder Canyon Hydro | 466 | 1 | HY | RE | NA | WAT
2019 | CO | Boulder Canyon Hydro | 466 | 2 | HY | RE | NA | WAT
2019 | CO | Boulder Canyon Hydro | 466 | 1A | HY | OP | NA | WAT |  | 83521 |  | 1.5381e-07 | EIA Prime Mover-level Data | NEI avg EF - PM, fuel type, firing type
2019 | CO | Boulder City Betasso Hydro Plant | 54680 | 0001 | HY | OP | NA | WAT |  | 67981 |  | 1.5381e-07 | EIA Prime Mover-level Data | NEI avg EF - PM, fuel type, firing type
2019 | CO | Boulder City Lakewood Hydro | 54679 | 0001 | HY | OP | NA | WAT |  | 67981 |  | 1.5381e-07 | EIA Prime Mover-level Data | NEI avg EF - PM, fuel type, firing type
2019 | CO | Boulder City Silver Lake Hydro | 55931 | 0001 | HY | OP | NA | WAT |  | 76476 |  | 1.5381e-07 | EIA Prime Mover-level Data | NEI avg EF - PM, fuel type, firing type
2019 | CO | Brighton PV Solar Plant | 59144 | 15755 | PV | OP | NA | SUN |  | 27825 |  | 0 | EIA Prime Mover-level Data | Estimated using an emission factor
2019 | CO | Bronco Plains Wind, LLC | 63803 | WBOPL | WT | V | NA | WND
2019 | CO | Burlington (CO) | 6619 | 1 | GT | SB | NA | DFO |  | 19309 | 0.16663 | 0.017259 | EIA Prime Mover-level Data | NEI avg EF - PM, fuel type, firing type
2019 | CO | Burlington (CO) | 6619 | 2 | GT | SB | NA | DFO |  | 19309 | 0.16663 | 0.017259 | EIA Prime Mover-level Data | NEI avg EF - PM, fuel type, firing type
2019 | CO | Busch Ranch II Wind Farm | 62445 | WT | WT | OP | NA | WND |  | 215673 |  | 0 | EIA Prime Mover-level Data | Estimated using an emission factor
2019 | CO | Busch Ranch Wind Energy Farm | 57980 | WTG | WT | OP | NA | WND |  | 806407 |  | 0 | EIA Prime Mover-level Data | Estimated using an emission factor
2019 | CO | Cabin Creek | 467 | A | PS | OP | NA | WAT |  | 0 |  |  | EIA Prime Mover-level Data
2019 | CO | Cabin Creek | 467 | B | PS | OP | NA | WAT |  | 0 |  |  | EIA Prime Mover-level Data
2019 | CO | Cameo | 468 | 1 | ST | RE | NA | BIT
2019 | CO | Cameo | 468 | 2 | ST | RE | NA | BIT
2019 | CO | Carousel Wind Farm LLC | 59975 | CW1 | WT | OP | NA | WND |  | 5437326 |  | 0 | EIA Prime Mover-level Data | Estimated using an emission factor
2019 | CO | Carson Solar I | 57509 | 1 | PV | OP | NA | SUN |  |  |  | 0
2019 | CO | Carter Hydro | 58622 | 1 | HY | OP | NA | WAT |  | 38291.5 |  | 1.5381e-07 | EIA Prime Mover-level Data | NEI avg EF - PM, fuel type, firing type
2019 | CO | Carter Hydro | 58622 | 2 | HY | OP | NA | WAT |  | 38291.5 |  | 1.5381e-07 | EIA Prime Mover-level Data | NEI avg EF - PM, fuel type, firing type
2019 | CO | Castle Creek Hydroplant | 56566 | 1 | HY | IP | NA | WAT
2019 | CO | CEC Solar #1117, LLC | 60801 | PUEB2 | PV | OP | NA | SUN |  | 37237 |  | 0 | EIA Prime Mover-level Data | Estimated using an emission factor
2019 | CO | Cedar Creek II | 57210 | 1 | WT | OP | NA | WND |  | 5886336 |  | 0 | EIA Prime Mover-level Data | Estimated using an emission factor
2019 | CO | Cedar Creek Wind | 56371 | 1 | WT | OP | NA | WND |  | 4634594 |  | 0 | EIA Prime Mover-level Data | Estimated using an emission factor
2019 | CO | Cedar Creek Wind | 56371 | 2 | WT | OP | NA | WND |  | 1667195 |  | 0 | EIA Prime Mover-level Data | Estimated using an emission factor
2019 | CO | Cedar Point Wind | 57315 | 1-139 | WT | OP | NA | WND |  | 5253145 |  | 0 | EIA Prime Mover-level Data | Estimated using an emission factor
2019 | CO | Center | 491 | 3 | IC | SB | NA | DFO |  |  |  | 0.30942
2019 | CO | Center | 491 | 5 | IC | SB | NA | DFO |  |  |  | 0.30942
2019 | CO | Cheyenne Ridge Wind Farm | 62952 | CRW01 | WT | L | NA | WND
2019 | CO | City & County of Denver at Denver Int'l | 57645 | PV1 | PV | OP | NA | SUN |  | 60013 |  | 0 | EIA Prime Mover-level Data | Estimated using an emission factor
2019 | CO | City of Boulder WWTP | 57681 | 1 | PV | OP | NA | SUN |  | 12288 |  | 0 | EIA Prime Mover-level Data | Estimated using an emission factor
2019 | CO | Clear Spring Ranch PV Project | 60511 | PV1 | PV | OP | NA | SUN |  | 211516 |  | 0 | EIA Prime Mover-level Data | Estimated using an emission factor
2019 | CO | CO LI CSG 1 - Kamerra | 63278 | X0056 | PV | OP | NA | SUN |  | 6767 |  | 0 | EIA Prime Mover-level Data | Estimated using an emission factor
2019 | CO | Cogentrix of Alamosa | 57368 | 1 | PV | OP | NA | SUN |  | 488214 |  | 0 | EIA Prime Mover-level Data | Estimated using an emission factor
2019 | CO | Colorado Energy Nations Company | 10003 | BLR1 | ST | OP | NA | NG |  | 190590.2 | 0.76736 | 0.0080524 | EIA Unit-level Data | NEI avg EF - PM, fuel type
2019 | CO | Colorado Energy Nations Company | 10003 | BLR2 | ST | OP | NA | NG |  | 301938.9 | 1.2157 | 0.0080524 | EIA Unit-level Data | NEI avg EF - PM, fuel type
2019 | CO | Colorado Energy Nations Company | 10003 | BLR4 | ST | OP | NA | NG |  | 1773825 | 7.1418 | 0.0080524 | EIA Unit-level Data | NEI avg EF - PM, fuel type
2019 | CO | Colorado Energy Nations Company | 10003 | BLR5 | ST | OP | NA | NG |  | 2298016 | 9.2523 | 0.0080524 | EIA Unit-level Data | NEI avg EF - PM, fuel type
2019 | CO | Colorado Green Holdings LLC | 56173 | CG | WT | OP | NA | WND |  | 3705382 |  | 0 | EIA Prime Mover-level Data | Estimated using an emission factor
2019 | CO | Colorado Highlands Wind | 57174 | CHW1 | WT | OP | NA | WND |  | 2278967 |  | 0 | EIA Prime Mover-level Data | Estimated using an emission factor
2019 | CO | Colorado Highlands Wind | 57174 | CHW2 | WT | OP | NA | WND |  | 805663 |  | 0 | EIA Prime Mover-level Data | Estimated using an emission factor
2019 | CO | Colorado Highlands Wind | 57174 | CHW3 | WT | CN | NA | WND
2019 | CO | Comanche Solar | 59656 | COMCH | PV | OP | NA | SUN |  | 2589469 |  | 0 | EIA Prime Mover-level Data | Estimated using an emission factor
2019 | CO | Conejos 1 Community Solar Array | 60723 | CONEJ | PV | OP | NA | SUN |  | 32170 |  | 0 | EIA Prime Mover-level Data | Estimated using an emission factor
2019 | CO | Coyote Ridge Community Solar | 61425 | COYCS | PV | OP | NA | SUN |  | 26117 |  | 0 | EIA Prime Mover-level Data | Estimated using an emission factor
2019 | CO | Crossing Trails Wind Farm | 62489 | GEN1 | WT | T | NA | WND
2019 | CO | Crystal | 6159 | 1 | HY | OP | NA | WAT |  | 1189299 |  | 1.5381e-07 | EIA Prime Mover-level Data | NEI avg EF - PM, fuel type, firing type
2019 | CO | CSU Pueblo | 58481 | CSU1 | PV | OP | NA | SUN |  | 16037 |  | 0 | EIA Prime Mover-level Data | Estimated using an emission factor
2019 | CO | DADS Gas Recovery | 56530 | GEN1 | IC | OP | NA | LFG |  | 62377.5 | 0.45847 | 0.0147 | EIA Prime Mover-level Data | Estimated using an emission factor
2019 | CO | DADS Gas Recovery | 56530 | GEN2 | IC | OP | NA | LFG |  | 62377.5 | 0.45847 | 0.0147 | EIA Prime Mover-level Data | Estimated using an emission factor
2019 | CO | DADS Gas Recovery | 56530 | GEN3 | IC | OP | NA | LFG |  | 62377.5 | 0.45847 | 0.0147 | EIA Prime Mover-level Data | Estimated using an emission factor
2019 | CO | DADS Gas Recovery | 56530 | GEN4 | IC | OP | NA | LFG |  | 62377.5 | 0.45847 | 0.0147 | EIA Prime Mover-level Data | Estimated using an emission factor
2019 | CO | Denver Int Airport | 56815 | 1 | PV | OP | NA | SUN |  | 18628 |  | 0 | EIA Prime Mover-level Data | Estimated using an emission factor
2019 | CO | Denver Intl Airport IV Solar | 59462 | DIA4 | PV | OP | NA | SUN |  | 26712 |  | 0 | EIA Prime Mover-level Data | Estimated using an emission factor
2019 | CO | Denver Metro Solar | 61563 | 53962 | PV | OP | NA | SUN |  | 32917 |  | 0 | EIA Prime Mover-level Data | Estimated using an emission factor
2019 | CO | Dillon Hydro Plant | 10421 | GEN1 | HY | OP | NA | WAT |  | 108388 |  | 1.5381e-07 | EIA Prime Mover-level Data | NEI avg EF - PM, fuel type, firing type
2019 | CO | DOE Golden NREL Main Campus | 57694 | MESA | PV | OP | NA | SUN |  | 7182.849 |  | 0 | EIA Prime Mover-level Data | Estimated using an emission factor
2019 | CO | DOE Golden NREL Main Campus | 57694 | PARKG | PV | OP | NA | SUN |  | 12313.45 |  | 0 | EIA Prime Mover-level Data | Estimated using an emission factor
2019 | CO | DOE Golden NREL Main Campus | 57694 | PARKL | PV | OP | NA | SUN |  | 5130.606 |  | 0 | EIA Prime Mover-level Data | Estimated using an emission factor
2019 | CO | DOE Golden NREL Main Campus | 57694 | RSF1 | PV | OP | NA | SUN |  | 4104.485 |  | 0 | EIA Prime Mover-level Data | Estimated using an emission factor
2019 | CO | DOE Golden NREL Main Campus | 57694 | RSF2 | PV | OP | NA | SUN |  | 4104.485 |  | 0 | EIA Prime Mover-level Data | Estimated using an emission factor
2019 | CO | DOE Golden NREL Main Campus | 57694 | STF | PV | OP | NA | SUN |  | 1026.121 |  | 0 | EIA Prime Mover-level Data | Estimated using an emission factor
2019 | CO | DOE Golden NWTC Building Side | 57692 | SEPV | PV | OP | NA | SUN |  | 12501 |  | 0 | EIA Prime Mover-level Data | Estimated using an emission factor
2019 | CO | DOE Golden NWTC Research Side Hybrid | 57693 | AESBT | BA | OP | NA | MWH |  | 0 |  |  | EIA Prime Mover-level Data
2019 | CO | DOE Golden NWTC Research Side Hybrid | 57693 | AESPV | PV | OP | NA | SUN |  | 1243.714 |  | 0 | EIA Prime Mover-level Data | Estimated using an emission factor
2019 | CO | DOE Golden NWTC Research Side Hybrid | 57693 | ALSTO | WT | RE | NA | WND |  |  |  | 0
2019 | CO | DOE Golden NWTC Research Side Hybrid | 57693 | FSOLR | PV | OP | NA | SUN |  | 3109.286 |  | 0 | EIA Prime Mover-level Data | Estimated using an emission factor
2019 | CO | DOE Golden NWTC Research Side Hybrid | 57693 | GAMES | WT | OP | NA | WND |  | 4878.276 |  | 0 | EIA Prime Mover-level Data | Estimated using an emission factor
2019 | CO | DOE Golden NWTC Research Side Hybrid | 57693 | GEDOE | WT | OP | NA | WND |  | 3658.707 |  | 0 | EIA Prime Mover-level Data | Estimated using an emission factor
2019 | CO | DOE Golden NWTC Research Side Hybrid | 57693 | NRELB | BA | OP | NA | MWH |  | 0 |  |  | EIA Prime Mover-level Data
2019 | CO | DOE Golden NWTC Research Side Hybrid | 57693 | SIEM | WT | OP | NA | WND |  | 5610.017 |  | 0 | EIA Prime Mover-level Data | Estimated using an emission factor
2019 | CO | Drop 5 | 61191 | GEN1 | HY | OP | NA | WAT |  | 76236 |  | 1.5381e-07 | EIA Prime Mover-level Data | NEI avg EF - PM, fuel type, firing type
2019 | CO | Eagle Springs Solar LLC | 59239 | ESS01 | PV | OP | NA | SUN |  | 13613 |  | 0 | EIA Prime Mover-level Data | Estimated using an emission factor
2019 | CO | Eagle Valley Clean Energy LLC Biomass | 58574 | 01 | ST | OP | NA | WDS |  | 1266874 | 14.4501 | 0.022812 | EIA Unit-level Data | NEI avg EF - PM, fuel type
2019 | CO | Estes | 513 | 1 | HY | OP | NA | WAT |  | 384420.7 |  | 1.5381e-07 | EIA Prime Mover-level Data | NEI avg EF - PM, fuel type, firing type
2019 | CO | Estes | 513 | 2 | HY | OP | NA | WAT |  | 384420.7 |  | 1.5381e-07 | EIA Prime Mover-level Data | NEI avg EF - PM, fuel type, firing type
2019 | CO | Estes | 513 | 3 | HY | OP | NA | WAT |  | 384420.7 |  | 1.5381e-07 | EIA Prime Mover-level Data | NEI avg EF - PM, fuel type, firing type
2019 | CO | Flatiron | 518 | 1 | HY | OP | NA | WAT |  | 1059171 |  | 1.5381e-07 | EIA Prime Mover-level Data | NEI avg EF - PM, fuel type, firing type
2019 | CO | Flatiron | 518 | 2 | HY | OP | NA | WAT |  | 1059171 |  | 1.5381e-07 | EIA Prime Mover-level Data | NEI avg EF - PM, fuel type, firing type
2019 | CO | Flatiron | 518 | 3 | PS | OP | NA | WAT |  | 0 |  |  | EIA Prime Mover-level Data
2019 | CO | Foothills Hydro Plant | 10070 | GEN1 | HY | OP | NA | WAT |  | 11263 |  | 1.5381e-07 | EIA Prime Mover-level Data | NEI avg EF - PM, fuel type, firing type
2019 | CO | Fort Carson Battery Energy Storage System | 63022 | 1 | BA | OP | NA | MWH
2019 | CO | Fort Lupton | 8067 | 1 | GT | OP | NA | NG |  | 67050.5 | 0.18383 | 0.0054834 | EIA Prime Mover-level Data | NEI avg EF - PM, fuel type, firing type
2019 | CO | Fort Lupton | 8067 | 2 | GT | OP | NA | NG |  | 67050.5 | 0.18383 | 0.0054834 | EIA Prime Mover-level Data | NEI avg EF - PM, fuel type, firing type
2019 | CO | Front Range Project | 59143 | FR-1 | IC | OP | NA | LFG |  | 250284 | 1.8396 | 0.0147 | EIA Prime Mover-level Data | Estimated using an emission factor
2019 | CO | Front Range Project | 59143 | FR-2 | IC | CN | NA | LFG
2019 | CO | Fruita | 471 | 1 | GT | OP | NA | NG |  | 28783 | 0.078914 | 0.0054834 | EIA Prime Mover-level Data | NEI avg EF - PM, fuel type, firing type
2019 | CO | George Birdsall | 493 | 1 | ST | OP | NA | NG |  | 59843.64 | 0.24094 | 0.0080524 | EIA Unit-level Data | NEI avg EF - PM, fuel type
2019 | CO | George Birdsall | 493 | 2 | ST | OP | NA | NG |  | 50837.11 | 0.20468 | 0.0080524 | EIA Unit-level Data | NEI avg EF - PM, fuel type
2019 | CO | George Birdsall | 493 | 3 | ST | OP | NA | NG |  | 55521.1 | 0.22354 | 0.0080524 | EIA Unit-level Data | NEI avg EF - PM, fuel type
2019 | CO | Georgetown Hydro | 472 | 1 | HY | OP | NA | WAT |  | 16836.5 |  | 1.5381e-07 | EIA Prime Mover-level Data | NEI avg EF - PM, fuel type, firing type
2019 | CO | Georgetown Hydro | 472 | 2 | HY | OP | NA | WAT |  | 16836.5 |  | 1.5381e-07 | EIA Prime Mover-level Data | NEI avg EF - PM, fuel type, firing type
2019 | CO | Gilcrest Solar | 62663 | SO390 | PV | OP | NA | SUN |  | 29810 |  | 0 | EIA Prime Mover-level Data | Estimated using an emission factor
2019 | CO | Golden West Power Partners LLC | 59974 | GW1 | WT | OP | NA | WND |  | 6760888 |  | 0 | EIA Prime Mover-level Data | Estimated using an emission factor
2019 | CO | Granby Hydro | 60119 | GEN1 | HY | OP | NA | WAT |  | 41474 |  | 1.5381e-07 | EIA Prime Mover-level Data | NEI avg EF - PM, fuel type, firing type
2019 | CO | Grand Valley Project Power Plant | 473 | 1 | HY | OP | NA | WAT |  | 69459 |  | 1.5381e-07 | EIA Prime Mover-level Data | NEI avg EF - PM, fuel type, firing type
2019 | CO | Grand Valley Project Power Plant | 473 | 2 | HY | RE | NA | WAT |  |  |  | 0
2019 | CO | Grazing Yak Solar | 62376 | PV1 | PV | OP | NA | SUN |  | 40469 |  | 0 | EIA Prime Mover-level Data | Estimated using an emission factor
2019 | CO | Greater Sandhill I | 57377 | GS-P1 | PV | OP | NA | SUN |  | 219479 |  | 0 | EIA Prime Mover-level Data | Estimated using an emission factor
2019 | CO | Greater Sandhill I | 57377 | GS-P2 | PV | OP | NA | SUN |  | 197531 |  | 0 | EIA Prime Mover-level Data | Estimated using an emission factor
2019 | CO | Green Mountain | 516 | 1 | HY | OP | NA | WAT |  | 304254 |  | 1.5381e-07 | EIA Prime Mover-level Data | NEI avg EF - PM, fuel type, firing type
2019 | CO | Green Mountain | 516 | 2 | HY | OP | NA | WAT |  | 304254 |  | 1.5381e-07 | EIA Prime Mover-level Data | NEI avg EF - PM, fuel type, firing type
2019 | CO | Gross Hydro Plant | 10424 | GEN1 | HY | OP | NA | WAT |  | 121665 |  | 1.5381e-07 | EIA Prime Mover-level Data | NEI avg EF - PM, fuel type, firing type
2019 | CO | Highland Park Project | 59659 | HPWT | WT | P | NA | WND
2019 | CO | Hillcrest Pump Station | 54142 | GEN1 | HY | OP | NA | WAT |  | 39206 |  | 1.5381e-07 | EIA Prime Mover-level Data | NEI avg EF - PM, fuel type, firing type
2019 | CO | Holly | 502 | 1 | IC | RE | NA | NG
2019 | CO | Holly | 502 | 2 | IC | RE | NA | NG
2019 | CO | Holly | 502 | 5 | IC | SB | NA | DFO |  | 12.276 | 0.0019028 | 0.31 | EIA Prime Mover-level Data | Estimated using an emission factor
2019 | CO | Holly | 502 | ARPA | IC | RE | NA | DFO
2019 | CO | Holly | 502 | CAT | IC | SB | NA | DFO |  | 55.241 | 0.0085624 | 0.31 | EIA Prime Mover-level Data | Estimated using an emission factor
2019 | CO | Holly | 502 | EMD | IC | SB | NA | DFO |  | 21.483 | 0.0033299 | 0.31 | EIA Prime Mover-level Data | Estimated using an emission factor
2019 | CO | Hooper Solar | 60008 | SCCO3 | PV | OP | NA | SUN |  | 1098593 |  | 0 | EIA Prime Mover-level Data | Estimated using an emission factor
2019 | CO | Huerfano River Wind | 58548 | WTG1 | WT | OP | NA | WND |  | 42400.5 |  | 0 | EIA Prime Mover-level Data | Estimated using an emission factor
2019 | CO | Huerfano River Wind | 58548 | WTG2 | WT | OP | NA | WND |  | 42400.5 |  | 0 | EIA Prime Mover-level Data | Estimated using an emission factor
2019 | CO | Huerfano River Wind | 58548 | WTG3 | WT | OP | NA | WND |  | 42400.5 |  | 0 | EIA Prime Mover-level Data | Estimated using an emission factor
2019 | CO | Huerfano River Wind | 58548 | WTG4 | WT | OP | NA | WND |  | 42400.5 |  | 0 | EIA Prime Mover-level Data | Estimated using an emission factor
2019 | CO | I25 Battery Storage | 62373 | I25BA | BA | OP | NA | MWH |  | 0 |  |  | EIA Prime Mover-level Data
2019 | CO | IBM Solar | 63869 | DGIBM | PV | OP | NA | SUN |  | 57387 |  | 0 | EIA Prime Mover-level Data | Estimated using an emission factor
2019 | CO | Imboden Solar Garden | 61753 | PV1 | PV | OP | NA | SUN |  | 28300.5 |  | 0 | EIA Prime Mover-level Data | Estimated using an emission factor
2019 | CO | Imboden Solar Garden | 61753 | PV2 | PV | OP | NA | SUN |  | 28300.5 |  | 0 | EIA Prime Mover-level Data | Estimated using an emission factor
2019 | CO | Jeffco Community Solar Gardens LLC | 60320 | SSCO1 | PV | OP | NA | SUN |  | 21903 |  | 0 | EIA Prime Mover-level Data | Estimated using an emission factor
2019 | CO | Julesburg | 504 | 1 | IC | SB | NA | DFO |  |  |  | 0.30942
2019 | CO | Julesburg | 504 | 2 | IC | RE | NA | DFO
2019 | CO | Julesburg | 504 | 3 | IC | SB | NA | DFO |  |  |  | 0.30942
2019 | CO | Julesburg | 504 | 4 | IC | SB | NA | DFO |  |  |  | 0.30942
2019 | CO | Julesburg | 504 | 5 | IC | SB | NA | DFO |  |  |  | 0.30942
2019 | CO | Kit Carson Windpower | 57244 | KCW | WT | OP | NA | WND |  | 1467485 |  | 0 | EIA Prime Mover-level Data | Estimated using an emission factor
2019 | CO | La Junta | 506 | 1 | IC | RE | NA | DFO
2019 | CO | La Junta | 506 | 2 | IC | SB | NA | DFO |  | 0.773 | 0.00011982 | 0.31 | EIA Prime Mover-level Data | Estimated using an emission factor
2019 | CO | La Junta | 506 | 3 | IC | SB | NA | DFO |  | 0.442 | 6.851e-05 | 0.31 | EIA Prime Mover-level Data | Estimated using an emission factor
2019 | CO | La Junta | 506 | 4 | IC | SB | NA | DFO |  | 1.105 | 0.00017128 | 0.31 | EIA Prime Mover-level Data | Estimated using an emission factor
2019 | CO | La Junta | 506 | 5 | IC | RE | NA | DFO
2019 | CO | La Junta | 506 | 6 | IC | SB | NA | DFO |  | 3.314 | 0.00051367 | 0.31 | EIA Prime Mover-level Data | Estimated using an emission factor
2019 | CO | La Junta | 506 | 7 | IC | SB | NA | DFO |  | 3.866 | 0.00059923 | 0.31 | EIA Prime Mover-level Data | Estimated using an emission factor
2019 | CO | La Junta | 506 | 8 | IC | SB | NA | DFO |  | 3.866 | 0.00059923 | 0.31 | EIA Prime Mover-level Data | Estimated using an emission factor
2019 | CO | La Junta | 506 | 9 | IC | SB | NA | DFO |  | 5.634 | 0.00087327 | 0.31 | EIA Prime Mover-level Data | Estimated using an emission factor
2019 | CO | Lafayette Horizon Solar CSG LLC | 62667 | LFHSL | PV | OP | NA | SUN |  | 29169 |  | 0 | EIA Prime Mover-level Data | Estimated using an emission factor
2019 | CO | Lamar Plant | 508 | 2 | ST | RE | NA | NG
2019 | CO | Lamar Plant | 508 | 3 | ST | RE | NA | NG
2019 | CO | Lamar Plant | 508 | 4 | ST | RE | NA | SUB
2019 | CO | Lamar Plant | 508 | 5 | GT | RE | NA | NG
2019 | CO | Lamar Plant | 508 | 6 | ST | RE | NA | SUB
2019 | CO | Lamar Plant | 508 | IC1 | IC | OS | NA | DFO |  |  |  | 0.30942
2019 | CO | Lamar Plant | 508 | IC2 | IC | OS | NA | DFO |  |  |  | 0.30942
2019 | CO | Lamar Plant | 508 | T1-T3 | WT | OP | NA | WND |  | 66445.5 |  | 0 | EIA Prime Mover-level Data | Estimated using an emission factor
2019 | CO | Lamar Plant | 508 | T4 | WT | OP | NA | WND |  | 22148.5 |  | 0 | EIA Prime Mover-level Data | Estimated using an emission factor
2019 | CO | Las Animas | 507 | 1 | IC | OP | NA | DFO |  |  |  | 0.30942
2019 | CO | Las Animas | 507 | 2 | IC | OP | NA | DFO |  |  |  | 0.30942
2019 | CO | Las Animas | 507 | 4 | IC | OP | NA | DFO |  |  |  | 0.30942
2019 | CO | Las Animas | 507 | 5 | IC | OP | NA | DFO |  |  |  | 0.30942
2019 | CO | Las Animas | 507 | 6 | IC | OP | NA | DFO |  |  |  | 0.30942
2019 | CO | Limon III Wind LLC | 59083 | WT1 | WT | OP | NA | WND |  | 6649186 |  | 0 | EIA Prime Mover-level Data | Estimated using an emission factor
2019 | CO | Limon Wind I | 58126 | 1 | WT | OP | NA | WND |  | 5897155 |  | 0 | EIA Prime Mover-level Data | Estimated using an emission factor
2019 | CO | Limon Wind II | 58127 | 1 | WT | OP | NA | WND |  | 5014984 |  | 0 | EIA Prime Mover-level Data | Estimated using an emission factor
2019 | CO | Logan 1 Community Solar Array | 60722 | LOGA1 | PV | OP | NA | SUN |  | 26952 |  | 0 | EIA Prime Mover-level Data | Estimated using an emission factor
2019 | CO | Logan Wind Energy | 56613 | 1 | WT | OP | NA | WND |  | 3711846 |  | 0 | EIA Prime Mover-level Data | Estimated using an emission factor
2019 | CO | Lower Molina | 520 | 1 | HY | OP | NA | WAT |  | 147984 |  | 1.5381e-07 | EIA Prime Mover-level Data | NEI avg EF - PM, fuel type, firing type
2019 | CO | Manitou Springs | 494 | 1 | HY | OP | NA | WAT |  | 56647.77 |  | 1.5381e-07 | EIA Prime Mover-level Data | NEI avg EF - PM, fuel type, firing type
2019 | CO | Manitou Springs | 494 | 2 | HY | OP | NA | WAT |  | 56647.77 |  | 1.5381e-07 | EIA Prime Mover-level Data | NEI avg EF - PM, fuel type, firing type
2019 | CO | Manitou Springs | 494 | 3 | HY | OP | NA | WAT |  | 13595.46 |  | 1.5381e-07 | EIA Prime Mover-level Data | NEI avg EF - PM, fuel type, firing type
2019 | CO | Marys Lake | 517 | 1 | HY | OP | NA | WAT |  | 411979 |  | 1.5381e-07 | EIA Prime Mover-level Data | NEI avg EF - PM, fuel type, firing type
2019 | CO | McPhee | 7372 | 1 | HY | OP | NA | WAT |  | 38314 |  | 1.5381e-07 | EIA Prime Mover-level Data | NEI avg EF - PM, fuel type, firing type
2019 | CO | Mesa CSG 1 Murdock | 62719 | X0038 | PV | OP | NA | SUN |  | 22046 |  | 0 | EIA Prime Mover-level Data | Estimated using an emission factor
2019 | CO | Mesa CSG 2 Massicotte | 62718 | X0037 | PV | OP | NA | SUN |  | 18369 |  | 0 | EIA Prime Mover-level Data | Estimated using an emission factor
2019 | CO | Mesa PV1 | 59199 | MESA1 | PV | OP | NA | SUN |  | 29231 |  | 0 | EIA Prime Mover-level Data | Estimated using an emission factor
2019 | CO | Metro Wastewater Reclamation District | 10180 | 1 | IC | OS | NA | OBG |  | 2159 | 0.015869 | 0.0147 | EIA Prime Mover-level Data | Estimated using an emission factor
2019 | CO | Metro Wastewater Reclamation District | 10180 | 2 | IC | OS | NA | OBG |  | 2159 | 0.015869 | 0.0147 | EIA Prime Mover-level Data | Estimated using an emission factor
2019 | CO | Metro Wastewater Reclamation District | 10180 | 3 | IC | SB | NA | OBG |  | 2159 | 0.015869 | 0.0147 | EIA Prime Mover-level Data | Estimated using an emission factor
2019 | CO | Metro Wastewater Reclamation District | 10180 | 4 | IC | SB | NA | OBG |  | 2159 | 0.015869 | 0.0147 | EIA Prime Mover-level Data | Estimated using an emission factor
2019 | CO | Metro Wastewater Reclamation District | 10180 | 5 | GT | OP | NA | OBG |  | 291330.5 | 3.1464 | 0.0216 | EIA Prime Mover-level Data | Estimated using an emission factor
2019 | CO | Metro Wastewater Reclamation District | 10180 | 6 | GT | OP | NA | OBG |  | 291330.5 | 3.1464 | 0.0216 | EIA Prime Mover-level Data | Estimated using an emission factor
2019 | CO | Morrow Point | 514 | 1 | HY | OP | NA | WAT |  | 1321741 |  | 1.5381e-07 | EIA Prime Mover-level Data | NEI avg EF - PM, fuel type, firing type
2019 | CO | Morrow Point | 514 | 2 | HY | OP | NA | WAT |  | 1321741 |  | 1.5381e-07 | EIA Prime Mover-level Data | NEI avg EF - PM, fuel type, firing type
2019 | CO | Mount Elbert | 6208 | 1 | PS | OP | NA | WAT |  | 0 |  |  | EIA Prime Mover-level Data
2019 | CO | Mount Elbert | 6208 | 2 | PS | OP | NA | WAT |  | 0 |  |  | EIA Prime Mover-level Data
2019 | CO | Mountain Breeze Wind, LLC | 62840 | MTBRZ | WT | L | NA | WND
2019 | CO | Mtn. Solar 1 | 63276 | X0133 | PV | OP | NA | SUN |  | 11130 |  | 0 | EIA Prime Mover-level Data | Estimated using an emission factor
2019 | CO | Mtn. Solar 2 | 63277 | X0133 | PV | OP | NA | SUN |  | 8886 |  | 0 | EIA Prime Mover-level Data | Estimated using an emission factor
2019 | CO | Mtn. Solar 3 CSG | 63379 | X0134 | PV | U | NA | SUN
2019 | CO | Neptune Energy Center Hybrid | 63731 | NT125 | BA | P | NA | MWH
2019 | CO | Neptune Energy Center Hybrid | 63731 | NT325 | PV | P | NA | SUN
2019 | CO | North Fork Hydro Plant | 10423 | GEN1 | HY | OP | NA | WAT |  | 76476 |  | 1.5381e-07 | EIA Prime Mover-level Data | NEI avg EF - PM, fuel type, firing type
2019 | CO | Northern Colorado Wind LLC | 57290 | GE | WT | OP | NA | WND |  | 403999.4 |  | 0 | EIA Prime Mover-level Data | Estimated using an emission factor
2019 | CO | Northern Colorado Wind LLC | 57290 | SIEM | WT | OP | NA | WND |  | 2725650 |  | 0 | EIA Prime Mover-level Data | Estimated using an emission factor
2019 | CO | Oak Leaf Solar XXI (CSG) | 62243 | 53964 | PV | OP | NA | SUN |  | 32607 |  | 0 | EIA Prime Mover-level Data | Estimated using an emission factor
2019 | CO | Oak Leaf Solar XXII LLC (CSG) | 62252 | 53965 | PV | OP | NA | SUN |  | 25118 |  | 0 | EIA Prime Mover-level Data | Estimated using an emission factor
2019 | CO | Oak Leaf Solar XXIII LLC (CSG) | 62256 | 53966 | PV | OP | NA | SUN |  | 26077 |  | 0 | EIA Prime Mover-level Data | Estimated using an emission factor
2019 | CO | Oak Leaf Solar XXIV LLC (CSG) | 62253 | 53967 | PV | OP | NA | SUN |  | 25084 |  | 0 | EIA Prime Mover-level Data | Estimated using an emission factor
2019 | CO | Oak Leaf Solar XXV LLC (CSG) | 62245 | 53968 | PV | OP | NA | SUN |  | 25637 |  | 0 | EIA Prime Mover-level Data | Estimated using an emission factor
2019 | CO | Oak Leaf Solar XXVI LLC | 62254 | 53970 | PV | OP | NA | SUN |  | 25358 |  | 0 | EIA Prime Mover-level Data | Estimated using an emission factor
2019 | CO | Oak Leaf Solar XXVII LLC | 62224 | 53971 | PV | OP | NA | SUN |  | 30807 |  | 0 | EIA Prime Mover-level Data | Estimated using an emission factor
2019 | CO | Oak Leaf Solar XXVIII LLC (CSG) | 62255 | 53973 | PV | OP | NA | SUN |  | 18494 |  | 0 | EIA Prime Mover-level Data | Estimated using an emission factor
2019 | CO | Oak Leaf Solar XXX LLC (CSG) | 62239 | 53963 | PV | OP | NA | SUN |  | 36658 |  | 0 | EIA Prime Mover-level Data | Estimated using an emission factor
2019 | CO | Oak Leaf Solar XXXI LLC (CSG) | 62244 | 53977 | PV | OP | NA | SUN |  | 32065 |  | 0 | EIA Prime Mover-level Data | Estimated using an emission factor
2019 | CO | Oak Leaf Solar XXXII (CSG) | 62251 | 53975 | PV | OP | NA | SUN |  | 28723 |  | 0 | EIA Prime Mover-level Data | Estimated using an emission factor
2019 | CO | Oak Leaf Solar XXXIII LLC (Lantz) | 63681 | 13 | PV | T | NA | SUN
2019 | CO | Oak Leaf Solar XXXIII LLC (Lantz) | 63681 | 14 | PV | T | NA | SUN
2019 | CO | OREG 4 Peetz | 57134 | 1 | OT | OP | NA | WH |  | 161197 |  | 0 | EIA Prime Mover-level Data | Estimated using an emission factor
2019 | CO | Palmer Solar | 62495 | 20181 | PV | V | NA | SUN
2019 | CO | Panasonic Carport Solar Hybrid | 61439 | PANBS | BA | OP | NA | MWH |  | 0 |  |  | EIA Prime Mover-level Data
2019 | CO | Panasonic Carport Solar Hybrid | 61439 | PANPV | PV | OP | NA | SUN |  | 19500 |  | 0 | EIA Prime Mover-level Data | Estimated using an emission factor
2019 | CO | Peak View Wind Farm | 60143 | WTG | WT | OP | NA | WND |  | 1839878 |  | 0 | EIA Prime Mover-level Data | Estimated using an emission factor
2019 | CO | Peetz Table Wind Energy | 56563 | GE | WT | OP | NA | WND |  | 4526926 |  | 0 | EIA Prime Mover-level Data | Estimated using an emission factor
2019 | CO | Pikes Peak Solar Garden 1 LLC CSG | 59848 | PPSG1 | PV | OP | NA | SUN |  | 36043 |  | 0 | EIA Prime Mover-level Data | Estimated using an emission factor
2019 | CO | Pioneer Solar (CO), LLC | 61991 | PI-QF | PV | T | NA | SUN
2019 | CO | Plains End | 55650 | GE10 | IC | OP | NA | NG |  | 1916.2 | 0.00040432 | 0.000422 | EIA Prime Mover-level Data | Estimated using an emission factor
2019 | CO | Plains End | 55650 | GE11 | IC | OP | NA | NG |  | 1916.2 | 0.00040432 | 0.000422 | EIA Prime Mover-level Data | Estimated using an emission factor
2019 | CO | Plains End | 55650 | GE12 | IC | OP | NA | NG |  | 1916.2 | 0.00040432 | 0.000422 | EIA Prime Mover-level Data | Estimated using an emission factor
2019 | CO | Plains End | 55650 | GE13 | IC | OP | NA | NG |  | 1916.2 | 0.00040432 | 0.000422 | EIA Prime Mover-level Data | Estimated using an emission factor
2019 | CO | Plains End | 55650 | GE14 | IC | OP | NA | NG |  | 1916.2 | 0.00040432 | 0.000422 | EIA Prime Mover-level Data | Estimated using an emission factor
2019 | CO | Plains End | 55650 | GE15 | IC | OP | NA | NG |  | 1916.2 | 0.00040432 | 0.000422 | EIA Prime Mover-level Data | Estimated using an emission factor
2019 | CO | Plains End | 55650 | GE16 | IC | OP | NA | NG |  | 1916.2 | 0.00040432 | 0.000422 | EIA Prime Mover-level Data | Estimated using an emission factor
2019 | CO | Plains End | 55650 | GE17 | IC | OP | NA | NG |  | 1916.2 | 0.00040432 | 0.000422 | EIA Prime Mover-level Data | Estimated using an emission factor
2019 | CO | Plains End | 55650 | GE18 | IC | OP | NA | NG |  | 1916.2 | 0.00040432 | 0.000422 | EIA Prime Mover-level Data | Estimated using an emission factor
2019 | CO | Plains End | 55650 | GE19 | IC | OP | NA | NG |  | 1916.2 | 0.00040432 | 0.000422 | EIA Prime Mover-level Data | Estimated using an emission factor
2019 | CO | Plains End | 55650 | GE20 | IC | OP | NA | NG |  | 1916.2 | 0.00040432 | 0.000422 | EIA Prime Mover-level Data | Estimated using an emission factor
2019 | CO | Plains End | 55650 | GEN1 | IC | OP | NA | NG |  | 1916.2 | 0.00040432 | 0.000422 | EIA Prime Mover-level Data | Estimated using an emission factor
2019 | CO | Plains End | 55650 | GEN2 | IC | OP | NA | NG |  | 1916.2 | 0.00040432 | 0.000422 | EIA Prime Mover-level Data | Estimated using an emission factor
2019 | CO | Plains End | 55650 | GEN3 | IC | OP | NA | NG |  | 1916.2 | 0.00040432 | 0.000422 | EIA Prime Mover-level Data | Estimated using an emission factor
2019 | CO | Plains End | 55650 | GEN4 | IC | OP | NA | NG |  | 1916.2 | 0.00040432 | 0.000422 | EIA Prime Mover-level Data | Estimated using an emission factor
2019 | CO | Plains End | 55650 | GEN5 | IC | OP | NA | NG |  | 1916.2 | 0.00040432 | 0.000422 | EIA Prime Mover-level Data | Estimated using an emission factor
2019 | CO | Plains End | 55650 | GEN6 | IC | OP | NA | NG |  | 1916.2 | 0.00040432 | 0.000422 | EIA Prime Mover-level Data | Estimated using an emission factor
2019 | CO | Plains End | 55650 | GEN7 | IC | OP | NA | NG |  | 1916.2 | 0.00040432 | 0.000422 | EIA Prime Mover-level Data | Estimated using an emission factor
2019 | CO | Plains End | 55650 | GEN8 | IC | OP | NA | NG |  | 1916.2 | 0.00040432 | 0.000422 | EIA Prime Mover-level Data | Estimated using an emission factor
2019 | CO | Plains End | 55650 | GEN9 | IC | OP | NA | NG |  | 1916.2 | 0.00040432 | 0.000422 | EIA Prime Mover-level Data | Estimated using an emission factor
2019 | CO | Plains End II LLC | 56516 | 2G01 | IC | OP | NA | NG |  | 4237.214 | 0.00089405 | 0.000422 | EIA Prime Mover-level Data | Estimated using an emission factor
2019 | CO | Plains End II LLC | 56516 | 2G02 | IC | OP | NA | NG |  | 4237.214 | 0.00089405 | 0.000422 | EIA Prime Mover-level Data | Estimated using an emission factor
2019 | CO | Plains End II LLC | 56516 | 2G03 | IC | OP | NA | NG |  | 4237.214 | 0.00089405 | 0.000422 | EIA Prime Mover-level Data | Estimated using an emission factor
2019 | CO | Plains End II LLC | 56516 | 2G04 | IC | OP | NA | NG |  | 4237.214 | 0.00089405 | 0.000422 | EIA Prime Mover-level Data | Estimated using an emission factor
2019 | CO | Plains End II LLC | 56516 | 2G05 | IC | OP | NA | NG |  | 4237.214 | 0.00089405 | 0.000422 | EIA Prime Mover-level Data | Estimated using an emission factor
2019 | CO | Plains End II LLC | 56516 | 2G06 | IC | OP | NA | NG |  | 4237.214 | 0.00089405 | 0.000422 | EIA Prime Mover-level Data | Estimated using an emission factor
2019 | CO | Plains End II LLC | 56516 | 2G07 | IC | OP | NA | NG |  | 4237.214 | 0.00089405 | 0.000422 | EIA Prime Mover-level Data | Estimated using an emission factor
2019 | CO | Plains End II LLC | 56516 | 2G08 | IC | OP | NA | NG |  | 4237.214 | 0.00089405 | 0.000422 | EIA Prime Mover-level Data | Estimated using an emission factor
2019 | CO | Plains End II LLC | 56516 | 2G09 | IC | OP | NA | NG |  | 4237.214 | 0.00089405 | 0.000422 | EIA Prime Mover-level Data | Estimated using an emission factor
2019 | CO | Plains End II LLC | 56516 | 2G10 | IC | OP | NA | NG |  | 4237.214 | 0.00089405 | 0.000422 | EIA Prime Mover-level Data | Estimated using an emission factor
2019 | CO | Plains End II LLC | 56516 | 2G11 | IC | OP | NA | NG |  | 4237.214 | 0.00089405 | 0.000422 | EIA Prime Mover-level Data | Estimated using an emission factor
2019 | CO | Plains End II LLC | 56516 | 2G12 | IC | OP | NA | NG |  | 4237.214 | 0.00089405 | 0.000422 | EIA Prime Mover-level Data | Estimated using an emission factor
2019 | CO | Plains End II LLC | 56516 | 2G13 | IC | OP | NA | NG |  | 4237.214 | 0.00089405 | 0.000422 | EIA Prime Mover-level Data | Estimated using an emission factor
2019 | CO | Plains End II LLC | 56516 | 2G14 | IC | OP | NA | NG |  | 4237.214 | 0.00089405 | 0.000422 | EIA Prime Mover-level Data | Estimated using an emission factor
2019 | CO | Platteville Solar CSG, LLC | 63753 | 218 | PV | V | NA | SUN
2019 | CO | Pole Hill | 519 | 1 | HY | OP | NA | WAT |  | 1898583 |  | 1.5381e-07 | EIA Prime Mover-level Data | NEI avg EF - PM, fuel type, firing type
2019 | CO | Ponnequin | 7937 | 8 | WT | RE | NA | WND
2019 | CO | Ponnequin | 7937 | 30 | WT | RE | NA | WND
2019 | CO | Ponnequin Phase 1 | 55203 | EXIS | WT | RE | NA | WND
2019 | CO | Pueblo | 460 | 5 | ST | RE | NA | NG
2019 | CO | Pueblo | 460 | 6 | ST | RE | NA | NG
2019 | CO | Pueblo | 460 | IC1 | IC | OP | NA | DFO |  | 147 | 0.022785 | 0.31 | EIA Prime Mover-level Data | Estimated using an emission factor
2019 | CO | Pueblo | 460 | IC3 | IC | OP | NA | DFO |  | 147 | 0.022785 | 0.31 | EIA Prime Mover-level Data | Estimated using an emission factor
2019 | CO | Pueblo | 460 | IC4 | IC | OP | NA | DFO |  | 147 | 0.022785 | 0.31 | EIA Prime Mover-level Data | Estimated using an emission factor
2019 | CO | Pueblo | 460 | IC5 | IC | OP | NA | DFO |  | 147 | 0.022785 | 0.31 | EIA Prime Mover-level Data | Estimated using an emission factor
2019 | CO | Quincy II Solar Garden | 61752 | PV1 | PV | OP | NA | SUN |  | 30149 |  | 0 | EIA Prime Mover-level Data | Estimated using an emission factor
2019 | CO | Quincy Solar | 62664 | SO393 | PV | OP | NA | SUN |  | 30505 |  | 0 | EIA Prime Mover-level Data | Estimated using an emission factor
2019 | CO | Rawhide Prairie Solar Hybrid | 63722 | BA1 | BA | V | NA | MWH
2019 | CO | Rawhide Prairie Solar Hybrid | 63722 | PV1 | PV | V | NA | SUN
2019 | CO | Redlands Water & Power | 50267 | RED1 | HY | OP | NA | WAT |  | 69630 |  | 1.5381e-07 | EIA Prime Mover-level Data | NEI avg EF - PM, fuel type, firing type
2019 | CO | Ridge Crest Wind Partners | 55741 | A1 | WT | OP | NA | WND |  | 575403 |  | 0 | EIA Prime Mover-level Data | Estimated using an emission factor
2019 | CO | Rifle Generating Station | 10755 | GT2 | CT |  | NA | NG |  | 56841.39 | 0.1636 | 0.0057564 | EIA Unit-level Data | NEI avg EF - PM, fuel type
2019 | CO | Rifle Generating Station | 10755 | GT3 | CT |  | NA | NG |  | 59452.68 | 0.17112 | 0.0057564 | EIA Unit-level Data | NEI avg EF - PM, fuel type
2019 | CO | Rifle Generating Station | 10755 | GT4 | CT |  | NA | NG |  | 57038.25 | 0.16417 | 0.0057564 | EIA Unit-level Data | NEI avg EF - PM, fuel type
2019 | CO | Rifle Generating Station | 10755 | HR2 | CA | OP | NA | NG |  | 0 | 0 | 0.0017814 | EIA Unit-level Data | NEI avg EF - PM, fuel type, firing type
2019 | CO | Rifle Generating Station | 10755 | HR3 | CA | OP | NA | NG |  | 0 | 0 | 0.0017814 | EIA Unit-level Data | NEI avg EF - PM, fuel type, firing type
2019 | CO | Rifle Generating Station | 10755 | HR4 | CA | OP | NA | NG |  | 0 | 0 | 0.0017814 | EIA Unit-level Data | NEI avg EF - PM, fuel type, firing type
2019 | CO | Riverview Solar | 63092 | RIVER | PV | OP | NA | SUN |  | 1923 |  | 0 | EIA Prime Mover-level Data | Estimated using an emission factor
2019 | CO | Rocky Ford | 6516 | IC1 | IC | RE | NA | DFO |  |  |  | 0.31
2019 | CO | Rocky Ford | 6516 | IC1A | IC | OP | NA | DFO |  | 376.4 | 0.058342 | 0.31 | EIA Prime Mover-level Data | Estimated using an emission factor
2019 | CO | Rocky Ford | 6516 | IC2 | IC | OP | NA | DFO |  | 376.4 | 0.058342 | 0.31 | EIA Prime Mover-level Data | Estimated using an emission factor
2019 | CO | Rocky Ford | 6516 | IC3 | IC | OP | NA | DFO |  | 376.4 | 0.058342 | 0.31 | EIA Prime Mover-level Data | Estimated using an emission factor
2019 | CO | Rocky Ford | 6516 | IC4 | IC | OP | NA | DFO |  | 376.4 | 0.058342 | 0.31 | EIA Prime Mover-level Data | Estimated using an emission factor
2019 | CO | Rocky Ford | 6516 | IC5 | IC | OP | NA | DFO |  | 376.4 | 0.058342 | 0.31 | EIA Prime Mover-level Data | Estimated using an emission factor
2019 | CO | Rush Creek Wind | 60619 | GEN1 | WT | OP | NA | WND |  | 17586500 |  | 0 | EIA Prime Mover-level Data | Estimated using an emission factor
2019 | CO | Ruxton Park | 495 | 1 | HY | OP | NA | WAT |  | 7523 |  | 1.5381e-07 | EIA Prime Mover-level Data | NEI avg EF - PM, fuel type, firing type
2019 | CO | RV CSU Power II LLC | 57507 | CSUII | PV | OP | NA | SUN |  | 40770 |  | 0 | EIA Prime Mover-level Data | Estimated using an emission factor
2019 | CO | RV CSU Power LLC | 57141 | CSU1 | PV | OP | NA | SUN |  | 26772 |  | 0 | EIA Prime Mover-level Data | Estimated using an emission factor
2019 | CO | Salida | 474 | 1 | HY | RE | NA | WAT |  |  |  | 0
2019 | CO | Salida | 474 | 2 | HY | OP | NA | WAT |  | 9013 |  | 1.5381e-07 | EIA Prime Mover-level Data | NEI avg EF - PM, fuel type, firing type
2019 | CO | San Isabel Solar, LLC | 60304 | SISPV | PV | OP | NA | SUN |  | 659351 |  | 0 | EIA Prime Mover-level Data | Estimated using an emission factor
2019 | CO | San Luis Solar Garden | 61472 | ANTO2 | PV | OP | NA | SUN |  | 28751 |  | 0 | EIA Prime Mover-level Data | Estimated using an emission factor
2019 | CO | San Luis Valley Solar Array | 61605 | 1 | PV | OP | NA | SUN |  | 57225 |  | 0 | EIA Prime Mover-level Data | Estimated using an emission factor
2019 | CO | San Luis Valley Solar Ranch | 57317 | 1 | PV | OP | NA | SUN |  | 648360 |  | 0 | EIA Prime Mover-level Data | Estimated using an emission factor
2019 | CO | SECC | 7730 | 1 | IC | RE | NA | DFO
2019 | CO | Shavano Falls Hydro | 61189 | GEN1 | HY | OP | NA | WAT |  | 104756 |  | 1.5381e-07 | EIA Prime Mover-level Data | NEI avg EF - PM, fuel type, firing type
2019 | CO | Shavano Falls Hydro Drop 4 | 61190 | GEN1 | HY | OP | NA | WAT |  | 168447 |  | 1.5381e-07 | EIA Prime Mover-level Data | NEI avg EF - PM, fuel type, firing type
2019 | CO | Shoshone (CO) | 476 | A | HY | OP | NA | WAT |  | 361743 |  | 1.5381e-07 | EIA Prime Mover-level Data | NEI avg EF - PM, fuel type, firing type
2019 | CO | Shoshone (CO) | 476 | B | HY | OP | NA | WAT |  | 361743 |  | 1.5381e-07 | EIA Prime Mover-level Data | NEI avg EF - PM, fuel type, firing type
2019 | CO | Skylark | 60248 | CAREY | PV | OP | NA | SUN |  | 77892 |  | 0 | EIA Prime Mover-level Data | Estimated using an emission factor
2019 | CO | SMPA Solar 1 Community Solar | 58547 | 1 | PV | OP | NA | SUN |  | 15252 |  | 0 | EIA Prime Mover-level Data | Estimated using an emission factor
2019 | CO | South Canal Hydro-1 | 58783 | SC-1 | HY | OP | NA | WAT |  | 135271 |  | 1.5381e-07 | EIA Prime Mover-level Data | NEI avg EF - PM, fuel type, firing type
2019 | CO | South Canal Hydro-3 | 58784 | SC-3 | HY | OP | NA | WAT |  | 105585 |  | 1.5381e-07 | EIA Prime Mover-level Data | NEI avg EF - PM, fuel type, firing type
2019 | CO | Spanish Peaks Solar | 62379 | 47301 | PV | P | NA | SUN
2019 | CO | Spring Canyon | 56320 | 1 | WT | OP | NA | WND |  | 1523982 |  | 0 | EIA Prime Mover-level Data | Estimated using an emission factor
2019 | CO | Spring Canyon Expansion Wind Energy Ctr | 58769 | 1 | WT | OP | NA | WND |  | 1122053 |  | 0 | EIA Prime Mover-level Data | Estimated using an emission factor
2019 | CO | Spring Canyon Expansion Wind Energy Ctr | 58769 | SCIII | WT | OP | NA | WND |  | 943844.8 |  | 0 | EIA Prime Mover-level Data | Estimated using an emission factor
2019 | CO | Springfield (CO) | 8100 | 1 | IC | SB | NA | DFO |  |  |  | 0.30942
2019 | CO | Springfield (CO) | 8100 | 2 | IC | SB | NA | DFO |  |  |  | 0.30942
2019 | CO | Springfield (CO) | 8100 | IC4 | IC | SB | NA | DFO |  |  |  | 0.30942
2019 | CO | Springfield (CO) | 8100 | IC5 | IC | SB | NA | DFO |  |  |  | 0.30942
2019 | CO | SR Jenkins Ft Lupton | 60023 | FTLUP | PV | OP | NA | SUN |  | 274981 |  | 0 | EIA Prime Mover-level Data | Estimated using an emission factor
2019 | CO | SR Kersey | 61314 | KERS | PV | OP | NA | SUN |  | 73475 |  | 0 | EIA Prime Mover-level Data | Estimated using an emission factor
2019 | CO | SR Kersey II | 63586 | KERII | PV | OP | NA | SUN
2019 | CO | SR Mavericks | 60283 | MVRKS | PV | OP | NA | SUN |  | 123497 |  | 0 | EIA Prime Mover-level Data | Estimated using an emission factor
2019 | CO | SR Platte Solar Farm | 61462 | PV1 | PV | OP | NA | SUN |  | 336294 |  | 0 | EIA Prime Mover-level Data | Estimated using an emission factor
2019 | CO | SR Skylark B | 60497 | SKY B | PV | OP | NA | SUN |  | 40541 |  | 0 | EIA Prime Mover-level Data | Estimated using an emission factor
2019 | CO | SR Skylark C | 63587 | SKYC | PV | OP | NA | SUN
2019 | CO | Sterling PV 3 | 59198 | STER3 | PV | OP | NA | SUN |  | 32001 |  | 0 | EIA Prime Mover-level Data | Estimated using an emission factor
2019 | CO | Strontia Springs Hydro Plant | 10081 | GEN1 | HY | OP | NA | WAT |  | 70120 |  | 1.5381e-07 | EIA Prime Mover-level Data | NEI avg EF - PM, fuel type, firing type
2019 | CO | Sugarloaf Hydro Plant | 50435 | SUG1 | HY | OP | NA | WAT |  | 22804 |  | 1.5381e-07 | EIA Prime Mover-level Data | NEI avg EF - PM, fuel type, firing type
2019 | CO | SunE Alamosa | 56481 | 1 | PV | OP | NA | SUN |  | 16849.27 |  | 0 | EIA Prime Mover-level Data | Estimated using an emission factor
2019 | CO | SunE Alamosa | 56481 | 2 | PV | OP | NA | SUN |  | 121314.7 |  | 0 | EIA Prime Mover-level Data | Estimated using an emission factor
2019 | CO | Sunnyside Ranch Community Solar Array | 59742 | HCE | PV | OP | NA | SUN |  | 25902 |  | 0 | EIA Prime Mover-level Data | Estimated using an emission factor
2019 | CO | Tacoma | 6206 | 1 | HY | OP | NA | WAT |  | 96417 |  | 1.5381e-07 | EIA Prime Mover-level Data | NEI avg EF - PM, fuel type, firing type
2019 | CO | Tacoma | 6206 | 2 | HY | OP | NA | WAT |  | 96417 |  | 1.5381e-07 | EIA Prime Mover-level Data | NEI avg EF - PM, fuel type, firing type
2019 | CO | Tacoma | 6206 | 3 | HY | RE | NA | WAT
2019 | CO | Taylor Draw Hydroelectric Facility | 54729 | COX1 | HY | OP | NA | WAT |  | 100756 |  | 1.5381e-07 | EIA Prime Mover-level Data | NEI avg EF - PM, fuel type, firing type
2019 | CO | Tesla | 7233 | 1 | HY | OP | NA | WAT |  | 549991 |  | 1.5381e-07 | EIA Prime Mover-level Data | NEI avg EF - PM, fuel type, firing type
2019 | CO | Thermo Greeley | 50709 | GEN1 | GT | RE | NA | NG
2019 | CO | Thunder Wolf Energy Center Hybrid | 63776 | TW100 | BA | P | NA | MWH
2019 | CO | Thunder Wolf Energy Center Hybrid | 63776 | TW300 | PV | U | NA | SUN
2019 | CO | Titan Solar | 61811 | PCEC | PV | OP | NA | SUN |  | 922801 |  | 0 | EIA Prime Mover-level Data | Estimated using an emission factor
2019 | CO | Tom Sifers Solar | 63163 | SIFRS | PV | OP | NA | SUN |  | 864 |  | 0 | EIA Prime Mover-level Data | Estimated using an emission factor
2019 | CO | Towaoc | 7373 | 1 | HY | OP | NA | WAT |  | 152097 |  | 1.5381e-07 | EIA Prime Mover-level Data | NEI avg EF - PM, fuel type, firing type
2019 | CO | Tri-County Water Hydropower Project | 58901 | TCWG1 | HY | OP | NA | WAT |  | 184218.3 |  | 1.5381e-07 | EIA Prime Mover-level Data | NEI avg EF - PM, fuel type, firing type
2019 | CO | Tri-County Water Hydropower Project | 58901 | TCWG2 | HY | OP | NA | WAT |  | 20468.7 |  | 1.5381e-07 | EIA Prime Mover-level Data | NEI avg EF - PM, fuel type, firing type
2019 | CO | Trinidad (CO) | 511 | 1 | ST | RE | NA | BIT
2019 | CO | Trinidad (CO) | 511 | 3 | IC | SB | NA | NG |  | 89.011 | 1.8781e-05 | 0.000422 | EIA Prime Mover-level Data | Estimated using an emission factor
2019 | CO | Trinidad (CO) | 511 | 4 | IC | SB | NA | NG |  | 89.011 | 1.8781e-05 | 0.000422 | EIA Prime Mover-level Data | Estimated using an emission factor
2019 | CO | Trinidad (CO) | 511 | 5 | IC | OP | NA | DFO |  | 84.326 | 0.013071 | 0.31 | EIA Prime Mover-level Data | Estimated using an emission factor
2019 | CO | Trinidad (CO) | 511 | 6 | IC | OP | NA | DFO |  | 84.326 | 0.013071 | 0.31 | EIA Prime Mover-level Data | Estimated using an emission factor
2019 | CO | Trinidad (CO) | 511 | 7 | IC | OP | NA | DFO |  | 84.326 | 0.013071 | 0.31 | EIA Prime Mover-level Data | Estimated using an emission factor
2019 | CO | Trishe Wind Colorado | 58928 | 1 | WT | IP | NA | WND
2019 | CO | Trout Creek Solar | 62260 | 44901 | PV | OP | NA | SUN |  | 43096 |  | 0 | EIA Prime Mover-level Data | Estimated using an emission factor
2019 | CO | Twin Buttes II Wind | 61040 | WT1 | WT | OP | NA | WND |  | 2757605 |  | 0 | EIA Prime Mover-level Data | Estimated using an emission factor
2019 | CO | Twin Buttes Wind Project | 56460 | WT1 | WT | OP | NA | WND |  | 2134173 |  | 0 | EIA Prime Mover-level Data | Estimated using an emission factor
2019 | CO | University of Colorado | 54372 | GT1 | CT |  | NA | NG |  | 83265.8 | 0.23966 | 0.0057564 | EIA Unit-level Data | NEI avg EF - PM, fuel type
2019 | CO | University of Colorado | 54372 | GT2 | CT |  | NA | NG |  | 27539.89 | 0.079266 | 0.0057564 | EIA Unit-level Data | NEI avg EF - PM, fuel type
2019 | CO | University of Colorado | 54372 | ST1 | CA | OP | NA | NG |  |  |  | 0.0010092
2019 | CO | Upper Molina | 521 | 1 | HY | OP | NA | WAT |  | 252769 |  | 1.5381e-07 | EIA Prime Mover-level Data | NEI avg EF - PM, fuel type, firing type
2019 | CO | Vallecito Hydroelectric | 50206 | GEN1 | HY | OP | NA | WAT |  | 27565.52 |  | 1.5381e-07 | EIA Prime Mover-level Data | NEI avg EF - PM, fuel type, firing type
2019 | CO | Vallecito Hydroelectric | 50206 | GEN2 | HY | OP | NA | WAT |  | 86142.24 |  | 1.5381e-07 | EIA Prime Mover-level Data | NEI avg EF - PM, fuel type, firing type
2019 | CO | Vallecito Hydroelectric | 50206 | GEN3 | HY | OP | NA | WAT |  | 86142.24 |  | 1.5381e-07 | EIA Prime Mover-level Data | NEI avg EF - PM, fuel type, firing type
2019 | CO | Valley View Solar | 60247 | VVS | PV | OP | NA | SUN |  | 85710 |  | 0 | EIA Prime Mover-level Data | Estimated using an emission factor
2019 | CO | Valmont | 477 | 5 | ST | RE | TANGENTIAL | NG |  | 0 |  |  | EIA Unit-level Data
2019 | CO | Valmont | 477 | 6 | GT | OP | NA | NG |  | 53067 | 0.14549 | 0.0054834 | EIA Prime Mover-level Data | NEI avg EF - PM, fuel type, firing type
2019 | CO | Vestas Towers America, Inc. | 57643 | V100 | WT | OP | NA | WND |  | 24956 |  | 0 | EIA Prime Mover-level Data | Estimated using an emission factor
2019 | CO | Vestas Towers America, Inc. | 57643 | V112 | WT | CN | NA | WND
2019 | CO | Victory Solar LLC | 60764 | PV1 | PV | OP | NA | SUN |  | 260317 |  | 0 | EIA Prime Mover-level Data | Estimated using an emission factor
2019 | CO | Vilas Solar Array | 61606 | 1 | PV | OP | NA | SUN |  | 83171 |  | 0 | EIA Prime Mover-level Data | Estimated using an emission factor
2019 | CO | W N Clark | 462 | 1 | ST | RE | NA | BIT
2019 | CO | W N Clark | 462 | 2 | ST | RE | NA | BIT
2019 | CO | Weld 1 Community Solar Array | 60720 | WELD1 | PV | OP | NA | SUN |  | 27113 |  | 0 | EIA Prime Mover-level Data | Estimated using an emission factor
2019 | CO | Western Sugar Coop- Ft Morgan | 58081 | ATB-2 | ST | OP | NA | SUB |  | 749656 | 6.4411 | 0.017184 | EIA Prime Mover-level Data | NEI avg EF - PM, fuel type
2019 | CO | Whiskey Hill Solar | 63164 | WHSKY | PV | OP | NA | SUN |  | 1273 |  | 0 | EIA Prime Mover-level Data | Estimated using an emission factor
2019 | CO | Williams Fork Hydro Plant | 10422 | GEN1 | HY | OP | NA | WAT |  | 37854.86 |  | 1.5381e-07 | EIA Prime Mover-level Data | NEI avg EF - PM, fuel type, firing type
2019 | CO | Williams Fork Hydro Plant | 10422 | GEN2 | HY | OP | NA | WAT |  | 6309.143 |  | 1.5381e-07 | EIA Prime Mover-level Data | NEI avg EF - PM, fuel type, firing type
2019 | CO | Williams Ignacio Natural Gas Plant | 50205 | 7101 | ST | OP | NA | WH |  | 386914 |  | 0 | EIA Prime Mover-level Data | Estimated using an emission factor
2019 | CO | WWRF Solar Plant | 56922 | EAST | PV | OP | NA | SUN |  | 8465 |  | 0 | EIA Prime Mover-level Data | Estimated using an emission factor
2019 | CO | WWRF Solar Plant | 56922 | WEST | PV | OP | NA | SUN |  | 16930 |  | 0 | EIA Prime Mover-level Data | Estimated using an emission factor
2019 | CO | Xcel Adams 1 Community Solar Array | 60726 | ADCO1 | PV | OP | NA | SUN |  | 30870 |  | 0 | EIA Prime Mover-level Data | Estimated using an emission factor
2019 | CO | Xcel Adams 2 Community Solar Array | 60725 | ADCO2 | PV | OP | NA | SUN |  | 26283 |  | 0 | EIA Prime Mover-level Data | Estimated using an emission factor
2019 | CO | Arapahoe Combustion Turbine Facility | 55200 | CT5 | CT | OP | CC | NG | 3298 | 922452.9 | 3.5035 | 0.0075961 | EPA/CAMD | EPA/NEI | 2000
2019 | CO | Arapahoe Combustion Turbine Facility | 55200 | CT6 | CT | OP | CC | NG | 3304 | 975127.6 | 3.3801 | 0.0069326 | EPA/CAMD | EPA/NEI | 2000
2019 | CO | Blue Spruce Energy Center | 55645 | CT-01 | GT | OP | CT | NG | 2625 | 3103387 | 13.3904 | 0.0086295 | EPA/CAMD | EPA/NEI | 2003
2019 | CO | Blue Spruce Energy Center | 55645 | CT-02 | GT | OP | CT | NG | 2252 | 2623536 | 5.8301 | 0.0044445 | EPA/CAMD | EPA/NEI | 2003
2019 | CO | Brush Power Projects | 10682 | GT2 | GT | OP | CT | NG | 744 | 280944.7 | 0.52567 | 0.0037422 | EPA/CAMD | EPA/NEI | 2000
2019 | CO | Brush Power Projects | 10682 | GT4 | CT | OP | CC | NG | 1069 | 517923.7 | 1.6444 | 0.00635 | EPA/CAMD | EPA/NEI | 2001
2019 | CO | Brush Power Projects | 10682 | GT5 | CT | OP | CC | NG | 1070 | 520220.5 | 0.77049 | 0.0029622 | EPA/CAMD | EPA/NEI | 2001
2019 | CO | Cherokee | 469 | 4 | ST | OP | TANGENTIAL | NG | 4748 | 11132880 | 123.9646 | 0.02227 | EPA/CAMD | EPA/NEI | 1968
2019 | CO | Cherokee | 469 | 5 | CT | OP | CC | NG | 7799 | 10530530 | 24.9923 | 0.0047466 | EPA/CAMD | EPA/NEI | 2015
2019 | CO | Cherokee | 469 | 6 | CT | OP | CC | NG | 7881 | 10852850 | 25.5782 | 0.0047136 | EPA/CAMD | EPA/NEI | 2015
2019 | CO | Comanche (470) | 470 | 1 | ST | OP | TANGENTIAL | SUB | 8178 | 21265900 | 20.7887 | 0.0019551 | EPA/CAMD | EPA/NEI | 1973
2019 | CO | Comanche (470) | 470 | 2 | ST | OP | WALL | SUB | 7355 | 21123740 | 5.9163 | 0.00056016 | EPA/CAMD | EPA/NEI | 1975
2019 | CO | Comanche (470) | 470 | 3 | ST | OP | TANGENTIAL | SUB | 7668 | 44429240 | 74.3532 | 0.003347 | EPA/CAMD | EPA/NEI | 2010
2019 | CO | Craig | 6021 | C1 | ST | OP | WALL | SUB | 8186 | 28723350 | 28.2668 | 0.0019682 | EPA/CAMD | EPA/NEI | 1980
2019 | CO | Craig | 6021 | C2 | ST | OP | WALL | SUB | 8328 | 29095760 | 35.1892 | 0.0024189 | EPA/CAMD | EPA/NEI | 1979
2019 | CO | Craig | 6021 | C3 | ST | OP | WALL | SUB | 7850 | 29725540 | 32.6465 | 0.0021965 | EPA/CAMD | EPA/NEI | 1984
2019 | CO | Fort St. Vrain | 6112 | 2 | CT | OP | CC | NG | 7349 | 9600819 | 0.91208 | 0.00019 | EPA/CAMD | EPA/NEI | 1996
2019 | CO | Fort St. Vrain | 6112 | 3 | CT | OP | CC | NG | 7932 | 10119120 | 0.96132 | 0.00019 | EPA/CAMD | EPA/NEI | 1999
2019 | CO | Fort St. Vrain | 6112 | 4 | CT | OP | CC | NG | 8051 | 10632450 | 1.0101 | 0.00019 | EPA/CAMD | EPA/NEI | 2001
2019 | CO | Fort St. Vrain | 6112 | 5 | GT | OP | CT | NG | 739 | 697555.4 | 2.2584 | 0.0064751 | EPA/CAMD | EPA/NEI | 2009
2019 | CO | Fort St. Vrain | 6112 | 6 | GT | OP | CT | NG | 624 | 608222.2 | 2.0089 | 0.0066058 | EPA/CAMD | EPA/NEI | 2009
2019 | CO | Fountain Valley Power Plant | 55453 | 1 | GT | OP | CT | NG | 624 | 126020 | 0.011972 | 0.00019 | EPA/CAMD | EPA/NEI | 2001
2019 | CO | Fountain Valley Power Plant | 55453 | 2 | GT | OP | CT | NG | 332 | 66594.13 | 0.0063264 | 0.00019 | EPA/CAMD | EPA/NEI | 2001
2019 | CO | Fountain Valley Power Plant | 55453 | 3 | GT | OP | CT | NG | 639 | 128755.9 | 0.012232 | 0.00019 | EPA/CAMD | EPA/NEI | 2001
2019 | CO | Fountain Valley Power Plant | 55453 | 4 | GT | OP | CT | NG | 293 | 56343.18 | 0.0053526 | 0.00019 | EPA/CAMD | EPA/NEI | 2001
2019 | CO | Fountain Valley Power Plant | 55453 | 5 | GT | OP | CT | NG | 555 | 107616.2 | 0.010224 | 0.00019 | EPA/CAMD | EPA/NEI | 2001
2019 | CO | Fountain Valley Power Plant | 55453 | 6 | GT | OP | CT | NG | 313 | 61089.34 | 0.0058035 | 0.00019 | EPA/CAMD | EPA/NEI | 2001
2019 | CO | Frank Knutson Station | 55505 | BR1 | GT | OP | CT | NG | 792 | 532125.4 | 0.24531 | 0.00092201 | EPA/CAMD | EPA/NEI | 2002
2019 | CO | Frank Knutson Station | 55505 | BR2 | GT | OP | CT | NG | 958 | 643767.3 | 0.46243 | 0.0014366 | EPA/CAMD | EPA/NEI | 2002
2019 | CO | Front Range Power Plant | 55283 | 1 | CT | OP | CC | NG | 7263 | 11501610 | 1.0927 | 0.00019 | EPA/CAMD | EPA/NEI | 2002
2019 | CO | Front Range Power Plant | 55283 | 2 | CT | OP | CC | NG | 6650 | 9726136 | 0.92398 | 0.00019 | EPA/CAMD | EPA/NEI | 2002
2019 | CO | Hayden | 525 | H1 | ST | OP | WALL | BIT | 8521 | 13570500 | 151.1074 | 0.02227 | EPA/CAMD | EPA/NEI | 1965
2019 | CO | Hayden | 525 | H2 | ST | OP | TANGENTIAL | BIT | 8666 | 15670820 | 174.4945 | 0.02227 | EPA/CAMD | EPA/NEI | 1976
2019 | CO | J M Shafer | 50707 | S001 | CT | OP | CC | NG | 4952 | 1008490 | 2.2074 | 0.0043777 | EPA/CAMD | EPA/NEI | 1994
2019 | CO | J M Shafer | 50707 | S002 | CT | OP | CC | NG | 3641 | 786908.4 | 1.6029 | 0.004074 | EPA/CAMD | EPA/NEI | 1994
2019 | CO | J M Shafer | 50707 | S003 | CT | OP | CC | NG | 5354 | 1141944 | 2.8112 | 0.0049235 | EPA/CAMD | EPA/NEI | 1994
2019 | CO | J M Shafer | 50707 | S004 | CT | OP | CC | NG | 3519 | 918201.8 | 1.5958 | 0.0034759 | EPA/CAMD | EPA/NEI | 1994
2019 | CO | J M Shafer | 50707 | S005 | CT | OP | CC | NG | 4978 | 1174922 | 1.9743 | 0.0033607 | EPA/CAMD | EPA/NEI | 1994
2019 | CO | Limon Generating Station | 55504 | L1 | GT | OP | CT | NG | 316 | 209396.8 | 0.56674 | 0.005413 | EPA/CAMD | EPA/NEI | 2001
2019 | CO | Limon Generating Station | 55504 | L2 | GT | OP | CT | NG | 877 | 619870.3 | 1.3347 | 0.0043065 | EPA/CAMD | EPA/NEI | 2001
2019 | CO | Manchief Generating Station | 55127 | CT1 | GT | OP | CT | NG | 1709 | 1843910 | 2.4631 | 0.0026717 | EPA/CAMD | EPA/NEI | 2000
2019 | CO | Manchief Generating Station | 55127 | CT2 | GT | OP | CT | NG | 1615 | 1737633 | 1.7802 | 0.0020489 | EPA/CAMD | EPA/NEI | 2000
2019 | CO | Martin Drake | 492 | 6 | ST | OP | WALL | SUB | 5142 | 3307984 | 7.481 | 0.004523 | EPA/CAMD | EPA/NEI | 1968
2019 | CO | Martin Drake | 492 | 7 | ST | OP | WALL | SUB | 6607 | 5813904 | 13.1481 | 0.004523 | EPA/CAMD | EPA/NEI | 1974
2019 | CO | Nucla | 527 | 1 | ST | OP | FLUIDIZED | BIT | 1455 | 1639969 | 9.4872 | 0.01157 | EPA/CAMD | EPA/NEI | 1990
2019 | CO | Pawnee | 6248 | 1 | ST | OP | WALL | SUB | 6986 | 29406380 | 175.4091 | 0.01193 | EPA/CAMD | EPA/NEI | 1981
2019 | CO | Pueblo Airport Generating Station | 56998 | CT01 | GT | OP | CT | NG | 3365 | 1283005 | 1.1461 | 0.0017866 | EPA/CAMD | EPA/NEI | 2011
2019 | CO | Pueblo Airport Generating Station | 56998 | CT02 | GT | OP | CT | NG | 2618 | 970299.9 | 5.0724 | 0.010455 | EPA/CAMD | EPA/NEI | 2011
2019 | CO | Pueblo Airport Generating Station | 56998 | CT04 | CT | OP | CC | NG | 6953 | 2052365 | 8.8071 | 0.0085824 | EPA/CAMD | EPA/NEI | 2011
2019 | CO | Pueblo Airport Generating Station | 56998 | CT05 | CT | OP | CC | NG | 7147 | 2005330 | 7.5805 | 0.0075603 | EPA/CAMD | EPA/NEI | 2011
2019 | CO | Pueblo Airport Generating Station | 56998 | CT06 | CT | OP | CC | NG | 7376 | 2080283 | 6.2723 | 0.0060303 | EPA/CAMD | EPA/NEI | 2011
2019 | CO | Pueblo Airport Generating Station | 56998 | CT07 | CT | OP | CC | NG | 7707 | 2179554 | 9.0968 | 0.0083474 | EPA/CAMD | EPA/NEI | 2011
2019 | CO | Pueblo Airport Generating Station | 56998 | CT08 | GT | OP | CT | NG | 540 | 111480.5 | 0.43563 | 0.0078154 | EPA/CAMD | NEI avg EF - PM, fuel type, firing type | 2016
2019 | CO | Rawhide Energy Station | 6761 | 101 | ST | OP | TANGENTIAL | SUB | 8630 | 19408550 | 139.9356 | 0.01442 | EPA/CAMD | EPA/NEI | 1984
2019 | CO | Rawhide Energy Station | 6761 | A | GT | OP | CT | NG | 229 | 133187.2 | 0.065405 | 0.00098215 | EPA/CAMD | EPA/NEI | 2002
2019 | CO | Rawhide Energy Station | 6761 | B | GT | OP | CT | NG | 228 | 110482.1 | 0.1285 | 0.0023261 | EPA/CAMD | EPA/NEI | 2002
2019 | CO | Rawhide Energy Station | 6761 | C | GT | OP | CT | NG | 206 | 118024.7 | 0.078407 | 0.0013287 | EPA/CAMD | EPA/NEI | 2002
2019 | CO | Rawhide Energy Station | 6761 | D | GT | OP | CT | NG | 178 | 95725.57 | 0.20207 | 0.0042219 | EPA/CAMD | EPA/NEI | 2004
2019 | CO | Rawhide Energy Station | 6761 | F | GT | OP | CT | NG | 411 | 442817.7 | 1.232 | 0.0055642 | EPA/CAMD | EPA/NEI | 2008
2019 | CO | Ray D Nixon | 8219 | 1 | ST | OP | WALL | SUB | 7915 | 11650900 | 69.4976 | 0.01193 | EPA/CAMD | EPA/NEI | 1980
2019 | CO | Ray D Nixon | 8219 | 2 | GT | OP | CT | NG | 139 | 36906.09 | 0.18115 | 0.009817 | EPA/CAMD | EPA/NEI | 1999
2019 | CO | Ray D Nixon | 8219 | 3 | GT | OP | CT | NG | 133 | 32843.07 | 0.17935 | 0.010921 | EPA/CAMD | EPA/NEI | 1999
2019 | CO | Rocky Mountain Energy Center | 55835 | 1 | CT | OP | CC | NG | 6282 | 9856258 | 7.6223 | 0.0015467 | EPA/CAMD | EPA/NEI | 2004
2019 | CO | Rocky Mountain Energy Center | 55835 | 2 | CT | OP | CC | NG | 7645 | 12440080 | 5.6037 | 0.00090092 | EPA/CAMD | EPA/NEI | 2004
2019 | CO | Spindle Hill Energy Center | 56445 | CT-01 | GT | OP | CT | NG | 1336 | 1442124 | 0.87045 | 0.0012072 | EPA/CAMD | EPA/NEI | 2007
2019 | CO | Spindle Hill Energy Center | 56445 | CT-02 | GT | OP | CT | NG | 1364 | 1559008 | 1.5394 | 0.0019749 | EPA/CAMD | EPA/NEI | 2007
2019 | CO | Valmont Combustion Turbine Facility | 55207 | CT7 | GT | OP | CT | NG | 0 |  |  | 0.0070853 |  |  | 2000
2019 | CO | Valmont Combustion Turbine Facility | 55207 | CT8 | GT | OP | CT | NG | 0 |  |  | 0.0070853 |  |  | 2001
2019 | CT | Adams Solar | 62026 | ADAMS | PV | OP | NA | SUN |  | 13490 |  | 0 | EIA Prime Mover-level Data | Estimated using an emission factor
2019 | CT | Advance Stores Company, Inc | 59788 | PV1 | PV | OP | NA | SUN |  | 7301 |  | 0 | EIA Prime Mover-level Data | Estimated using an emission factor
2019 | CT | ALDI DC 2 | 62615 | ADC2 | PV | OP | NA | SUN |  | 14986 |  | 0 | EIA Prime Mover-level Data | Estimated using an emission factor
2019 | CT | Amazon_BLD3 | 63537 | BLD3 | PV | OP | NA | SUN |  | 3241 |  | 0 | EIA Prime Mover-level Data | Estimated using an emission factor
2019 | CT | Antares-GRE 314 East Lyme LLC | 59495 | GRE01 | PV | OP | NA | SUN |  | 52248 |  | 0 | EIA Prime Mover-level Data | Estimated using an emission factor
2019 | CT | Backus Microgrid Project | 59415 | BMP1 | IC | OP | NA | DFO |  | 2514 | 0.38967 | 0.31 | EIA Prime Mover-level Data | Estimated using an emission factor
2019 | CT | Backus Microgrid Project | 59415 | BMP2 | IC | OP | NA | DFO |  | 2514 | 0.38967 | 0.31 | EIA Prime Mover-level Data | Estimated using an emission factor
2019 | CT | Backus Microgrid Project | 59415 | BMP3 | IC | OP | NA | DFO |  | 2514 | 0.38967 | 0.31 | EIA Prime Mover-level Data | Estimated using an emission factor
2019 | CT | Backus Microgrid Project | 59415 | BMP4 | IC | OP | NA | DFO |  | 2514 | 0.38967 | 0.31 | EIA Prime Mover-level Data | Estimated using an emission factor
2019 | CT | Barrett Farm Solar - Phase I | 61728 | 10263 | PV | OP | NA | SUN |  | 24129 |  | 0 | EIA Prime Mover-level Data | Estimated using an emission factor
2019 | CT | Becton Canaan | 63262 | PH1GR | PV | OP | NA | SUN |  | 11833.8 |  | 0 | EIA Prime Mover-level Data | Estimated using an emission factor
2019 | CT | Becton Canaan | 63262 | PH1RF | PV | OP | NA | SUN |  | 3944.6 |  | 0 | EIA Prime Mover-level Data | Estimated using an emission factor
2019 | CT | Becton Canaan | 63262 | PH2RF | PV | OP | NA | SUN |  | 3944.6 |  | 0 | EIA Prime Mover-level Data | Estimated using an emission factor
2019 | CT | Bradley Energy Center | 58327 | UNIT1 | IC | OP | NA | NG |  | 59100.26 | 0.01247 | 0.000422 | EIA Prime Mover-level Data | Estimated using an emission factor
2019 | CT | Bradley Energy Center | 58327 | UNIT2 | IC | OP | NA | NG |  | 47280.21 | 0.0099761 | 0.000422 | EIA Prime Mover-level Data | Estimated using an emission factor
2019 | CT | Bradley Energy Center | 58327 | UNIT3 | IC | OP | NA | NG |  | 47280.21 | 0.0099761 | 0.000422 | EIA Prime Mover-level Data | Estimated using an emission factor
2019 | CT | Bradley Energy Center | 58327 | UNIT4 | IC | OP | NA | NG |  | 74860.33 | 0.015796 | 0.000422 | EIA Prime Mover-level Data | Estimated using an emission factor
2019 | CT | Brass Mill Center | 63288 | BMC | PV | OP | NA | SUN |  | 36916 |  | 0 | EIA Prime Mover-level Data | Estimated using an emission factor
2019 | CT | Bridge Street 1 & 2 | 57598 | BS1 | IC | OP | NA | DFO |  | 2407.5 | 0.37316 | 0.31 | EIA Prime Mover-level Data | Estimated using an emission factor
2019 | CT | Bridge Street 1 & 2 | 57598 | BS2 | IC | OP | NA | DFO |  | 2407.5 | 0.37316 | 0.31 | EIA Prime Mover-level Data | Estimated using an emission factor
2019 | CT | Bridgeport Fuel Cell, LLC | 58551 | 1 | FC | OP | NA | NG |  | 895515 | 0 | 0 | EIA Prime Mover-level Data | Estimated using an emission factor
2019 | CT | Bulls Bridge | 541 | 1 | HY | OP | NA | WAT |  | 53965.67 |  | 1.5381e-07 | EIA Prime Mover-level Data | NEI avg EF - PM, fuel type, firing type
2019 | CT | Bulls Bridge | 541 | 2 | HY | OP | NA | WAT |  | 53965.67 |  | 1.5381e-07 | EIA Prime Mover-level Data | NEI avg EF - PM, fuel type, firing type
2019 | CT | Bulls Bridge | 541 | 3 | HY | OP | NA | WAT |  | 53965.67 |  | 1.5381e-07 | EIA Prime Mover-level Data | NEI avg EF - PM, fuel type, firing type
2019 | CT | Bulls Bridge | 541 | 4 | HY | OP | NA | WAT |  | 53965.67 |  | 1.5381e-07 | EIA Prime Mover-level Data | NEI avg EF - PM, fuel type, firing type
2019 | CT | Bulls Bridge | 541 | 5 | HY | OP | NA | WAT |  | 53965.67 |  | 1.5381e-07 | EIA Prime Mover-level Data | NEI avg EF - PM, fuel type, firing type
2019 | CT | Bulls Bridge | 541 | 6 | HY | OP | NA | WAT |  | 53965.67 |  | 1.5381e-07 | EIA Prime Mover-level Data | NEI avg EF - PM, fuel type, firing type
2019 | CT | Candlewood Solar | 61517 | CANDL | PV | P | NA | SUN
2019 | CT | Canis Major Solar Farm | 61398 | S1980 | PV | OP | NA | SUN |  | 31832 |  | 0 | EIA Prime Mover-level Data | Estimated using an emission factor
2019 | CT | Canis Minor Solar Farm | 61408 | B1000 | PV | OP | NA | SUN |  | 15368 |  | 0 | EIA Prime Mover-level Data | Estimated using an emission factor
2019 | CT | CCSU Co-Gen-STBY Gen | 58224 | EC#1 | IC | OP | NA | NG |  | 36215.83 | 0.0076415 | 0.000422 | EIA Prime Mover-level Data | Estimated using an emission factor
2019 | CT | CCSU Co-Gen-STBY Gen | 58224 | EC#2 | IC | OP | NA | NG |  | 36215.83 | 0.0076415 | 0.000422 | EIA Prime Mover-level Data | Estimated using an emission factor
2019 | CT | CCSU Co-Gen-STBY Gen | 58224 | GRND | IC | SB | NA | DFO |  | 8357.5 | 1.2954 | 0.31 | EIA Prime Mover-level Data | Estimated using an emission factor
2019 | CT | CCSU Co-Gen-STBY Gen | 58224 | MEMH | IC | SB | NA | DFO |  | 19500.83 | 3.0226 | 0.31 | EIA Prime Mover-level Data | Estimated using an emission factor
2019 | CT | CCSU Fuel Cell Project | 58237 | CCSU | FC | OP | NA | NG |  | 100079 | 0 | 0 | EIA Prime Mover-level Data | Estimated using an emission factor
2019 | CT | Cellu Tissue | 58116 | GEN1 | IC | OP | NA | NG |  | 161082 | 0.033988 | 0.000422 | EIA Prime Mover-level Data | Estimated using an emission factor
2019 | CT | CJTS Energy Center | 58365 | UNIT1 | FC | RE | NA | NG
2019 | CT | CJTS Energy Center | 58365 | UNIT2 | FC | RE | NA | NG
2019 | CT | CJTS Energy Center | 58365 | UNIT3 | FC | RE | NA | NG
2019 | CT | CJTS Energy Center | 58365 | UNIT4 | FC | RE | NA | NG
2019 | CT | CJTS Energy Center | 58365 | UNIT5 | FC | RE | NA | NG
2019 | CT | CJTS Energy Center | 58365 | UNIT6 | FC | RE | NA | NG
2019 | CT | CJTS Energy Center | 58365 | UNIT7 | FC | OP | NA | NG
2019 | CT | CMEEC - Bozrah | 60225 | PV1 | PV | OP | NA | SUN |  | 21254 |  | 0 | EIA Prime Mover-level Data | Estimated using an emission factor
2019 | CT | CMEEC - Hollyhock Solar | 60606 | PV1 | PV | IP | NA | SUN
2019 | CT | CMEEC - Navy NE Trident | 60608 | PV1 | PV | OP | NA | SUN |  | 12430 |  | 0 | EIA Prime Mover-level Data | Estimated using an emission factor
2019 | CT | CMEEC - Norwich Stott St Solar Hybrid | 60609 | BA1 | BA | OP | NA | MWH
2019 | CT | CMEEC - Norwich Stott St Solar Hybrid | 60609 | PV1 | PV | OP | NA | SUN |  | 42188 |  | 0 | EIA Prime Mover-level Data | Estimated using an emission factor
2019 | CT | CMEEC - Polaris Park Solar Hybrid | 60607 | BA1 | BA | OP | NA | MWH
2019 | CT | CMEEC - Polaris Park Solar Hybrid | 60607 | PV1 | PV | OP | NA | SUN |  | 46479 |  | 0 | EIA Prime Mover-level Data | Estimated using an emission factor
2019 | CT | CMEEC - Rogers Rd Solar | 60605 | PV1 | PV | OP | NA | SUN |  | 14396 |  | 0 | EIA Prime Mover-level Data | Estimated using an emission factor
2019 | CT | Colebrook Hydroelectric | 54301 | BK1 | HY | RE | NA | WAT |  | 14349 |  |  | EIA Prime Mover-level Data
2019 | CT | Colebrook Hydroelectric | 54301 | BK2 | HY | RE | NA | WAT |  | 14349 |  |  | EIA Prime Mover-level Data
2019 | CT | Conn Mun Electric Energy Coop | 60228 | PV1 | PV | OP | NA | SUN |  | 9742 |  | 0 | EIA Prime Mover-level Data | Estimated using an emission factor
2019 | CT | Corbin Russwin Phase 3 Berlin | 63358 | CRP3B | PV | OP | NA | SUN |  | 9358 |  | 0 | EIA Prime Mover-level Data | Estimated using an emission factor
2019 | CT | Covanta Bristol Energy | 50648 | UNIT1 | ST | OP | NA | MSW |  | 992974.5 | 0.077452 | 0.000156 | EIA Unit-level Data | Estimated using an emission factor
2019 | CT | Covanta Bristol Energy | 50648 | UNIT2 | ST | OP | NA | MSW |  | 1011698 | 0.078912 | 0.000156 | EIA Unit-level Data | Estimated using an emission factor
2019 | CT | Covanta Southeastern Connecticut Company | 10646 | BLR1 | ST | OP | NA | MSW |  | 1297335 | 0.30358 | 0.000468 | EIA Unit-level Data | Estimated using an emission factor
2019 | CT | Covanta Southeastern Connecticut Company | 10646 | BLR2 | ST | OP | NA | MSW |  | 1254177 | 0.29348 | 0.000468 | EIA Unit-level Data | Estimated using an emission factor
2019 | CT | CP Middletown Solar I LLC | 63374 | CPMI1 | PV | OP | NA | SUN
2019 | CT | CP Middletown Solar II LLC | 63375 | CPMI2 | PV | OP | NA | SUN
2019 | CT | CT Resource Rec Authority Facility | 54945 | 11 | ST | OP | NA | MSW |  | 1744047 | 0.27207 | 0.000312 | EIA Unit-level Data | Estimated using an emission factor
2019 | CT | CT Resource Rec Authority Facility | 54945 | 12 | ST | OP | NA | MSW |  | 1746408 | 0.27244 | 0.000312 | EIA Unit-level Data | Estimated using an emission factor
2019 | CT | CT Resource Rec Authority Facility | 54945 | 13 | ST | OP | NA | MSW |  | 1973776 | 0.30791 | 0.000312 | EIA Unit-level Data | Estimated using an emission factor
2019 | CT | Danbury Hospital Cogen Plant | 58152 | GEN1 | GT | OP | NA | NG |  | 399835 | 1.0962 | 0.0054834 | EIA Prime Mover-level Data | NEI avg EF - PM, fuel type, firing type
2019 | CT | Derby Fuel Cell | 62588 | MM45 | FC | P | NA | NG
2019 | CT | Derby Fuel Cell | 62588 | MM46 | FC | P | NA | NG
2019 | CT | Derby Fuel Cell | 62588 | MM47 | FC | P | NA | NG
2019 | CT | Derby Fuel Cell | 62588 | MM48 | FC | P | NA | NG
2019 | CT | Derby Fuel Cell | 62588 | MM49 | FC | P | NA | NG
2019 | CT | Derby Hydro | 10063 | GEN1 | HY | OP | NA | WAT |  | 71787.45 |  | 1.5381e-07 | EIA Prime Mover-level Data | NEI avg EF - PM, fuel type, firing type
2019 | CT | Derby Hydro | 10063 | GEN2 | HY | OP | NA | WAT |  | 71787.45 |  | 1.5381e-07 | EIA Prime Mover-level Data | NEI avg EF - PM, fuel type, firing type
2019 | CT | Derby Hydro | 10063 | GEN3 | HY | SB | NA | WAT |  | 5384.058 |  | 1.5381e-07 | EIA Prime Mover-level Data | NEI avg EF - PM, fuel type, firing type
2019 | CT | Derby Hydro | 10063 | GEN4 | HY | SB | NA | WAT |  | 5384.058 |  | 1.5381e-07 | EIA Prime Mover-level Data | NEI avg EF - PM, fuel type, firing type
2019 | CT | Dickinson Solar (CT) | 63245 | DCKN | PV | TS | NA | SUN
2019 | CT | Digital Fairfield | 62455 | DGR01 | FC | OP | NA | NG |  | 55062 | 0 | 0 | EIA Prime Mover-level Data | Estimated using an emission factor
2019 | CT | DWW Solar ll | 62657 | DWWS | PV | OP | NA | SUN |  | 12661 |  | 0 | EIA Prime Mover-level Data | Estimated using an emission factor
2019 | CT | Fairfield University CHP Plant | 56928 | CHP1 | GT | OP | NA | NG |  | 222273 | 0.60941 | 0.0054834 | EIA Prime Mover-level Data | NEI avg EF - PM, fuel type, firing type
2019 | CT | Falls Village | 560 | 1 | HY | OP | NA | WAT |  | 125106.3 |  | 1.5381e-07 | EIA Prime Mover-level Data | NEI avg EF - PM, fuel type, firing type
2019 | CT | Falls Village | 560 | 2 | HY | OP | NA | WAT |  | 125106.3 |  | 1.5381e-07 | EIA Prime Mover-level Data | NEI avg EF - PM, fuel type, firing type
2019 | CT | Falls Village | 560 | 3 | HY | OP | NA | WAT |  | 125106.3 |  | 1.5381e-07 | EIA Prime Mover-level Data | NEI avg EF - PM, fuel type, firing type
2019 | CT | Fort Hill 1, 2, 3 & 4 | 57599 | FH1 | IC | OP | NA | DFO |  | 2097.75 | 0.32515 | 0.31 | EIA Prime Mover-level Data | Estimated using an emission factor
2019 | CT | Fort Hill 1, 2, 3 & 4 | 57599 | FH2 | IC | OP | NA | DFO |  | 2097.75 | 0.32515 | 0.31 | EIA Prime Mover-level Data | Estimated using an emission factor
2019 | CT | Fort Hill 1, 2, 3 & 4 | 57599 | FH3 | IC | OP | NA | DFO |  | 2097.75 | 0.32515 | 0.31 | EIA Prime Mover-level Data | Estimated using an emission factor
2019 | CT | Fort Hill 1, 2, 3 & 4 | 57599 | FH4 | IC | OP | NA | DFO |  | 2097.75 | 0.32515 | 0.31 | EIA Prime Mover-level Data | Estimated using an emission factor
2019 | CT | Foxwoods CoGen | 57666 | CT1 | CT |  | NA |  |  | 592214.5 |  |  | EIA Unit-level Data
2019 | CT | Foxwoods CoGen | 57666 | CT2 | CT |  | NA |  |  | 556638.2 |  |  | EIA Unit-level Data
2019 | CT | Foxwoods CoGen | 57666 | STG1 | CA | OP | NA | NG |  | 0 | 0 | 0.0017814 | EIA Prime Mover-level Data | NEI avg EF - PM, fuel type, firing type
2019 | CT | Franklin Solar | 62021 | FRANK | PV | OP | NA | SUN |  | 13802 |  | 0 | EIA Prime Mover-level Data | Estimated using an emission factor
2019 | CT | Frito Lay Incorporated | 58664 | COGEN | GT | OP | NA | NG |  | 356579 | 0.97763 | 0.0054834 | EIA Prime Mover-level Data | NEI avg EF - PM, fuel type, firing type
2019 | CT | Fusion Solar Center LLC | 58876 | PV | PV | OP | NA | SUN |  | 353427 |  | 0 | EIA Prime Mover-level Data | Estimated using an emission factor
2019 | CT | Gary Court 1 & 2 | 57601 | GC1 | IC | OP | NA | DFO |  | 2511 | 0.38921 | 0.31 | EIA Prime Mover-level Data | Estimated using an emission factor
2019 | CT | Gary Court 1 & 2 | 57601 | GC2 | IC | OP | NA | DFO |  | 2511 | 0.38921 | 0.31 | EIA Prime Mover-level Data | Estimated using an emission factor
2019 | CT | GenConn Devon LLC | 57070 | 15 | GT | OP | NA | KER |  | 6914 | 0.09398 | 0.027185 | EIA Prime Mover-level Data | NEI avg EF - PM, fuel type
2019 | CT | GenConn Devon LLC | 57070 | 16 | GT | OP | NA | KER |  | 6914 | 0.09398 | 0.027185 | EIA Prime Mover-level Data | NEI avg EF - PM, fuel type
2019 | CT | GenConn Devon LLC | 57070 | 17 | GT | OP | NA | KER |  | 6914 | 0.09398 | 0.027185 | EIA Prime Mover-level Data | NEI avg EF - PM, fuel type
2019 | CT | GenConn Devon LLC | 57070 | 18 | GT | OP | NA | KER |  | 6914 | 0.09398 | 0.027185 | EIA Prime Mover-level Data | NEI avg EF - PM, fuel type
2019 | CT | Goodwin Hydroelectric | 54302 | G1 | HY | OA | NA | WAT |  | 47569.5 |  | 1.5381e-07 | EIA Prime Mover-level Data | NEI avg EF - PM, fuel type, firing type
2019 | CT | Goodwin Hydroelectric | 54302 | G2 | HY | OA | NA | WAT |  | 47569.5 |  | 1.5381e-07 | EIA Prime Mover-level Data | NEI avg EF - PM, fuel type, firing type
2019 | CT | Hamilton Solar | 62025 | HAMLT | PV | OP | NA | SUN |  | 13817 |  | 0 | EIA Prime Mover-level Data | Estimated using an emission factor
2019 | CT | Hartford Hospital Cogeneration | 52061 | GEN2 | CA | OP | NA | NG |  |  |  | 0.0010092
2019 | CT | Hartford Hospital Cogeneration | 52061 | GEN3 | CT |  | NA |  |  | 550150 |  |  | EIA Unit-level Data
2019 | CT | Hartford Hospital Cogeneration | 52061 | GEN4 | FC | OP | NA | NG |  | 98715 | 0 | 0 | EIA Prime Mover-level Data | Estimated using an emission factor
2019 | CT | Hartford Landfill Solar EGF | 60909 | PV1 | PV | OP | NA | SUN |  | 13391 |  | 0 | EIA Prime Mover-level Data | Estimated using an emission factor
2019 | CT | HSCo CHP | 57179 | 1 | GT | OP | NA | NG |  | 384899 | 1.0553 | 0.0054834 | EIA Prime Mover-level Data | NEI avg EF - PM, fuel type, firing type
2019 | CT | IBM Southbury | 59801 | IBM00 | FC | OP | NA | NG |  | 46896 | 0 | 0 | EIA Prime Mover-level Data | Estimated using an emission factor
2019 | CT | IKEA New Haven Rooftop PV & Fuel Cell | 61820 | 213FC | FC | OP | NA | NG |  | 20001 | 0 | 0 | EIA Prime Mover-level Data | Estimated using an emission factor
2019 | CT | IKEA New Haven Rooftop PV & Fuel Cell | 61820 | 213PV | PV | OP | NA | SUN |  | 6286 |  | 0 | EIA Prime Mover-level Data | Estimated using an emission factor
2019 | CT | Jackson Solar (CT) | 63240 | JACK | PV | OA | NA | SUN
2019 | CT | Jefferson Solar | 62024 | JEFRS | PV | OP | NA | SUN |  | 13685 |  | 0 | EIA Prime Mover-level Data | Estimated using an emission factor
2019 | CT | Jewett City 1 | 57602 | JC1 | IC | OP | NA | DFO |  | 2305 | 0.35728 | 0.31 | EIA Prime Mover-level Data | Estimated using an emission factor
2019 | CT | John Street 1, 3, 4 & 5 | 56256 | JS 1 | IC | RE | NA | DFO
2019 | CT | John Street 1, 3, 4 & 5 | 56256 | JS 3 | IC | RE | NA | DFO
2019 | CT | John Street 1, 3, 4 & 5 | 56256 | JS 4 | IC | RE | NA | DFO
2019 | CT | John Street 1, 3, 4 & 5 | 56256 | JS 5 | IC | RE | NA | DFO
2019 | CT | Killingly Energy Center | 61239 | KEC | CT | L | NA | NG
2019 | CT | Killingly Energy Center | 61239 | KEC2 | CA | L | NA | NG
2019 | CT | Kimberly Clark-Unit 1,2,3 | 58084 | GT100 | CT |  | NA | NG |  | 1366307 | 3.9325 | 0.0057564 | EIA Unit-level Data | NEI avg EF - PM, fuel type
2019 | CT | Kimberly Clark-Unit 1,2,3 | 58084 | GT200 | GT | OP | NA | NG |  | 1283902 | 3.5201 | 0.0054834 | EIA Prime Mover-level Data | NEI avg EF - PM, fuel type, firing type
2019 | CT | Kimberly Clark-Unit 1,2,3 | 58084 | HRSG1 | CA | OP | NA | NG |  | 475.786 | 0.00010039 | 0.000422 | EIA Unit-level Data | Estimated using an emission factor
2019 | CT | Kinneytown New Old | 54385 | GEN1 | HY | OP | NA | WAT |  | 6792 |  | 1.5381e-07 | EIA Prime Mover-level Data | NEI avg EF - PM, fuel type, firing type
2019 | CT | Kinneytown New Old | 54385 | GEN2 | HY | OP | NA | WAT |  | 12735 |  | 1.5381e-07 | EIA Prime Mover-level Data | NEI avg EF - PM, fuel type, firing type
2019 | CT | Lebanon Pines 1 & 2 | 57604 | LP1 | IC | OP | NA | DFO |  | 2506 | 0.38843 | 0.31 | EIA Prime Mover-level Data | Estimated using an emission factor
2019 | CT | Lebanon Pines 1 & 2 | 57604 | LP2 | IC | OP | NA | DFO |  | 2506 | 0.38843 | 0.31 | EIA Prime Mover-level Data | Estimated using an emission factor
2019 | CT | Lebanon Solar 1 | 59991 | LEB1 | PV | IP | NA | SUN
2019 | CT | Lebanon Solar 2 | 59992 | LEB2 | PV | IP | NA | SUN
2019 | CT | LNG 1 & 2 | 57603 | LNG1 | IC | OP | NA | DFO |  | 2558 | 0.39649 | 0.31 | EIA Prime Mover-level Data | Estimated using an emission factor
2019 | CT | LNG 1 & 2 | 57603 | LNG2 | IC | OP | NA | DFO |  | 2558 | 0.39649 | 0.31 | EIA Prime Mover-level Data | Estimated using an emission factor
2019 | CT | Manchester Community College East | 62639 | 10307 | PV | OP | NA | SUN |  | 14132 |  | 0 | EIA Prime Mover-level Data | Estimated using an emission factor
2019 | CT | Manchester Community College North | 62640 | 10308 | PV | OP | NA | SUN |  | 14763 |  | 0 | EIA Prime Mover-level Data | Estimated using an emission factor
2019 | CT | Millstone | 566 | 2 | ST | OP | NA | NUC |  | 75584100 |  | 0 | EIA Prime Mover-level Data | Estimated using an emission factor
2019 | CT | Millstone | 566 | 3 | ST | OP | NA | NUC |  | 99139500 |  | 0 | EIA Prime Mover-level Data | Estimated using an emission factor
2019 | CT | MM Hartford Energy | 55163 | UNT1 | IC | RE | NA | LFG |  |  |  | 0.0147
2019 | CT | MM Hartford Energy | 55163 | UNT2 | IC | RE | NA | LFG |  |  |  | 0.0147
2019 | CT | MM Hartford Energy | 55163 | UNT3 | IC | RE | NA | LFG |  |  |  | 0.0147
2019 | CT | Naval Sub Base New London Fuel Cell | 61743 | MMH2 | FC | U | NA | NG
2019 | CT | Naval Sub Base New London Fuel Cell | 61743 | MMH3 | FC | U | NA | NG
2019 | CT | New Milford Gas Recovery | 50564 | GEN1 | GT | RE | NA | LFG
2019 | CT | New Milford Gas Recovery | 50564 | GEN2 | IC | OP | NA | LFG |  | 29468.67 | 0.21659 | 0.0147 | EIA Prime Mover-level Data | Estimated using an emission factor
2019 | CT | New Milford Gas Recovery | 50564 | GEN3 | IC | OP | NA | LFG |  | 29468.67 | 0.21659 | 0.0147 | EIA Prime Mover-level Data | Estimated using an emission factor
2019 | CT | New Milford Gas Recovery | 50564 | GEN4 | IC | OP | NA | LFG |  | 29468.67 | 0.21659 | 0.0147 | EIA Prime Mover-level Data | Estimated using an emission factor
2019 | CT | Norden 1-3 | 57689 | NORD1 | IC | OP | NA | DFO |  | 84 | 0.01302 | 0.31 | EIA Prime Mover-level Data | Estimated using an emission factor
2019 | CT | Norden 1-3 | 57689 | NORD2 | IC | OP | NA | DFO |  | 84 | 0.01302 | 0.31 | EIA Prime Mover-level Data | Estimated using an emission factor
2019 | CT | Norden 1-3 | 57689 | NORD3 | IC | OP | NA | DFO |  | 84 | 0.01302 | 0.31 | EIA Prime Mover-level Data | Estimated using an emission factor
2019 | CT | Norwalk Hospital Plant | 63673 | EU-01 | GT | RE | NA | NG
2019 | CT | Norwalk Hospital Plant | 63673 | EU-02 | GT | OP | NA | NG |  | 161523 | 0.44285 | 0.0054834 | EIA Prime Mover-level Data | NEI avg EF - PM, fuel type, firing type
2019 | CT | Norwalk Hospital Plant | 63673 | EU-12 | IC | SB | NA | NG |  |  |  | 0.0004219
2019 | CT | Norwich WWTP | 57624 | 1 | IC | OP | NA | DFO |  | 121 | 0.018755 | 0.31 | EIA Prime Mover-level Data | Estimated using an emission factor
2019 | CT | Nutmeg Solar | 63592 | NUTMG | PV | U | NA | SUN
2019 | CT | Pawcatuck Solar Center, LLC | 62318 | PAWCA | PV | P | NA | SUN
2019 | CT | Pepperidge Farm Bloomfield | 59967 | FCB | FC | OP | NA | NG |  | 71678.3 | 0 | 0 | EIA Prime Mover-level Data | Estimated using an emission factor
2019 | CT | Pepperidge Farm Bloomfield | 59967 | FCC | FC | OP | NA | NG |  | 83624.7 | 0 | 0 | EIA Prime Mover-level Data | Estimated using an emission factor
2019 | CT | Pfizer Groton Fuel Cell | 60392 | MM-24 | FC | OP | NA | NG |  | 191624 | 0 | 0 | EIA Prime Mover-level Data | Estimated using an emission factor
2019 | CT | Pfizer Groton Fuel Cell | 60392 | MM-25 | FC | OP | NA | NG |  | 191624 | 0 | 0 | EIA Prime Mover-level Data | Estimated using an emission factor
2019 | CT | Pfizer Groton Plant | 54236 | BLR1 | ST | OP | NA | NG |  | 400593.4 | 1.6129 | 0.0080524 | EIA Unit-level Data | NEI avg EF - PM, fuel type
2019 | CT | Pfizer Groton Plant | 54236 | BLR2 | ST | OP | NA | NG |  | 453080.8 | 1.8242 | 0.0080524 | EIA Unit-level Data | NEI avg EF - PM, fuel type
2019 | CT | Pfizer Groton Plant | 54236 | BLR3 | ST | OP | NA | NG |  | 115953.7 | 0.46685 | 0.0080524 | EIA Unit-level Data | NEI avg EF - PM, fuel type
2019 | CT | Pfizer Groton Plant | 54236 | GT-1 | GT | OP | NA | NG |  | 818705 | 2.2446 | 0.0054834 | EIA Prime Mover-level Data | NEI avg EF - PM, fuel type, firing type
2019 | CT | Pfizer Groton Plant | 54236 | HRSG1 | ST | OP | NA | NG |  | 188593 | 0.75932 | 0.0080524 | EIA Unit-level Data | NEI avg EF - PM, fuel type
2019 | CT | Plainfield Renewable Energy LLC | 56847 | Boil | ST | OP | NA | WDS |  | 3165946 | 36.1111 | 0.022812 | EIA Unit-level Data | NEI avg EF - PM, fuel type
2019 | CT | Plainfield Solar 2 | 63263 | PLFD2 | PV | V | NA | SUN
2019 | CT | Quinebaug Lower Project | 55860 | 5-M | HY | OP | NA | WAT |  | 9204.72 |  | 1.5381e-07 | EIA Prime Mover-level Data | NEI avg EF - PM, fuel type, firing type
2019 | CT | Quinebaug Lower Project | 55860 | MF | HY | OP | NA | WAT |  | 3068.24 |  | 1.5381e-07 | EIA Prime Mover-level Data | NEI avg EF - PM, fuel type, firing type
2019 | CT | Quinebaug Lower Project | 55860 | U2 | HY | OP | NA | WAT |  | 24545.92 |  | 1.5381e-07 | EIA Prime Mover-level Data | NEI avg EF - PM, fuel type, firing type
2019 | CT | Quinebaug Lower Project | 55860 | UI | HY | OP | NA | WAT |  | 39887.12 |  | 1.5381e-07 | EIA Prime Mover-level Data | NEI avg EF - PM, fuel type, firing type
2019 | CT | Rainbow (CT) | 559 | 1 | HY | OP | NA | WAT |  | 144674.5 |  | 1.5381e-07 | EIA Prime Mover-level Data | NEI avg EF - PM, fuel type, firing type
2019 | CT | Rainbow (CT) | 559 | 2 | HY | OP | NA | WAT |  | 144674.5 |  | 1.5381e-07 | EIA Prime Mover-level Data | NEI avg EF - PM, fuel type, firing type
2019 | CT | Rand Whitney CHP Plant | 58184 | TG-1 | GT | OP | NA | NG |  | 1643611 | 4.5063 | 0.0054834 | EIA Prime Mover-level Data | NEI avg EF - PM, fuel type, firing type
2019 | CT | Rocky River (CT) | 539 | 1 | PS | OP | NA | WAT |  | 0 |  |  | EIA Prime Mover-level Data
2019 | CT | Rocky River (CT) | 539 | 2 | PS | OP | NA | WAT |  | 0 |  |  | EIA Prime Mover-level Data
2019 | CT | Rocky River (CT) | 539 | 3 | PS | OP | NA | WAT |  | 0 |  |  | EIA Prime Mover-level Data
2019 | CT | Scotland Dam | 551 | 1 | HY | OP | NA | WAT |  | 71286 |  | 1.5381e-07 | EIA Prime Mover-level Data | NEI avg EF - PM, fuel type, firing type
2019 | CT | Shepaug | 552 | 1 | HY | OP | NA | WAT |  | 1274172 |  | 1.5381e-07 | EIA Prime Mover-level Data | NEI avg EF - PM, fuel type, firing type
2019 | CT | Shepaug | 552 | 2 | GT | IP | NA | DFO
2019 | CT | Sherman Solar | 63239 | SHRM | PV | OA | NA | SUN
2019 | CT | Sikorsky Aircraft CHP | 61703 | PV-1 | PV | OP | NA | SUN |  | 756 |  | 0 | EIA Prime Mover-level Data | Estimated using an emission factor
2019 | CT | Sikorsky Aircraft CHP | 61703 | TG-1 | GT | OP | NA | NG |  | 847185 | 2.3227 | 0.0054834 | EIA Prime Mover-level Data | NEI avg EF - PM, fuel type, firing type
2019 | CT | Somers Solar Center, LLC | 58554 | 1 | PV | OP | NA | SUN |  | 85605 |  | 0 | EIA Prime Mover-level Data | Estimated using an emission factor
2019 | CT | South Windsor Fuel Cell | 63302 | SWFC5 | FC | V | NA | NG
2019 | CT | Stafford MS Ground Mount Community Solar | 60880 | MS1 | PV | OP | NA | SUN |  | 13935 |  | 0 | EIA Prime Mover-level Data | Estimated using an emission factor
2019 | CT | Stafford MS Ground Mount Community Solar | 60880 | MS2 | PV | OP | NA | SUN |  | 13935 |  | 0 | EIA Prime Mover-level Data | Estimated using an emission factor
2019 | CT | Stevenson | 553 | 1 | HY | OP | NA | WAT |  | 231389.8 |  | 1.5381e-07 | EIA Prime Mover-level Data | NEI avg EF - PM, fuel type, firing type
2019 | CT | Stevenson | 553 | 2 | HY | OP | NA | WAT |  | 231389.8 |  | 1.5381e-07 | EIA Prime Mover-level Data | NEI avg EF - PM, fuel type, firing type
2019 | CT | Stevenson | 553 | 3 | HY | OP | NA | WAT |  | 231389.8 |  | 1.5381e-07 | EIA Prime Mover-level Data | NEI avg EF - PM, fuel type, firing type
2019 | CT | Stevenson | 553 | 4 | HY | OP | NA | WAT |  | 246815.7 |  | 1.5381e-07 | EIA Prime Mover-level Data | NEI avg EF - PM, fuel type, firing type
2019 | CT | Subase Microgrid Project | 59701 | SFC1 | FC | U | NA | NG
2019 | CT | Subase Microgrid Project | 59701 | SFC2 | FC | U | NA | NG
2019 | CT | Subase Microgrid Project | 59701 | SMP1 | IC | CN | NA | NG
2019 | CT | Subase Microgrid Project | 59701 | SMP2 | IC | CN | NA | NG
2019 | CT | Subase Microgrid Project | 59701 | SMP3 | IC | CN | NA | DFO
2019 | CT | Subase Microgrid Project | 59701 | SMP4 | IC | CN | NA | DFO
2019 | CT | Sydney Solar | 63244 | SYDN | PV | TS | NA | SUN
2019 | CT | Taftville | 554 | 1 | HY | OP | NA | WAT |  | 11021 |  | 1.5381e-07 | EIA Prime Mover-level Data | NEI avg EF - PM, fuel type, firing type
2019 | CT | Taftville | 554 | 2 | HY | OP | NA | WAT |  | 8265.75 |  | 1.5381e-07 | EIA Prime Mover-level Data | NEI avg EF - PM, fuel type, firing type
2019 | CT | Taftville | 554 | 3 | HY | OP | NA | WAT |  | 8265.75 |  | 1.5381e-07 | EIA Prime Mover-level Data | NEI avg EF - PM, fuel type, firing type
2019 | CT | Taftville | 554 | 4 | HY | OP | NA | WAT |  | 8265.75 |  | 1.5381e-07 | EIA Prime Mover-level Data | NEI avg EF - PM, fuel type, firing type
2019 | CT | Taftville | 554 | 5 | HY | OP | NA | WAT |  | 8265.75 |  | 1.5381e-07 | EIA Prime Mover-level Data | NEI avg EF - PM, fuel type, firing type
2019 | CT | Tenth Street | 583 | 1 | HY | OP | NA | WAT |  | 35416 |  | 1.5381e-07 | EIA Prime Mover-level Data | NEI avg EF - PM, fuel type, firing type
2019 | CT | Ticket Network South Windsor | 63354 | TNSW | PV | OP | NA | SUN |  | 9136 |  | 0 | EIA Prime Mover-level Data | Estimated using an emission factor
2019 | CT | Town of Branford | 62076 | PV1 | PV | OP | NA | SUN |  | 12109 |  | 0 | EIA Prime Mover-level Data | Estimated using an emission factor
2019 | CT | Town of Rocky Hill PV CSG | 61541 | PV1 | PV | OP | NA | SUN |  | 4419.333 |  | 0 | EIA Prime Mover-level Data | Estimated using an emission factor
2019 | CT | Town of Rocky Hill PV CSG | 61541 | PV2 | PV | OP | NA | SUN |  | 4419.333 |  | 0 | EIA Prime Mover-level Data | Estimated using an emission factor
2019 | CT | Town of Rocky Hill PV CSG | 61541 | PV3 | PV | OP | NA | SUN |  | 4419.333 |  | 0 | EIA Prime Mover-level Data | Estimated using an emission factor
2019 | CT | Trinity College Fuel Cell | 61786 | MB-22 | FC | OP | NA | NG |  | 33299 | 0 | 0 | EIA Prime Mover-level Data | Estimated using an emission factor
2019 | CT | TRS Fuel Cell | 60683 | MMH1 | FC | OP | NA | NG |  | 99133 | 0 | 0 | EIA Prime Mover-level Data | Estimated using an emission factor
2019 | CT | Tunnel | 557 | 1 | HY | OP | NA | WAT |  | 40677.5 |  | 1.5381e-07 | EIA Prime Mover-level Data | NEI avg EF - PM, fuel type, firing type
2019 | CT | Tunnel | 557 | 2 | HY | OP | NA | WAT |  | 40677.5 |  | 1.5381e-07 | EIA Prime Mover-level Data | NEI avg EF - PM, fuel type, firing type
2019 | CT | UB Fuel Cell | 63438 | UBFC1 | FC | OP | NA | NG |  | 85308 | 0 | 0 | EIA Prime Mover-level Data | Estimated using an emission factor
2019 | CT | UCONN Cogen Facility | 58159 | CGT1 | CT |  | NA | NG |  | 395009.5 | 1.1369 | 0.0057564 | EIA Unit-level Data | NEI avg EF - PM, fuel type
2019 | CT | UCONN Cogen Facility | 58159 | CGT2 | CT |  | NA | NG |  | 488011.3 | 1.4046 | 0.0057564 | EIA Unit-level Data | NEI avg EF - PM, fuel type
2019 | CT | UCONN Cogen Facility | 58159 | CGT3 | CT |  | NA | NG |  | 483913.2 | 1.3928 | 0.0057564 | EIA Unit-level Data | NEI avg EF - PM, fuel type
2019 | CT | UCONN Cogen Facility | 58159 | HRSG1 | CA | OP | NA | NG |  | 33288.54 | 0.0070239 | 0.000422 | EIA Unit-level Data | Estimated using an emission factor
2019 | CT | UCONN Cogen Facility | 58159 | HRSG2 | CA | OP | NA | NG |  | 49191.59 | 0.010379 | 0.000422 | EIA Unit-level Data | Estimated using an emission factor
2019 | CT | UCONN Cogen Facility | 58159 | HRSG3 | CA | OP | NA | NG |  | 64508.95 | 0.013611 | 0.000422 | EIA Unit-level Data | Estimated using an emission factor
2019 | CT | UDR Glastonbury Fuel Cell | 60109 | UDRFC | FC | OP | NA | NG |  | 153144 | 0 | 0 | EIA Prime Mover-level Data | Estimated using an emission factor
2019 | CT | UI RCP Bridgeport Seaside | 60054 | BPFC | FC | OP | NA | NG |  | 150784 | 0 | 0 | EIA Prime Mover-level Data | Estimated using an emission factor
2019 | CT | UI RCP Bridgeport Seaside | 60054 | BPPV | PV | OP | NA | SUN |  | 27843 |  | 0 | EIA Prime Mover-level Data | Estimated using an emission factor
2019 | CT | UI RCP New Haven Fuel Cell | 60040 | NHFC | FC | OP | NA | NG |  | 178006 | 0 | 0 | EIA Prime Mover-level Data | Estimated using an emission factor
2019 | CT | UI RCP Woodbridge FC | 60593 | WBFC | FC | OP | NA | NG |  | 161346 | 0 | 0 | EIA Prime Mover-level Data | Estimated using an emission factor
2019 | CT | Water Treatment 1 & 2 | 57605 | WT1 | IC | OP | NA | DFO |  | 2514 | 0.38967 | 0.31 | EIA Prime Mover-level Data | Estimated using an emission factor
2019 | CT | Water Treatment 1 & 2 | 57605 | WT2 | IC | OP | NA | DFO |  | 2514 | 0.38967 | 0.31 | EIA Prime Mover-level Data | Estimated using an emission factor
2019 | CT | Wesleyan University Cogen 1 | 58158 | 1 | IC | OP | NA | NG |  | 113447 | 0.023937 | 0.000422 | EIA Prime Mover-level Data | Estimated using an emission factor
2019 | CT | Wheelabrator Bridgeport | 50883 | BLR1 | ST | OP | NA | MSW |  | 2540806 | 5.9455 | 0.00468 | EIA Unit-level Data | Estimated using an emission factor
2019 | CT | Wheelabrator Bridgeport | 50883 | BLR2 | ST | OP | NA | MSW |  | 2503150 | 5.8574 | 0.00468 | EIA Unit-level Data | Estimated using an emission factor
2019 | CT | Wheelabrator Bridgeport | 50883 | BLR3 | ST | OP | NA | MSW |  | 2559061 | 5.9882 | 0.00468 | EIA Unit-level Data | Estimated using an emission factor
2019 | CT | Wheelabrator Lisbon | 54758 | BW1 | ST | OP | NA | MSW |  | 956850.3 | 0.074634 | 0.000156 | EIA Unit-level Data | Estimated using an emission factor
2019 | CT | Wheelabrator Lisbon | 54758 | BW2 | ST | OP | NA | MSW |  | 971371.5 | 0.075767 | 0.000156 | EIA Unit-level Data | Estimated using an emission factor
2019 | CT | Wilson Solar | 62023 | WILSN | PV | OP | NA | SUN |  | 13845 |  | 0 | EIA Prime Mover-level Data | Estimated using an emission factor
2019 | CT | Wind Colebrook South | 60700 | WCS | WT | OP | NA | WND |  | 108764 |  | 0 | EIA Prime Mover-level Data | Estimated using an emission factor
2019 | CT | Woods Hill Solar | 61736 | PV1 | PV | OP | NA | SUN |  | 211318 |  | 0 | EIA Prime Mover-level Data | Estimated using an emission factor
2019 | CT | Alfred L Pierce Generating Station | 6635 | AP-1 | GT | OP | CT | NG | 76 | 23775.72 | 0.10887 | 0.0091584 | EPA/CAMD | EPA/NEI | 2007
2019 | CT | Algonquin Power Windsor Locks, LLC | 10567 | GT1 | CT | OP | CC | NG | 223 | 61821.51 | 0.21511 | 0.006959 | EPA/CAMD | EPA/NEI | 1990
2019 | CT | Branford | 540 | 10 | GT | OP | CT | KER | 14 | 2900 | 9.0105e-05 | 6.2141e-05 | EIA non-ozone season distributed and EPA/CAMD ozone season | EPA/NEI | 1969
2019 | CT | Bridgeport Energy | 55042 | BE1 | CT | OP | CC | NG | 5477 | 8657030 | 9.0439 | 0.0020894 | EPA/CAMD | EPA/NEI | 1998
2019 | CT | Bridgeport Energy | 55042 | BE2 | CT | OP | CC | NG | 5278 | 8494727 | 4.8673 | 0.001146 | EPA/CAMD | EPA/NEI | 1998
2019 | CT | Bridgeport Harbor Station | 568 | BHB3 | ST | OP | TANGENTIAL | SUB | 348 | 769817 | 0.33475 | 0.00086968 | EPA/CAMD | EPA/NEI | 1968
2019 | CT | Bridgeport Harbor Station | 568 | BHB4 | GT | OP | CT | KER | 5 | 9876 | 0.098467 | 0.019941 | EIA non-ozone season distributed and EPA/CAMD ozone season | EPA/NEI | 1967
2019 | CT | Bridgeport Harbor Station | 568 | BHB5 | CT | OP | CC | NG | 1966 | 5695276 | 16.3922 | 0.0057564 | EPA/CAMD | NEI avg EF - PM, fuel type, firing type | 2019
2019 | CT | Capitol District Energy Center | 50498 | GT | CT | OP | CC | NG | 171 | 57526.7 | 0.18964 | 0.006593 | EPA/CAMD | EPA/NEI | 1989
2019 | CT | Cos Cob | 542 | 10 | GT | OP | CT | KER | 5 | 1953.828 | 0.0094856 | 0.0097097 | EIA non-ozone season distributed and EPA/CAMD ozone season | EPA/NEI | 1969
2019 | CT | Cos Cob | 542 | 11 | GT | OP | CT | KER | 8 | 2294.268 | 0.018928 | 0.0165 | EIA non-ozone season distributed and EPA/CAMD ozone season | EPA/NEI | 1969
2019 | CT | Cos Cob | 542 | 12 | GT | OP | CT | KER | 3 | 1398.763 | 0.0096586 | 0.01381 | EIA non-ozone season distributed and EPA/CAMD ozone season | EPA/NEI | 1969
2019 | CT | Cos Cob | 542 | 13 | GT | OP | CT | KER | 7 | 3547.085 | 0.020833 | 0.011747 | EIA non-ozone season distributed and EPA/CAMD ozone season | EPA/NEI | 2008
2019 | CT | Cos Cob | 542 | 14 | GT | OP | CT | KER | 6 | 2571.356 | 0.0148 | 0.011511 | EIA non-ozone season distributed and EPA/CAMD ozone season | EPA/NEI | 2008
2019 | CT | CPV Towantic Energy Center | 56047 | 1 | CT | OP | CC | NG | 7354 | 16860400 | 8.6842 | 0.0010301 | EPA/CAMD | EPA/NEI | 2018
2019 | CT | CPV Towantic Energy Center | 56047 | 2 | CT | OP | CC | NG | 4283 | 9575843 | 4.3221 | 0.00090271 | EPA/CAMD | EPA/NEI | 2018
2019 | CT | Devon | 544 | 10 | GT | OP | CT | KER | 5 | 549.7 | 0.0042477 | 0.015455 | EPA/CAMD | EPA/NEI | 1985
2019 | CT | Devon | 544 | 11 | GT | OP | CT | NG | 16 | 3104 | 0.011009 | 0.0070937 | EPA/CAMD | EPA/NEI | 1996
2019 | CT | Devon | 544 | 12 | GT | OP | CT | NG | 10 | 1792 | 0.0058953 | 0.0065796 | EPA/CAMD | EPA/NEI | 1996
2019 | CT | Devon | 544 | 13 | GT | OP | CT | NG | 34 | 7948 | 0.029398 | 0.0073975 | EPA/CAMD | EPA/NEI | 1996
2019 | CT | Devon | 544 | 14 | GT | OP | CT | NG | 30 | 7652 | 0.025951 | 0.0067829 | EPA/CAMD | EPA/NEI | 1996
2019 | CT | Devon | 544 | 15 | GT | OP | CT | DFO | 33 | 5565.378 | 0.046847 | 0.016835 | EPA/CAMD | EPA/NEI | 2010
2019 | CT | Devon | 544 | 16 | GT | OP | CT | DFO | 42 | 7900.355 | 0.042416 | 0.010738 | EPA/CAMD | EPA/NEI | 2010
2019 | CT | Devon | 544 | 17 | GT | OP | CT | DFO | 37 | 6743.077 | 0.065587 | 0.019453 | EPA/CAMD | EPA/NEI | 2010
2019 | CT | Devon | 544 | 18 | GT | OP | CT | DFO | 32 | 6643.165 | 0.041032 | 0.012353 | EPA/CAMD | EPA/NEI | 2010
2019 | CT | EmpireCo Sterling Energy Facility | 50736 | B1 | ST | OP | STOKER | TDF | 0 | [5 empty] | 1991
2019 | CT | EmpireCo Sterling Energy Facility | 50736 | B2 | ST | OP | STOKER | TDF | 0 | [5 empty] | 1991
2019 | CT | Franklin Drive | 561 | 10 | GT | OP | CT | KER | 4 | 2049.5 | 6.213e-05 | 6.0629e-05 | EIA non-ozone season distributed and EPA/CAMD ozone season | EPA/NEI | 1969
2019 | CT | Kleen Energy Systems Project | 56798 | U1 | CT | OP | CC | NG | 4652 | 8104979 | 4.7831 | 0.0011803 | EPA/CAMD | EPA/NEI | 2011
2019 | CT | Kleen Energy Systems Project | 56798 | U2 | CT | OP | CC | NG | 4206 | 7282199 | 3.1217 | 0.00085735 | EPA/CAMD | EPA/NEI | 2011
2019 | CT | Lake Road Generating Company | 55149 | LRG1 | CT | OP | CC | NG | 8471 | 13519320 | 15.9962 | 0.0023664 | EPA/CAMD | EPA/NEI | 2001
2019 | CT | Lake Road Generating Company | 55149 | LRG2 | CT | OP | CC | NG | 8072 | 13058030 | 21.5194 | 0.003296 | EPA/CAMD | EPA/NEI | 2001
2019 | CT | Lake Road Generating Company | 55149 | LRG3 | CT | OP | CC | NG | 7674 | 12180610 | 15.6476 | 0.0025693 | EPA/CAMD | EPA/NEI | 2001
2019 | CT | Middletown | 562 | 2 | ST | OP | WALL | NG | 1235 | 785929.9 | 0.44526 | 0.0011331 | EPA/CAMD | EPA/NEI | 1958
2019 | CT | Middletown | 562 | 3 | ST | OP | CYCLONE | NG | 1112 | 1447619 | 4.4465 | 0.0061432 | EPA/CAMD | EPA/NEI | 1964
2019 | CT | Middletown | 562 | 4 | ST | OP | TANGENTIAL | RFO | 34 | 8730 | 0.12226 | 0.02801 | EPA/CAMD | EPA/NEI | 1973
2019 | CT | Middletown | 562 | 10 | GT | OP | CT | KER | 11 | 1455 | 0.012463 | 0.017131 | EPA/CAMD | EPA/NEI | 1966
2019 | CT | Middletown | 562 | 12 | GT | OP | CT | DFO | 39 | 5601.653 | 0.038543 | 0.013761 | EPA/CAMD | EPA/NEI | 2011
2019 | CT | Middletown | 562 | 13 | GT | OP | CT | DFO | 51 | 9992.152 | 0.091755 | 0.018365 | EPA/CAMD | EPA/NEI | 2011
2019 | CT | Middletown | 562 | 14 | GT | OP | CT | DFO | 50 | 9485.366 | 0.099964 | 0.021078 | EPA/CAMD | EPA/NEI | 2011
2019 | CT | Middletown | 562 | 15 | GT | OP | CT | DFO | 50 | 8987.765 | 0.034736 | 0.0077295 | EPA/CAMD | EPA/NEI | 2011
2019 | CT | Milford Power Company LLC | 55126 | CT01 | CT | OP | CC | NG | 8121 | 13550510 | 17.0015 | 0.0025094 | EPA/CAMD | EPA/NEI | 2002
2019 | CT | Milford Power Company LLC | 55126 | CT02 | CT | OP | CC | NG | 8182 | 12808720 | 15.359 | 0.0023982 | EPA/CAMD | EPA/NEI | 2002
2019 | CT | Montville | 546 | 5 | ST | OP | TANGENTIAL | RFO | 255 | 107056.1 | 0.16045 | 0.0029975 | EPA/CAMD | EPA/NEI | 1954
2019 | CT | Montville | 546 | 6 | ST | OP | TANGENTIAL | RFO | 39 | 39207.84 | 0.49982 | 0.025496 | EPA/CAMD | EPA/NEI | 1971
2019 | CT | New Haven Harbor | 6156 | NHB1 | ST | OP | TANGENTIAL | RFO | 191 | 217339.4 | 0.086037 | 0.00079173 | EPA/CAMD | EPA/NEI | 1975
2019 | CT | New Haven Harbor | 6156 | NHHS2 | GT | OP | CT | DFO | 30 | 5562.7 | 0.035431 | 0.012739 | EPA/CAMD | EPA/NEI | 2012
2019 | CT | New Haven Harbor | 6156 | NHHS3 | GT | OP | CT | DFO | 30 | 6233.303 | 0.0399 | 0.012802 | EPA/CAMD | EPA/NEI | 2012
2019 | CT | New Haven Harbor | 6156 | NHHS4 | GT | OP | CT | DFO | 23 | 5631.357 | 0.074628 | 0.026504 | EPA/CAMD | EPA/NEI | 2012
2019 | CT | Norwich | 581 | TRBINE | GT | OP | CT | DFO | 21 | 5351.2 | 0.026031 | 0.0097289 | EIA non-ozone season distributed and EPA/CAMD ozone season | EPA/NEI | 1972
2019 | CT | Pratt & Whitney, East Hartford | 54605 | 001 | GT | OP | CT | NG | 5535 | 1208029 | 3.9643 | 0.0065633 | EPA/CAMD | EPA/NEI | 1992
2019 | CT | South Meadow Station | 563 | 11A | GT | OP | CT | DFO | 37 | 4267.8 | 0.085802 | 0.040209 | EPA/CAMD | EPA/NEI | 1970
2019 | CT | South Meadow Station | 563 | 11B | GT | OP | CT | DFO | 37 | 4267.8 | 0.021232 | 0.0099498 | EPA/CAMD | EPA/NEI | 1970
2019 | CT | South Meadow Station | 563 | 12A | GT | OP | CT | DFO | 31 | 4225.3 | 0.042235 | 0.019991 | EPA/CAMD | EPA/NEI | 1970
2019 | CT | South Meadow Station | 563 | 12B | GT | OP | CT | DFO | 31 | 4225.3 | 0.042235 | 0.019991 | EPA/CAMD | EPA/NEI | 1970
2019 | CT | South Meadow Station | 563 | 13A | GT | OP | CT | DFO | 26 | 3133.8 | 0.031342 | 0.020002 | EPA/CAMD | EPA/NEI | 1970
2019 | CT | South Meadow Station | 563 | 13B | GT | OP | CT | DFO | 26 | 3133.8 | 0.21934 | 0.13998 | EPA/CAMD | EPA/NEI | 1970
2019 | CT | South Meadow Station | 563 | 14A | GT | OP | CT | DFO | 26 | 3053.9 | 0.061018 | 0.039961 | EPA/CAMD | EPA/NEI | 1970
2019 | CT | South Meadow Station | 563 | 14B | GT | OP | CT | DFO | 26 | 3053.9 | 0.030589 | 0.020033 | EPA/CAMD | EPA/NEI | 1970
2019 | CT | Torrington Terminal | 565 | 10 | GT | OP | CT | KER | 5 | 1762 | 5.2734e-05 | 5.9857e-05 | EIA non-ozone season distributed and EPA/CAMD ozone season | EPA/NEI | 1969
2019 | CT | Tunnel | 557 | 10 | GT | OP | CT | DFO | 13 | 4454.1 | 0.010581 | 0.004751 | EIA non-ozone season distributed and EPA/CAMD ozone season | EPA/NEI | 1969
2019 | CT | Wallingford Energy, LLC | 55517 | CT01 | GT | OP | CT | NG | 413 | 123825.7 | 0.30344 | 0.004901 | EPA/CAMD | EPA/NEI | 2001
2019 | CT | Wallingford Energy, LLC | 55517 | CT02 | GT | OP | CT | NG | 479 | 138950 | 0.61135 | 0.0087996 | EPA/CAMD | EPA/NEI | 2001
2019 | CT | Wallingford Energy, LLC | 55517 | CT03 | GT | OP | CT | NG | 470 | 141789.3 | 0.46788 | 0.0065996 | EPA/CAMD | EPA/NEI | 2001
2019 | CT | Wallingford Energy, LLC | 55517 | CT04 | GT | OP | CT | NG | 429 | 130664 | 0.46383 | 0.0070995 | EPA/CAMD | EPA/NEI | 2001
2019 | CT | Wallingford Energy, LLC | 55517 | CT05 | GT | OP | CT | NG | 510 | 145794.4 | 0.4009 | 0.0054996 | EPA/CAMD | EPA/NEI | 2001
2019 | CT | Wallingford Energy, LLC | 55517 | CT06 | GT | OP | CT | NG | 559 | 159788.4 | 0.35282 | 0.0044161 | EPA/CAMD | EPA/NEI | 2017
2019 | CT | Wallingford Energy, LLC | 55517 | CT07 | GT | OP | CT | NG | 600 | 174141.6 | 0.40229 | 0.0046203 | EPA/CAMD | EPA/NEI | 2017
2019 | CT | Waterbury Generation | 56629 | 10 | GT | OP | CT | NG | 223 | 101415.6 | 0.58529 | 0.011542 | EPA/CAMD | EPA/NEI | 2009
2019 | CT | Waterside Power, LLC | 56189 | 4 | GT | OP | CT | DFO | 19 | 5299.188 | 0.012587 | 0.0047506 | EIA non-ozone season distributed and EPA/CAMD ozone season | EPA/NEI | 2004
2019 | CT | Waterside Power, LLC | 56189 | 5 | GT | OP | CT | DFO | 16 | 4821.24 | 0.012262 | 0.0050866 | EIA non-ozone season distributed and EPA/CAMD ozone season | EPA/NEI | 2004
2019 | CT | Waterside Power, LLC | 56189 | 7 | GT | OP | CT | DFO | 26 | 7084.172 | 0.016912 | 0.0047745 | EIA non-ozone season distributed and EPA/CAMD ozone season | EPA/NEI | 2006
2019 | DC | AOC, Capitol Power Plant | 63347 | CTG1 | GT | OP | NA | NG |  | 735647 | 2.0169 | 0.0054834 | EIA Prime Mover-level Data | NEI avg EF - PM, fuel type, firing type
2019 | DC | DC Water CHP | 59012 | TURB1 | GT | OP | NA | OBG |  | 353231.3 | 3.8149 | 0.0216 | EIA Prime Mover-level Data | NEI avg EF - PM, fuel type, firing type
2019 | DC | DC Water CHP | 59012 | TURB2 | GT | OP | NA | OBG |  | 353231.3 | 3.8149 | 0.0216 | EIA Prime Mover-level Data | NEI avg EF - PM, fuel type, firing type
2019 | DC | DC Water CHP | 59012 | TURB3 | GT | OP | NA | OBG |  | 353231.3 | 3.8149 | 0.0216 | EIA Prime Mover-level Data | NEI avg EF - PM, fuel type, firing type
2019 | DC | DC Water Solar | 63917 | 8030A | PV | U | NA | SUN
2019 | DC | IGS CC, LLC | 63428 | 254 | PV | U | NA | SUN
2019 | DC | JBAB - Washington DC | 62374 | PV1 | PV | OP | NA | SUN |  | 63450 |  | 0 | EIA Prime Mover-level Data | Estimated using an emission factor
2019 | DC | Nationals | 62710 | SO435 | PV | OP | NA | SUN |  | 15164 |  | 0 | EIA Prime Mover-level Data | Estimated using an emission factor
2019 | DC | Ross Hall Central Utility Plant | 63478 | CT-1 | GT | OP | NA | NG |  | 413487 | 1.1337 | 0.0054834 | EIA Prime Mover-level Data | NEI avg EF - PM, fuel type, firing type
2019 | DC | US GSA Heating and Transmission | 57788 | TG1 | GT | OP | NA | NG |  | 464124.5 | 1.2725 | 0.0054834 | EIA Prime Mover-level Data | NEI avg EF - PM, fuel type, firing type
2019 | DC | US GSA Heating and Transmission | 57788 | TG2 | GT | OP | NA | NG |  | 464124.5 | 1.2725 | 0.0054834 | EIA Prime Mover-level Data | NEI avg EF - PM, fuel type, firing type
2019 | DE | AGT001 Centerville Fuel Cell | 63700 | AGT01 | FC | OP | NA | NG |  | 58879 | 0 | 0 | EIA Prime Mover-level Data | Estimated using an emission factor
2019 | DE | Ameresco Delaware Central | 56430 | 1C | IC | OP | NA | LFG |  | 51285 | 0.37694 | 0.0147 | EIA Prime Mover-level Data | Estimated using an emission factor
2019 | DE | Ameresco Delaware Central | 56430 | 2C | IC | OP | NA | LFG |  | 51285 | 0.37694 | 0.0147 | EIA Prime Mover-level Data | Estimated using an emission factor
2019 | DE | Ameresco Delaware Central | 56430 | 3C | IC | OP | NA | LFG |  | 51285 | 0.37694 | 0.0147 | EIA Prime Mover-level Data | Estimated using an emission factor
2019 | DE | Ameresco Delaware Central | 56430 | 4C | IC | OP | NA | LFG |  | 51285 | 0.37694 | 0.0147 | EIA Prime Mover-level Data | Estimated using an emission factor
2019 | DE | Ameresco Delaware Central | 56430 | 5C | IC | OP | NA | LFG |  | 51285 | 0.37694 | 0.0147 | EIA Prime Mover-level Data | Estimated using an emission factor
2019 | DE | Ameresco Delaware South | 56429 | 1 | IC | OP | NA | LFG |  | 64179.2 | 0.47172 | 0.0147 | EIA Prime Mover-level Data | Estimated using an emission factor
2019 | DE | Ameresco Delaware South | 56429 | 2 | IC | OP | NA | LFG |  | 64179.2 | 0.47172 | 0.0147 | EIA Prime Mover-level Data | Estimated using an emission factor
2019 | DE | Ameresco Delaware South | 56429 | 3 | IC | OP | NA | LFG |  | 64179.2 | 0.47172 | 0.0147 | EIA Prime Mover-level Data | Estimated using an emission factor
2019 | DE | Ameresco Delaware South | 56429 | 4 | IC | OP | NA | LFG |  | 64179.2 | 0.47172 | 0.0147 | EIA Prime Mover-level Data | Estimated using an emission factor
2019 | DE | Ameresco Delaware South | 56429 | 5 | IC | OP | NA | LFG |  | 64179.2 | 0.47172 | 0.0147 | EIA Prime Mover-level Data | Estimated using an emission factor
2019 | DE | Brookside Newark | 58110 | BRK | FC | OP | NA | NG |  | 150421 | 0 | 0 | EIA Prime Mover-level Data | Estimated using an emission factor
2019 | DE | Bruce A Henry Solar Farm | 58473 | BHSF | PV | OP | NA | SUN |  | 57877 |  | 0 | EIA Prime Mover-level Data | Estimated using an emission factor
2019 | DE | Croda Atlas Point CHP | 59783 | 91197 | IC | OP | NA | LFG |  | 52354.5 | 0.38481 | 0.0147 | EIA Prime Mover-level Data | Estimated using an emission factor
2019 | DE | Croda Atlas Point CHP | 59783 | 91198 | IC | OP | NA | LFG |  | 52354.5 | 0.38481 | 0.0147 | EIA Prime Mover-level Data | Estimated using an emission factor
2019 | DE | Croda Atlas Point CHP | 59783 | 91199 | IC | U | NA | LFG
2019 | DE | DD Hay Road Solar 23 LLC | 59715 | PV1 | PV | OP | NA | SUN |  | 12082 |  | 0 | EIA Prime Mover-level Data | Estimated using an emission factor
2019 | DE | DEC Phase II at Georgetown | 63392 | DECII | PV | OP | NA | SUN
2019 | DE | DG AMP Solar Smyrna | 61800 | AMPSM | PV | OP | NA | SUN |  | 17878 |  | 0 | EIA Prime Mover-level Data | Estimated using an emission factor
2019 | DE | Dover Sun Park | 57337 | 1 | PV | OP | NA | SUN |  | 153370 |  | 0 | EIA Prime Mover-level Data | Estimated using an emission factor
2019 | DE | ESS Lewes | 60216 | ESSLS | BA | CN | NA | MWH
2019 | DE | Kent County Wastewater Treatment Solar | 57330 | 1 | PV | OP | NA | SUN |  | 11922 |  | 0 | EIA Prime Mover-level Data | Estimated using an emission factor
2019 | DE | Milford Solar Farm | 58228 | GEN1 | PV | OP | NA | SUN |  | 173155 |  | 0 | EIA Prime Mover-level Data | Estimated using an emission factor
2019 | DE | Onyx - Allen Harim | 61206 | 10021 | PV | OP | NA | SUN |  | 18573 |  | 0 | EIA Prime Mover-level Data | Estimated using an emission factor
2019 | DE | Perdue Bridgeville Photovoltaic | 57772 | BRID | PV | OP | NA | SUN |  | 17336 |  | 0 | EIA Prime Mover-level Data | Estimated using an emission factor
2019 | DE | Raceway Solar | 63846 | RACE | PV | P | NA | SUN
2019 | DE | Red Lion Energy Center | 58433 | RED1 | FC | OP | NA | NG |  | 341182.8 | 0 | 0 | EIA Prime Mover-level Data | Estimated using an emission factor
2019 | DE | Red Lion Energy Center | 58433 | RED2 | FC | OP | NA | NG |  | 301378.1 | 0 | 0 | EIA Prime Mover-level Data | Estimated using an emission factor
2019 | DE | Red Lion Energy Center | 58433 | RED3 | FC | OP | NA | NG |  | 199023.3 | 0 | 0 | EIA Prime Mover-level Data | Estimated using an emission factor
2019 | DE | Red Lion Energy Center | 58433 | RED4 | FC | OP | NA | NG |  | 204709.7 | 0 | 0 | EIA Prime Mover-level Data | Estimated using an emission factor
2019 | DE | Red Lion Energy Center | 58433 | RED5 | FC | OP | NA | NG |  | 193336.9 | 0 | 0 | EIA Prime Mover-level Data | Estimated using an emission factor
2019 | DE | Red Lion Energy Center | 58433 | RED6 | FC | OP | NA | NG |  | 181964.2 | 0 | 0 | EIA Prime Mover-level Data | Estimated using an emission factor
2019 | DE | Seaford Delaware Plant | 10793 | GEN1 | ST | RE | NA | NG
2019 | DE | Seaford Delaware Plant | 10793 | GEN2 | ST | RE | NA | BIT
2019 | DE | Seaford Delaware Plant | 10793 | GEN3 | ST | RE | NA | NG
2019 | DE | South Campus Solar | 59922 | G1789 | PV | T | NA | SUN
2019 | DE | South Campus Solar | 59922 | GA500 | PV | OP | NA | SUN |  | 4052 |  | 0 | EIA Prime Mover-level Data | Estimated using an emission factor
2019 | DE | South Campus Solar | 59922 | SG333 | PV | RE | NA | SUN |  |  |  | 0
2019 | DE | South Campus Solar | 59922 | SG500 | PV | RE | NA | SUN |  |  |  | 0
2019 | DE | University of Delaware Wind Turbine | 57176 | FSMW | WT | OP | NA | WND |  | 46924 |  | 0 | EIA Prime Mover-level Data | Estimated using an emission factor
2019 | DE | WHA Southbridge Solar Park CSG | 61934 | 2 | PV | OP | NA | SUN |  | 12849 |  | 0 | EIA Prime Mover-level Data | Estimated using an emission factor
2019 | DE | Christiana Substation | 591 | 11 | GT | OP | CT | DFO | 14 | 3910.1 | 0.053587 | 0.027409 | EPA/CAMD | EPA/NEI | 1973
2019 | DE | Christiana Substation | 591 | 14 | GT | OP | CT | DFO | 11 | 3121.1 | 0.042756 | 0.027398 | EPA/CAMD | EPA/NEI | 1973
2019 | DE | Delaware City | 592 | 10 | GT | OP | CT | DFO | 15 | 3327 | 0.048787 | 0.029328 | EIA non-ozone season distributed and EPA/CAMD ozone season | EPA/NEI | 1968
2019 | DE | Delaware City Refinery | 52193 | 21H1 | ST | OP | PROCESS | [7 empty] | 1956
2019 | DE | Delaware City Refinery | 52193 | 21H701 | ST | OP | OTHER BOILER | PRG |  |  |  | 0.039085 |  |  | 1996
2019 | DE | Delaware City Refinery | 52193 | 37H1 | ST | OP | OTHER BOILER | PRG |  |  |  | 0.039085 |  |  | 1972
2019 | DE | Delaware City Refinery | 52193 | 42H123 | ST | OP | OTHER BOILER | PRG |  |  |  | 0.039085 |  |  | 1983
2019 | DE | Delaware City Refinery | 52193 | CATCOB | ST | OP | OTHER BOILER | PRG |  |  |  | 0.039085 |  |  | 1960
2019 | DE | Delaware City Refinery | 52193 | COKCOB | ST | OP | OTHER BOILER | PRG |  |  |  | 0.039085 |  |  | 1960
2019 | DE | Delaware City Refinery | 52193 | DCPP1 | ST | OP | WALL | PRG |  |  |  | 0.039085 |  |  | 1956
2019 | DE | Delaware City Refinery | 52193 | DCPP2 | ST | OP | WALL | PRG |  |  |  | 0.039085 |  |  | 1956
2019 | DE | Delaware City Refinery | 52193 | DCPP3 | ST | OP | WALL | PRG |  |  |  | 0.039085 |  |  | 1956
2019 | DE | Delaware City Refinery | 52193 | DCPP4 | ST | OP | WALL | PRG | 8760 | 3263974 | 0.70687 | 0.00043314 | EPA/CAMD | EPA/NEI | 1961
2019 | DE | Delaware City Refinery | 52193 | MECCU1 | CT | OP | CC | PRG |  |  |  | 0.0065927 |  |  | 2000
2019 | DE | Delaware City Refinery | 52193 | MECCU2 | CT | OP | CC | PRG |  |  |  | 0.0065927 |  |  | 2000
2019 | DE | Edge Moor | 593 | 3 | ST | OP | TANGENTIAL | NG | 572 | 267366.2 | 0.048405 | 0.00036209 | EPA/CAMD | EPA/NEI | 1954
2019 | DE | Edge Moor | 593 | 4 | ST | OP | TANGENTIAL | NG | 615 | 558816.9 | 0.1161 | 0.00041553 | EPA/CAMD | EPA/NEI | 1966
2019 | DE | Edge Moor | 593 | 5 | ST | OP | WALL | RFO | 671 | 1029841 | 4.0303 | 0.0078271 | EPA/CAMD | EPA/NEI | 1973
2019 | DE | Edge Moor | 593 | 10 | GT | OP | CT | DFO | 14 | 1772.8 | 0.039478 | 0.044538 | EPA/CAMD | EPA/NEI | 1963
2019 | DE | Garrison Energy Center | 57349 | 1 | CT | OP | CC | NG | 6740 | 12047130 | 29.7043 | 0.0049314 | EPA/CAMD | EPA/NEI | 2015
2019 | DE | Hay Road | 7153 | 1 | CT | OP | CC | NG | 2040 | 2051689 | 5.8807 | 0.0057325 | EPA/CAMD | EPA/NEI | 1989
2019 | DE | Hay Road | 7153 | 2 | CT | OP | CC | NG | 1959 | 2029607 | 5.7879 | 0.0057035 | EPA/CAMD | EPA/NEI | 1989
2019 | DE | Hay Road | 7153 | 5 | CT | OP | CC | DFO | 2191 | 2216784 | 3.2797 | 0.0029589 | EPA/CAMD | EPA/NEI | 2001
2019 | DE | Hay Road | 7153 | 6 | CT | OP | CC | DFO | 2088 | 2141530 | 4.2667 | 0.0039847 | EPA/CAMD | EPA/NEI | 2001
2019 | DE | Hay Road | 7153 | 7 | CT | OP | CC | DFO | 2095 | 2130257 | 6.3389 | 0.0059513 | EPA/CAMD | EPA/NEI | 2001
2019 | DE | Hay Road | 7153 | **3 | CT | OP | CC | NG | 1646 | 1656681 | 4.8205 | 0.0058195 | EPA/CAMD | EPA/NEI | 1990
2019 | DE | Indian River | 594 | 4 | ST | OP | TURBO | BIT | 849 | 1755560 | 13.1018 | 0.014926 | EPA/CAMD | EPA/NEI | 1980
2019 | DE | Indian River | 594 | 10 | GT | OP | CT | DFO | 2 | 838 | 0.0054662 | 0.013046 | EIA non-ozone season distributed and EPA/CAMD ozone season | EPA/NEI | 1967
2019 | DE | McKee Run | 599 | 3 | ST | OP | WALL | NG | 135 | 28820.05 | 0.026709 | 0.0018535 | EPA/CAMD | EPA/NEI | 1975
2019 | DE | NRG Energy Center Dover | 10030 | 2 | CT | OP | CC | NG | 1788 | 755687.9 | 1.9315 | 0.005112 | EPA/CAMD | EPA/NEI | 2001
2019 | DE | NRG Energy Center Dover | 10030 | 3 | GT | OP | CT | NG | 683 | 209604.1 | 0.76751 | 0.0073234 | EPA/CAMD | EPA/NEI | 2001
2019 | DE | Van Sant | 7318 | **11 | GT | OP | CT | NG | 178 | 56661.82 | 0.22142 | 0.0078154 | EPA/CAMD | NEI avg EF - PM, fuel type, firing type | 1991
2019 | DE | Warren F. Sam Beasley Pwr Station | 7962 | 1 | GT | OP | CT | NG | 528 | 188469.9 | 0.25327 | 0.0026876 | EPA/CAMD | EPA/NEI | 2002
2019 | DE | Warren F. Sam Beasley Pwr Station | 7962 | 2 | GT | OP | CT | NG | 478 | 133516.4 | 1.331 | 0.019938 | EPA/CAMD | EPA/NEI | 2012
2019 | DE | West Substation | 597 | 10 | GT | OP | CT | DFO | 8 | 5301.8 | 0.096047 | 0.036232 | EIA non-ozone season distributed and EPA/CAMD ozone season | EPA/NEI | 1964
2019 | FL | ACE-Stanton A PV | 61247 | ASA1 | PV | OP | NA | SUN |  | 70921 |  | 0 | EIA Prime Mover-level Data | Estimated using an emission factor
2019 | FL | ACE-Stanton PV | 61246 | ASLF1 | PV | OP | NA | SUN |  | 85851 |  | 0 | EIA Prime Mover-level Data | Estimated using an emission factor
2019 | FL | AEP Jacksonville Solar Project | 61388 | PV1 | PV | OP | NA | SUN |  | 129661 |  | 0 | EIA Prime Mover-level Data | Estimated using an emission factor
2019 | FL | Alafia Solar | 61653 | PV1 | PV | CN | NA | SUN
2019 | FL | Altamonte Mall | 63254 | ALT | PV | OP | NA | SUN |  | 21371 |  | 0 | EIA Prime Mover-level Data | Estimated using an emission factor
2019 | FL | Anheuser-Busch Jacksonville | 10431 | GEN1 | GT | OP | NA | NG |  | 954470 | 2.6169 | 0.0054834 | EIA Prime Mover-level Data | NEI avg EF - PM, fuel type, firing type
2019 | FL | Avon Park | 624 | P1 | GT | OP | NA | NG |  | 25741.5 | 0.070575 | 0.0054834 | EIA Prime Mover-level Data | NEI avg EF - PM, fuel type, firing type
2019 | FL | Avon Park | 624 | P2 | GT | OP | NA | DFO |  | 25741.5 | 0.22214 | 0.017259 | EIA Prime Mover-level Data | NEI avg EF - PM, fuel type, firing type
2019 | FL | Babcock Preserve | 62634 | 1 | PV | V | NA | SUN
2019 | FL | Babcock Solar Energy Center Hybrid | 59993 | 1 | PV | OP | NA | SUN |  | 1434078 |  | 0 | EIA Prime Mover-level Data | Estimated using an emission factor
2019 | FL | Babcock Solar Energy Center Hybrid | 59993 | BA | BA | OP | NA | MWH |  | 0 |  |  | EIA Prime Mover-level Data
2019 | FL | Balm Solar | 61654 | PV1 | PV | OP | NA | SUN |  | 1210045 |  | 0 | EIA Prime Mover-level Data | Estimated using an emission factor
2019 | FL | Baptist Medical Center | 10008 | CG-1 | IC | RE | NA | NG
2019 | FL | Baptist Medical Center | 10008 | CG-3 | IC | RE | NA | NG
2019 | FL | Baptist Medical Center | 10008 | CG-4 | IC | RE | NA | NG
2019 | FL | Baptist Medical Center | 10008 | TG-1 | GT | RE | NA | NG
2019 | FL | Baptist Medical Center | 10008 | TG-2 | GT | OP | NA | NG |  | 78190 | 0.21437 | 0.0054834 | EIA Prime Mover-level Data | NEI avg EF - PM, fuel type, firing type
2019 | FL | Baptist Medical Center | 10008 | TG-3 | GT | OP | NA | NG |  | 93828 | 0.25725 | 0.0054834 | EIA Prime Mover-level Data | NEI avg EF - PM, fuel type, firing type
2019 | FL | Baptist Medical Center | 10008 | TG-4 | GT | OP | NA | NG |  | 109466 | 0.30012 | 0.0054834 | EIA Prime Mover-level Data | NEI avg EF - PM, fuel type, firing type
2019 | FL | Barefoot Bay Solar Energy Center | 61051 | 1 | PV | OP | NA | SUN |  | 1446695 |  | 0 | EIA Prime Mover-level Data | Estimated using an emission factor
2019 | FL | Bartow Solar Energy LLC | 61879 | PV | PV | OP | NA | SUN |  | 111639 |  | 0 | EIA Prime Mover-level Data | Estimated using an emission factor
2019 | FL | Bay County Waste to Energy | 10250 | 1 | ST | OP | NA | MSW |  | 442350.4 | 20.1844 | 0.09126 | EIA Unit-level Data | Estimated using an emission factor
2019 | FL | Bay County Waste to Energy | 10250 | 2 | ST | OP | NA | MSW |  | 372260.9 | 16.9863 | 0.09126 | EIA Unit-level Data | Estimated using an emission factor
2019 | FL | Bayboro | 627 | P1 | GT | OP | NA | DFO |  | 11910.75 | 0.10279 | 0.017259 | EIA Prime Mover-level Data | NEI avg EF - PM, fuel type, firing type
2019 | FL | Bayboro | 627 | P2 | GT | OP | NA | DFO |  | 11910.75 | 0.10279 | 0.017259 | EIA Prime Mover-level Data | NEI avg EF - PM, fuel type, firing type
2019 | FL | Bayboro | 627 | P3 | GT | OP | NA | DFO |  | 11910.75 | 0.10279 | 0.017259 | EIA Prime Mover-level Data | NEI avg EF - PM, fuel type, firing type
2019 | FL | Bayboro | 627 | P4 | GT | OP | NA | DFO |  | 11910.75 | 0.10279 | 0.017259 | EIA Prime Mover-level Data | NEI avg EF - PM, fuel type, firing type
2019 | FL | Big Bend | 645 | 1 | PV | OP | NA | SUN |  | 355456 |  | 0 | EIA Prime Mover-level Data | Estimated using an emission factor
2019 | FL | Big Pine | 164 | 1 | IC | RE | NA | DFO
2019 | FL | Blue Cypress Solar Energy Center | 61029 | 1 | PV | OP | NA | SUN |  | 1360843 |  | 0 | EIA Prime Mover-level Data | Estimated using an emission factor
2019 | FL | Blue Heron Solar | 62631 | 1 | PV | V | NA | SUN
2019 | FL | Bonnie Mine Solar | 61655 | PV1 | PV | OP | NA | SUN |  | 602677 |  | 0 | EIA Prime Mover-level Data | Estimated using an emission factor
2019 | FL | Brevard | 61777 | ENG1 | IC | OP | NA | LFG |  | 58277 | 0.42834 | 0.0147 | EIA Prime Mover-level Data | Estimated using an emission factor
2019 | FL | Brevard | 61777 | ENG2 | IC | OP | NA | LFG |  | 58277 | 0.42834 | 0.0147 | EIA Prime Mover-level Data | Estimated using an emission factor
2019 | FL | Brevard | 61777 | ENG3 | IC | OP | NA | LFG |  | 58277 | 0.42834 | 0.0147 | EIA Prime Mover-level Data | Estimated using an emission factor
2019 | FL | Brevard | 61777 | ENG4 | IC | OP | NA | LFG |  | 58277 | 0.42834 | 0.0147 | EIA Prime Mover-level Data | Estimated using an emission factor
2019 | FL | Brevard | 61777 | ENG5 | IC | OP | NA | LFG |  | 58277 | 0.42834 | 0.0147 | EIA Prime Mover-level Data | Estimated using an emission factor
2019 | FL | Brevard | 61777 | ENG6 | IC | OP | NA | LFG |  | 58277 | 0.42834 | 0.0147 | EIA Prime Mover-level Data | Estimated using an emission factor
2019 | FL | Bryant Sugar House | 50483 | DGE | IC | RE | NA | DFO
2019 | FL | Bryant Sugar House | 50483 | DGW | IC | RE | NA | DFO
2019 | FL | Bryant Sugar House | 50483 | TG1 | ST | RE | NA | AB
2019 | FL | Bryant Sugar House | 50483 | TG2 | ST | RE | NA | AB
2019 | FL | Bryant Sugar House | 50483 | TG3 | ST | RE | NA | AB
2019 | FL | Bryant Sugar House | 50483 | TG4 | ST | RE | NA | AB
2019 | FL | Buckeye Florida LP | 50466 | 1BB | ST | OP | NA | WDS |  | 2424061 | 27.6491 | 0.022812 | EIA Unit-level Data | NEI avg EF - PM, fuel type
2019 | FL | Buckeye Florida LP | 50466 | 1PB | ST | OP | NA | NG |  | 1040153 | 4.1879 | 0.0080524 | EIA Unit-level Data | NEI avg EF - PM, fuel type
2019 | FL | Buckeye Florida LP | 50466 | 2BB | ST | OP | NA | WDS |  | 4620579 | 52.7028 | 0.022812 | EIA Unit-level Data | NEI avg EF - PM, fuel type
2019 | FL | Buckeye Florida LP | 50466 | 2PB | ST | OP | NA | NG |  | 707556.3 | 2.8488 | 0.0080524 | EIA Unit-level Data | NEI avg EF - PM, fuel type
2019 | FL | Buckeye Florida LP | 50466 | 2RB | ST | OP | NA | BLQ |  | 7760669 | 0.60339 | 0.0001555 | EIA Unit-level Data | Estimated using an emission factor
2019 | FL | Buckeye Florida LP | 50466 | 3RB | ST | OP | NA | BLQ |  | 6266089 | 0.48719 | 0.0001555 | EIA Unit-level Data | Estimated using an emission factor
2019 | FL | Buckeye Florida LP | 50466 | 4RB | ST | OP | NA | BLQ |  | 8557254 | 0.66533 | 0.0001555 | EIA Unit-level Data | Estimated using an emission factor
2019 | FL | Butler Plaza | 58618 | 1 | PV | OP | NA | SUN |  | 11022 |  | 0 | EIA Prime Mover-level Data | Estimated using an emission factor
2019 | FL | C H Corn Hydroelectric Facility | 956 | 1 | HY | RE | NA | WAT |  | 21467.67 |  |  | EIA Prime Mover-level Data
2019 | FL | C H Corn Hydroelectric Facility | 956 | 2 | HY | RE | NA | WAT |  | 21467.67 |  |  | EIA Prime Mover-level Data
2019 | FL | C H Corn Hydroelectric Facility | 956 | 3 | HY | RE | NA | WAT |  | 16588.66 |  |  | EIA Prime Mover-level Data
2019 | FL | Cattle Ranch | 62632 | 1 | PV | V | NA | SUN
2019 | FL | Central District Wastewater Treat Plant | 54623 | 1 | IC | RE | NA | OBG
2019 | FL | Central District Wastewater Treat Plant | 54623 | 2 | IC | RE | NA | OBG
2019 | FL | Central District Wastewater Treat Plant | 54623 | 3 | IC | RE | NA | OBG
2019 | FL | Central District Wastewater Treat Plant | 54623 | 4 | IC | RE | NA | OBG
2019 | FL | Central District Wastewater Treat Plant | 54623 | 5 | IC | OP | NA | OBG |  | 661 | 0.0048583 | 0.0147 | EIA Prime Mover-level Data | Estimated using an emission factor
2019 | FL | Central District Wastewater Treat Plant | 54623 | 6 | IC | OP | NA | OBG |  | 661 | 0.0048583 | 0.0147 | EIA Prime Mover-level Data | Estimated using an emission factor
2019 | FL | Central District Wastewater Treat Plant | 54623 | 3A | IC | OP | NA | OBG |  | 661 | 0.0048583 | 0.0147 | EIA Prime Mover-level Data | Estimated using an emission factor
2019 | FL | Central District Wastewater Treat Plant | 54623 | 4A | IC | OP | NA | OBG |  | 661 | 0.0048583 | 0.0147 | EIA Prime Mover-level Data | Estimated using an emission factor
2019 | FL | Citrus Ridge Solar | 61988 | FL501 | PV | OP | NA | SUN |  | 872102 |  | 0 | EIA Prime Mover-level Data | Estimated using an emission factor
2019 | FL | Citrus Solar Energy Center Hybrid | 60061 | 1 | PV | OP | NA | SUN |  | 1458813 |  | 0 | EIA Prime Mover-level Data | Estimated using an emission factor
2019 | FL | Citrus Solar Energy Center Hybrid | 60061 | BA | BA | OP | NA | MWH |  | 0 |  |  | EIA Prime Mover-level Data
2019 | FL | Clewiston Sugar House | 50482 | B1 | ST | OP | NA |  |  | 584727 |  |  | EIA Unit-level Data
2019 | FL | Clewiston Sugar House | 50482 | B2 | ST | OP | NA |  |  | 449255.6 |  |  | EIA Unit-level Data
2019 | FL | Clewiston Sugar House | 50482 | B4 | ST | OP | NA |  |  | 903459 |  |  | EIA Unit-level Data
2019 | FL | Clewiston Sugar House | 50482 | B7 | ST | OP | NA |  |  | 3747011 |  |  | EIA Unit-level Data
2019 | FL | Clewiston Sugar House | 50482 | B8 | ST | OP | NA |  |  | 6393353 |  |  | EIA Unit-level Data
2019 | FL | Clewiston Sugar House | 50482 | B9 | ST | OP | NA |  |  | 2564608 |  |  | EIA Unit-level Data
2019 | FL | Clewiston Sugar House | 50482 | DGN | IC | RE | NA | DFO
2019 | FL | Clewiston Sugar House | 50482 | DGS | IC | RE | NA | DFO
2019 | FL | Clewiston Sugar House | 50482 | TG1 | ST | RE | NA | AB
2019 | FL | Columbia Solar Power Plant | 61982 | PV1 | PV | V | NA | SUN
2019 | FL | Coral Farms Solar Energy Center | 61022 | 1 | PV | OP | NA | SUN |  | 1377929 |  | 0 | EIA Prime Mover-level Data | Estimated using an emission factor
2019 | FL | CoTAL Solar Farm | 60582 | PV1 | PV | OP | NA | SUN |  | 338975 |  | 0 | EIA Prime Mover-level Data | Estimated using an emission factor
2019 | FL | Covanta Lake County Energy | 50629 | 1 | ST | OP | NA | MSW |  | 821534.9 | 0.06408 | 0.000156 | EIA Unit-level Data | Estimated using an emission factor
2019 | FL | Covanta Lake County Energy | 50629 | 2 | ST | OP | NA | MSW |  | 785956.4 | 0.061305 | 0.000156 | EIA Unit-level Data | Estimated using an emission factor
2019 | FL | Crystal River | 628 | 3 | ST | RE | NA | NUC
2019 | FL | CSL Gas Recovery | 50572 | GEN1 | CT |  | NA | LFG |  | 349283.5 | 3.7723 | 0.0216 | EIA Unit-level Data | Estimated using an emission factor
2019 | FL | CSL Gas Recovery | 50572 | GEN2 | CT |  | NA | LFG |  | 342292.9 | 3.6968 | 0.0216 | EIA Unit-level Data | Estimated using an emission factor
2019 | FL | CSL Gas Recovery | 50572 | GEN3 | CT |  | NA | LFG |  | 357135.5 | 3.8571 | 0.0216 | EIA Unit-level Data | Estimated using an emission factor
2019 | FL | CSL Gas Recovery | 50572 | GEN4 | CA | OP | NA | LFG |  | 0 | 0 | 0.0029 | EIA Unit-level Data | NEI avg EF - PM, fuel type, firing type
2019 | FL | Cudjoe | 6582 | 2 | IC | RE | NA | DFO
2019 | FL | Cudjoe | 6582 | 3 | IC | RE | NA | DFO
2019 | FL | Cutler | 610 | 5 | ST | RE | NA | NG
2019 | FL | Cutler | 610 | 6 | ST | RE | NA | NG
2019 | FL | Cutrale Citrus Juices USA I | 10020 | GEN1 | GT | RE | NA | NG
2019 | FL | Cutrale Citrus Juices USA I | 10020 | GEN2 | GT | RE | NA | NG
2019 | FL | Cutrale Citrus Juices USA I | 10020 | GEN3 | GT | OP | NA | NG |  | 402139 | 1.1025 | 0.0054834 | EIA Prime Mover-level Data | NEI avg EF - PM, fuel type, firing type
2019 | FL | Cutrale Citrus Juices USA II | 10188 | GEN1 | CT | RE | NA | NG
2019 | FL | Cutrale Citrus Juices USA II | 10188 | GEN2 | CT | RE | NA | NG
2019 | FL | Cutrale Citrus Juices USA II | 10188 | GEN3 | CA | RE | NA | NG
2019 | FL | Cutrale Citrus Juices USA II | 10188 | GEN4 | GT | RE | NA | NG
2019 | FL | Cutrale Citrus Juices USA II | 10188 | GEN5 | GT | RE | NA | NG
2019 | FL | Cutrale Citrus Juices USA II | 10188 | GEN6 | GT | OP | NA | NG |  | 328421.5 | 0.90043 | 0.0054834 | EIA Prime Mover-level Data | NEI avg EF - PM, fuel type, firing type
2019 | FL | Cutrale Citrus Juices USA II | 10188 | GEN7 | GT | OP | NA | NG |  | 328421.5 | 0.90043 | 0.0054834 | EIA Prime Mover-level Data | NEI avg EF - PM, fuel type, firing type
2019 | FL | Daytona International Speedway Solar | 60005 | 1 | PV | OP | NA | SUN |  | 18442 |  | 0 | EIA Prime Mover-level Data | Estimated using an emission factor
2019 | FL | Debary Solar Power Plant | 62542 | PV1 | PV | U | NA | SUN
2019 | FL | DeSoto Next Generation Solar Energy | 56929 | 1 | PV | OP | NA | SUN |  | 407393 |  | 0 | EIA Prime Mover-level Data | Estimated using an emission factor
2019 | FL | Dinner Lake | 747 | 1 | ST | RE | NA | NG
2019 | FL | Discovery Solar Center | 63109 | 1 | PV | L | NA | SUN
2019 | FL | Durrance | 63495 | 1 | PV | P | NA | SUN
2019 | FL | Echo River Solar | 62490 | 1 | PV | V | NA | SUN
2019 | FL | Egret Solar Center | 62925 | 1 | PV | T | NA | SUN
2019 | FL | Eight Flags Energy | 60025 | 01 | GT | OP | NA | NG |  | 1785055 | 4.8941 | 0.0054834 | EIA Prime Mover-level Data | NEI avg EF - PM, fuel type, firing type
2019 | FL | F J Gannon | 646 | 1 | ST | RE | NA | BIT
2019 | FL | F J Gannon | 646 | 2 | ST | RE | NA | BIT
2019 | FL | F J Gannon | 646 | 3 | ST | RE | NA | BIT
2019 | FL | F J Gannon | 646 | 4 | ST | RE | NA | BIT
2019 | FL | F J Gannon | 646 | GT1 | GT | RE | NA | DFO
2019 | FL | Fernandina Beach Mill | 10202 | 4REC | ST | OP | OTHER BOILER | BLQ |  | 5098690 | 0.79285 | 0.000311 | EIA Unit-level Data | Estimated using an emission factor
2019 | FL | Fernandina Beach Mill | 10202 | 5PWR | ST | OP | OTHER BOILER | WDS |  | 3265779 | 33.0333 | 0.02023 | EIA Unit-level Data | NEI avg EF - PM, fuel type, firing type
2019 | FL | Fernandina Beach Mill | 10202 | 5REC | ST | OP | OTHER BOILER | BLQ |  | 5434938 | 0.84513 | 0.000311 | EIA Unit-level Data | Estimated using an emission factor
2019 | FL | Fernandina Beach Mill | 10202 | 7PWR | ST | OP | TANGENTIAL | NG |  | 6365308 | 29.9093 | 0.0093976 | EIA Unit-level Data | NEI avg EF - PM, fuel type, firing type
2019 | FL | Fernandina Plant | 10562 | GEN2 | ST | RE | NA | RFO
2019 | FL | Fernandina Plant | 10562 | PB6 | ST | OP | NA | WDS |  | 3337943 | 38.0729 | 0.022812 | EIA Unit-level Data | NEI avg EF - PM, fuel type
2019 | FL | Fernandina Plant | 10562 | REC5 | ST | OP | NA | WDL |  | 4149447 | 36.7226 | 0.0177 | EIA Unit-level Data | Estimated using an emission factor
2019 | FL | Field Street | 7954 | 1 | GT | OP | NA | DFO |  | 591.5 | 0.0051044 | 0.017259 | EIA Prime Mover-level Data | NEI avg EF - PM, fuel type, firing type
2019 | FL | Field Street | 7954 | 2 | GT | OP | NA | DFO |  | 591.5 | 0.0051044 | 0.017259 | EIA Prime Mover-level Data | NEI avg EF - PM, fuel type, firing type
2019 | FL | FIU Solar | 60006 | 1 | PV | OP | NA | SUN |  | 9437 |  | 0 | EIA Prime Mover-level Data | Estimated using an emission factor
2019 | FL | FL Solar 4, LLC | 63187 | FL4 | PV | OP | NA | SUN |  | 12661 |  | 0 | EIA Prime Mover-level Data | Estimated using an emission factor
2019 | FL | Florida's Natural Growers | 10275 | CE50 | GT | OP | NA | NG |  | 241982.5 | 0.66344 | 0.0054834 | EIA Prime Mover-level Data | NEI avg EF - PM, fuel type, firing type
2019 | FL | Florida's Natural Growers | 10275 | TA70 | GT | OP | NA | NG |  | 497792.5 | 1.3648 | 0.0054834 | EIA Prime Mover-level Data | NEI avg EF - PM, fuel type, firing type
2019 | FL | G E Turner | 629 | P1 | GT | RE | NA | DFO
2019 | FL | G E Turner | 629 | P2 | GT | RE | NA | DFO
2019 | FL | G E Turner | 629 | P3 | GT | RE | NA | DFO
2019 | FL | G E Turner | 629 | P4 | GT | RE | NA | DFO
2019 | FL | G W Ivey | 665 | 2 | IC | OP | NA | NG |  | 44.482 | 9.3857e-06 | 0.000422 | EIA Prime Mover-level Data | Estimated using an emission factor
2019 | FL | G W Ivey | 665 | 3 | IC | OP | NA | NG |  | 44.482 | 9.3857e-06 | 0.000422 | EIA Prime Mover-level Data | Estimated using an emission factor
2019 | FL | G W Ivey | 665 | 8 | IC | RE | NA | NG
2019 | FL | G W Ivey | 665 | 9 | IC | RE | NA | NG
2019 | FL | G W Ivey | 665 | 10 | IC | RE | NA | NG
2019 | FL | G W Ivey | 665 | 11 | IC | RE | NA | NG
2019 | FL | G W Ivey | 665 | 12 | IC | RE | NA | NG
2019 | FL | G W Ivey | 665 | 13 | IC | OP | NA | NG |  | 44.482 | 9.3857e-06 | 0.000422 | EIA Prime Mover-level Data | Estimated using an emission factor
2019 | FL | G W Ivey | 665 | 14 | IC | OP | NA | NG |  | 44.482 | 9.3857e-06 | 0.000422 | EIA Prime Mover-level Data | Estimated using an emission factor
2019 | FL | G W Ivey | 665 | 15 | IC | OP | NA | NG |  | 44.482 | 9.3857e-06 | 0.000422 | EIA Prime Mover-level Data | Estimated using an emission factor
2019 | FL | G W Ivey | 665 | 16 | IC | OP | NA | NG |  | 44.482 | 9.3857e-06 | 0.000422 | EIA Prime Mover-level Data | Estimated using an emission factor
2019 | FL | G W Ivey | 665 | 17 | IC | OP | NA | NG |  | 44.482 | 9.3857e-06 | 0.000422 | EIA Prime Mover-level Data | Estimated using an emission factor
2019 | FL | G W Ivey | 665 | 18 | IC | RE | NA | NG
2019 | FL | G W Ivey | 665 | 19 | IC | OP | NA | NG |  | 195.72 | 4.1297e-05 | 0.000422 | EIA Prime Mover-level Data | Estimated using an emission factor
2019 | FL | G W Ivey | 665 | 20 | IC | OP | NA | NG |  | 142.342 | 3.0034e-05 | 0.000422 | EIA Prime Mover-level Data | Estimated using an emission factor
2019 | FL | G W Ivey | 665 | 21 | IC | OP | NA | NG |  | 142.342 | 3.0034e-05 | 0.000422 | EIA Prime Mover-level Data | Estimated using an emission factor
2019 | FL | G W Ivey | 665 | 22 | IC | SB | NA | DFO |  | 2.224 | 0.00034472 | 0.31 | EIA Prime Mover-level Data | Estimated using an emission factor
2019 | FL | G2 Energy Marion LLC | 57128 | 357 | IC | OP | NA | LFG |  | 100609.6 | 0.73948 | 0.0147 | EIA Prime Mover-level Data | Estimated using an emission factor
2019 | FL | G2 Energy Marion LLC | 57128 | 358 | IC | OP | NA | LFG |  | 100609.6 | 0.73948 | 0.0147 | EIA Prime Mover-level Data | Estimated using an emission factor
2019 | FL | G2 Energy Marion LLC | 57128 | 360 | IC | OP | NA | LFG |  | 50304.8 | 0.36974 | 0.0147 | EIA Prime Mover-level Data | Estimated using an emission factor
2019 | FL | Georgia-Pacific Palatka Operations | 10611 | 5 | ST | OP | WALL | NG |  | 2150052 | 7.7127 | 0.0071744 | EIA Unit-level Data | NEI avg EF - PM, fuel type, firing type
2019 | FL | Georgia-Pacific Palatka Operations | 10611 | 7 | ST | RE | WALL | NG |  | 0 |  |  | EIA Unit-level Data
2019 | FL | Georgia-Pacific Palatka Operations | 10611 | 4 COMB | ST | OP | STOKER | NG |  | 2028133 | 8.7751 | 0.0086534 | EIA Unit-level Data | NEI avg EF - PM, fuel type, firing type
2019 | FL | Georgia-Pacific Palatka Operations | 10611 | 4RB | ST | OP | OTHER BOILER | BLQ |  | 6951205 | 0.10809 | 3.11e-05 | EIA Unit-level Data | Estimated using an emission factor
2019 | FL | Georgia-Pacific Palatka Operations | 10611 | GEN3 | ST | RE | NA | BLQ
2019 | FL | Girvin Landfill | 7705 | 1 | IC | RE | NA | LFG
2019 | FL | Goldfinch | 60124 | GFNCH | PV | OP | NA | SUN |  | 46434 |  | 0 | EIA Prime Mover-level Data | Estimated using an emission factor
2019 | FL | Grange Hall Solar | 61656 | PV1 | PV | OP | NA | SUN |  | 939860 |  | 0 | EIA Prime Mover-level Data | Estimated using an emission factor
2019 | FL | Gulf Coast Solar Center I | 59689 | GCSC1 | PV | OP | NA | SUN |  | 525870 |  | 0 | EIA Prime Mover-level Data | Estimated using an emission factor
2019 | FL | Gulf Coast Solar Center II | 59690 | GCSC2 | PV | OP | NA | SUN |  | 699604 |  | 0 | EIA Prime Mover-level Data | Estimated using an emission factor
2019 | FL | Gulf Coast Solar Center III | 59691 | GCSC3 | PV | OP | NA | SUN |  | 843566 |  | 0 | EIA Prime Mover-level Data | Estimated using an emission factor
2019 | FL | Gulf Power Blue Indigo Energy | 63754 | SBI01 | PV | U | NA | SUN
2019 | FL | Hamilton Solar Power Plant | 61807 | PV1 | PV | OP | NA | SUN |  | 1608374 |  | 0 | EIA Prime Mover-level Data | Estimated using an emission factor
2019 | FL | Hammock Solar | 61024 | 1 | PV | OP | NA | SUN |  | 1398400 |  | 0 | EIA Prime Mover-level Data | Estimated using an emission factor
2019 | FL | Hansel | 672 | 8 | IC | RE | NA | NG
2019 | FL | Hansel | 672 | 14 | IC | RE | NA | NG
2019 | FL | Hansel | 672 | 15 | IC | RE | NA | NG
2019 | FL | Hansel | 672 | 16 | IC | RE | NA | NG
2019 | FL | Hansel | 672 | 17 | IC | RE | NA | NG
2019 | FL | Hansel | 672 | 18 | IC | RE | NA | NG
2019 | FL | Hansel | 672 | 19 | IC | RE | NA | DFO
2019 | FL | Hansel | 672 | 20 | IC | RE | NA | DFO
2019 | FL | Hansel | 672 | 21 | CT | RE | NA | NG
2019 | FL | Hansel | 672 | 22 | CA | RE | NA | NG
2019 | FL | Hansel | 672 | 23 | CA | RE | NA | NG
2019 | FL | Harmony Solar | 63582 | HFS | PV | U | NA | SUN
2019 | FL | Harvest Power Orlando | 59151 | CHP 1 | IC | OP | NA | OBG |  | 106812.5 | 0.78507 | 0.0147 | EIA Prime Mover-level Data | Estimated using an emission factor
2019 | FL | Harvest Power Orlando | 59151 | CHP 2 | IC | OP | NA | OBG |  | 106812.5 | 0.78507 | 0.0147 | EIA Prime Mover-level Data | Estimated using an emission factor
2019 | FL | Hecate Energy Blair Road LLC | 62778 | HEJEA | PV | OP | NA | SUN |  | 61108 |  | 0 | EIA Prime Mover-level Data | Estimated using an emission factor
2019 | FL | Henry D King | 658 | 5 | CA | RE | NA | NG
2019 | FL | Henry D King | 658 | 6 | ST | RE | NA | NG
2019 | FL | Henry D King | 658 | 7 | ST | RE | NA | NG
2019 | FL | Henry D King | 658 | 8 | ST | RE | NA | NG
2019 | FL | Henry D King | 658 | 9 | CT | RE | NA | NG
2019 | FL | Henry D King | 658 | D1 | IC | RE | NA | DFO
2019 | FL | Henry D King | 658 | D2 | IC | RE | NA | DFO
2019 | FL | Hernando | 61779 | ENG1 | IC | OP | NA | LFG |  | 119693 | 0.87974 | 0.0147 | EIA Prime Mover-level Data | Estimated using an emission factor
2019 | FL | Hibiscus Solar Energy Center | 62206 | 1 | PV | V | NA | SUN
2019 | FL | Higgins | 630 | P1 | GT | RE | NA | NG |  | 58055.29 | 0.15917 | 0.0054834 | EIA Prime Mover-level Data | NEI avg EF - PM, fuel type, firing type
2019 | FL | Higgins | 630 | P2 | GT | RE | NA | NG |  | 58055.29 | 0.15917 | 0.0054834 | EIA Prime Mover-level Data | NEI avg EF - PM, fuel type, firing type
2019 | FL | Higgins | 630 | P3 | GT | RE | NA | NG |  | 73904.21 | 0.20262 | 0.0054834 | EIA Prime Mover-level Data | NEI avg EF - PM, fuel type, firing type
2019 | FL | Higgins | 630 | P4 | GT | RE | NA | NG |  | 73904.21 | 0.20262 | 0.0054834 | EIA Prime Mover-level Data | EPA/NEI
2019 | FL | Hillsborough County Resource Recovery | 50858 | MWC1B | ST | OP | NA |  |  | 1086748 |  |  | EIA Unit-level Data
2019 | FL | Hillsborough County Resource Recovery | 50858 | MWC2C | ST | OP | NA |  |  | 982247.5 |  |  | EIA Unit-level Data
2019 | FL | Hillsborough County Resource Recovery | 50858 | MWC3D | ST | OP | NA |  |  | 1058763 |  |  | EIA Unit-level Data
2019 | FL | Hillsborough County Resource Recovery | 50858 | MWC4E | ST | OP | NA |  |  | 1806523 |  |  | EIA Unit-level Data
2019 | FL | Hookers Point | 647 | 1 | ST | RE | NA | RFO
2019 | FL | Hookers Point | 647 | 2 | ST | RE | NA | RFO
2019 | FL | Hookers Point | 647 | 3 | ST | RE | NA | RFO
2019 | FL | Hookers Point | 647 | 4 | ST | RE | NA | RFO
2019 | FL | Hookers Point | 647 | 5 | ST | RE | NA | RFO
2019 | FL | Horizon Solar Energy Center | 61021 | 1 | PV | OP | NA | SUN |  | 1389753 |  | 0 | EIA Prime Mover-level Data | Estimated using an emission factor
2019 | FL | Howard F Curren Advncd Wastewater Plant | 54347 | 1 | IC | OS | NA | OBG |  |  |  | 0.0147
2019 | FL | Howard F Curren Advncd Wastewater Plant | 54347 | 2 | IC | OS | NA | OBG |  |  |  | 0.0147
2019 | FL | Howard F Curren Advncd Wastewater Plant | 54347 | 3 | IC | OS | NA | OBG |  |  |  | 0.0147
2019 | FL | Howard F Curren Advncd Wastewater Plant | 54347 | 4 | IC | OS | NA | OBG |  |  |  | 0.0147
2019 | FL | Howard F Curren Advncd Wastewater Plant | 54347 | 5 | IC | OS | NA | OBG |  |  |  | 0.0147
2019 | FL | IKEA Jacksonville Rooftop PV System | 61821 | PV1 | PV | OP | NA | SUN |  | 22159 |  | 0 | EIA Prime Mover-level Data | Estimated using an emission factor
2019 | FL | IKEA Miami 327 | 61173 | PV | PV | OP | NA | SUN |  | 11307 |  | 0 | EIA Prime Mover-level Data | Estimated using an emission factor
2019 | FL | IKEA Tampa 042 | 58012 | PV | PV | OP | NA | SUN |  | 15216 |  | 0 | EIA Prime Mover-level Data | Estimated using an emission factor
2019 | FL | Imeson Solar | 63186 | IMESO | PV | OP | NA | SUN |  | 10462 |  | 0 | EIA Prime Mover-level Data | Estimated using an emission factor
2019 | FL | Imeson Solar | 63186 | IMESS | BA | OP | NA | MWH
2019 | FL | Indian River | 55318 | 1 | ST | OS | TANGENTIAL | NG |  |  |  | 0.0080534
2019 | FL | Indian River | 55318 | 2 | ST | OS | TANGENTIAL | NG |  |  |  | 0.0080534
2019 | FL | Indian River | 55318 | 3 | ST | OS | TANGENTIAL | NG |  |  |  | 0.0080534
2019 | FL | Indian River Solar Center | 61020 | 1 | PV | OP | NA | SUN |  | 1403564 |  | 0 | EIA Prime Mover-level Data | Estimated using an emission factor
2019 | FL | International Paper Pensacola | 50250 | 1RB | ST | OP | NA | BLQ |  | 5836850 | 0.090763 | 3.11e-05 | EIA Unit-level Data | Estimated using an emission factor
2019 | FL | International Paper Pensacola | 50250 | 2RB | ST | OP | NA | BLQ |  | 5804778 | 0.090264 | 3.11e-05 | EIA Unit-level Data | Estimated using an emission factor
2019 | FL | International Paper Pensacola | 50250 | 3PB | ST | OP | NA | NG |  | 557659 | 2.2453 | 0.0080524 | EIA Unit-level Data | NEI avg EF - PM, fuel type
2019 | FL | International Paper Pensacola | 50250 | 4PB | ST | OP | NA | WDS |  | 4788041 | 54.6129 | 0.022812 | EIA Unit-level Data | NEI avg EF - PM, fuel type, firing type
2019 | FL | International Paper Pensacola | 50250 | 6PB | ST | OP | NA | NG |  | 1957454 | 7.8811 | 0.0080524 | EIA Unit-level Data | NEI avg EF - PM, fuel type
2019 | FL | Interstate Solar Energy Center | 61768 | 1 | PV | OP | NA | SUN |  | 1222244 |  | 0 | EIA Prime Mover-level Data | Estimated using an emission factor
2019 | FL | J Woodruff | 690 | 1 | HY | RE | NA | WAT
2019 | FL | J Woodruff | 690 | 2 | HY | RE | NA | WAT
2019 | FL | J Woodruff | 690 | 3 | HY | RE | NA | WAT
2019 | FL | J Woodruff | 690 | 1A | HY | OP | NA | WAT |  | 603088.7 |  | 1.5381e-07 | EIA Prime Mover-level Data | NEI avg EF - PM, fuel type, firing type
2019 | FL | J Woodruff | 690 | 2A | HY | OP | NA | WAT |  | 603088.7 |  | 1.5381e-07 | EIA Prime Mover-level Data | NEI avg EF - PM, fuel type, firing type
2019 | FL | J Woodruff | 690 | 3A | HY | OP | NA | WAT |  | 603088.7 |  | 1.5381e-07 | EIA Prime Mover-level Data | NEI avg EF - PM, fuel type, firing type
2019 | FL | Jackson Mill | 54430 | GEN1 | ST | RE | NA | NG
2019 | FL | Jacksonville Solar | 57202 | 1 | PV | OP | NA | SUN |  | 163068 |  | 0 | EIA Prime Mover-level Data | Estimated using an emission factor
2019 | FL | JED Solid Waste Mgmt Renewable Energy | 60701 | 00603 | IC | OP | NA | LFG |  | 84456.34 | 0.62075 | 0.0147 | EIA Prime Mover-level Data | Estimated using an emission factor
2019 | FL | JED Solid Waste Mgmt Renewable Energy | 60701 | 00696 | IC | OP | NA | LFG |  | 84456.34 | 0.62075 | 0.0147 | EIA Prime Mover-level Data | Estimated using an emission factor
2019 | FL | JED Solid Waste Mgmt Renewable Energy | 60701 | 00697 | IC | OP | NA | LFG |  | 84456.34 | 0.62075 | 0.0147 | EIA Prime Mover-level Data | Estimated using an emission factor
2019 | FL | JED Solid Waste Mgmt Renewable Energy | 60701 | 00698 | IC | OP | NA | LFG |  | 84456.34 | 0.62075 | 0.0147 | EIA Prime Mover-level Data | Estimated using an emission factor
2019 | FL | JED Solid Waste Mgmt Renewable Energy | 60701 | 00699 | IC | OP | NA | LFG |  | 84456.34 | 0.62075 | 0.0147 | EIA Prime Mover-level Data | Estimated using an emission factor
2019 | FL | JED Solid Waste Mgmt Renewable Energy | 60701 | 00700 | IC | OP | NA | LFG |  | 84456.34 | 0.62075 | 0.0147 | EIA Prime Mover-level Data | Estimated using an emission factor
2019 | FL | Lake Hancock Solar | 61657 | PV1 | PV | OP | NA | SUN |  | 297580 |  | 0 | EIA Prime Mover-level Data | Estimated using an emission factor
2019 | FL | Lake Placid Solar Power Plant | 62541 | PV1 | PV | OP | NA | SUN |  | 37130 |  | 0 | EIA Prime Mover-level Data | Estimated using an emission factor
2019 | FL | Lakeland Electric Co. (FL) - Airport II | 59754 | 1 | PV | OP | NA | SUN
2019 | FL | Lakeland Electric Co. (FL)-Airport 1 | 59744 | 1 | PV | OP | NA | SUN |  | 39491 |  | 0 | EIA Prime Mover-level Data | Estimated using an emission factor
2019 | FL | Lakeside Solar Center | 62922 | 1 | PV | T | NA | SUN
2019 | FL | Lee County Solid Waste Energy | 52010 | BLR1 | ST | OP | NA | MSW |  | 2066117 | 1.6116 | 0.00156 | EIA Unit-level Data | Estimated using an emission factor
2019 | FL | Lee County Solid Waste Energy | 52010 | BLR2 | ST | OP | NA | MSW |  | 1984110 | 1.5476 | 0.00156 | EIA Unit-level Data | Estimated using an emission factor
2019 | FL | Lee County Solid Waste Energy | 52010 | BLR3 | ST | OP | NA | MSW |  | 2051561 | 1.6002 | 0.00156 | EIA Unit-level Data | Estimated using an emission factor
2019 | FL | Legoland Solar | 60371 | 1 | PV | OP | NA | SUN |  | 18716 |  | 0 | EIA Prime Mover-level Data | Estimated using an emission factor
2019 | FL | Levy Nuclear Plant | 57894 | LNP1 | ST | CN | NA | NUC
2019 | FL | Levy Nuclear Plant | 57894 | LNP2 | ST | CN | NA | NUC
2019 | FL | Lithia Solar | 61663 | GEN1 | PV | OP | NA | SUN |  | 1104718 |  | 0 | EIA Prime Mover-level Data | Estimated using an emission factor
2019 | FL | Little Manatee River Solar | 62750 | GEN1 | PV | V | NA | SUN
2019 | FL | LKL BLBD, LLC | 59611 | LKLBB | PV | OP | NA | SUN |  | 98488 |  | 0 | EIA Prime Mover-level Data | Estimated using an emission factor
2019 | FL | Lockheed Martin Solar | 61694 | SOLAR | PV | OP | NA | SUN |  | 27396 |  | 0 | EIA Prime Mover-level Data | Estimated using an emission factor
2019 | FL | Lockheed Martin Solar System | 59867 | LMSOL | PV | OP | NA | SUN |  | 28295 |  | 0 | EIA Prime Mover-level Data | Estimated using an emission factor
2019 | FL | Loggerhead Solar Energy Center | 61052 | 1 | PV | OP | NA | SUN |  | 1384812 |  | 0 | EIA Prime Mover-level Data | Estimated using an emission factor
2019 | FL | Magnolia Springs Solar Center | 62915 | 1 | PV | T | NA | SUN
2019 | FL | Manatee County LFGTE | 59142 | IC1 | IC | OA | NA | LFG |  | 86766 | 0.63773 | 0.0147 | EIA Prime Mover-level Data | Estimated using an emission factor
2019 | FL | Manatee Solar Energy Center | 60014 | 1 | PV | OP | NA | SUN |  | 1462927 |  | 0 | EIA Prime Mover-level Data | Estimated using an emission factor
2019 | FL | Manatee Solar Energy Center | 60014 | BMS | BA | P | NA | MWH
2019 | FL | Marathon Generating Plant | 696 | 3 | IC | RE | NA | DFO |  |  |  | 0.31
2019 | FL | Marathon Generating Plant | 696 | 4 | IC | RE | NA | DFO |  |  |  | 0.31
2019 | FL | Marathon Generating Plant | 696 | 5 | IC | RE | NA | DFO
2019 | FL | Marathon Generating Plant | 696 | 6 | IC | RE | NA | DFO |  |  |  | 0.31
2019 | FL | Marathon Generating Plant | 696 | 7 | IC | RE | NA | DFO |  |  |  | 0.31
2019 | FL | Marathon Generating Plant | 696 | 8 | IC | SB | NA | DFO |  | 206.182 | 0.031958 | 0.31 | EIA Prime Mover-level Data | Estimated using an emission factor
2019 | FL | Marathon Generating Plant | 696 | 9 | IC | SB | NA | DFO |  | 206.182 | 0.031958 | 0.31 | EIA Prime Mover-level Data | Estimated using an emission factor
2019 | FL | Marathon Generating Plant | 696 | 10 | IC | SB | NA | DFO |  | 360.818 | 0.055927 | 0.31 | EIA Prime Mover-level Data | Estimated using an emission factor
2019 | FL | Marathon Generating Plant | 696 | 11 | IC | SB | NA | DFO |  | 360.818 | 0.055927 | 0.31 | EIA Prime Mover-level Data | Estimated using an emission factor
2019 | FL | McKay Bay Facility | 50875 | 1 | ST | OP | NA | MSW |  | 812218.8 | 4.4347 | 0.01092 | EIA Unit-level Data | Estimated using an emission factor
2019 | FL | McKay Bay Facility | 50875 | 2 | ST | OP | NA | MSW |  | 815791.7 | 4.4542 | 0.01092 | EIA Unit-level Data | Estimated using an emission factor
2019 | FL | McKay Bay Facility | 50875 | 3 | ST | OP | NA | MSW |  | 807497.9 | 4.4089 | 0.01092 | EIA Unit-level Data | Estimated using an emission factor
2019 | FL | McKay Bay Facility | 50875 | 4 | ST | OP | NA | MSW |  | 789996.5 | 4.3134 | 0.01092 | EIA Unit-level Data | Estimated using an emission factor
2019 | FL | Miami Dade County Resource Recovery Fac | 10062 | BLR1 | ST | OP | NA | MSW |  | 1644870 | 0.1283 | 0.000156 | EIA Unit-level Data | Estimated using an emission factor
2019 | FL | Miami Dade County Resource Recovery Fac | 10062 | BLR2 | ST | OP | NA | MSW |  | 1703391 | 0.13286 | 0.000156 | EIA Unit-level Data | Estimated using an emission factor
2019 | FL | Miami Dade County Resource Recovery Fac | 10062 | BLR3 | ST | OP | NA | MSW |  | 1908773 | 0.14888 | 0.000156 | EIA Unit-level Data | Estimated using an emission factor
2019 | FL | Miami Dade County Resource Recovery Fac | 10062 | BLR4 | ST | OP | NA | MSW |  | 1666254 | 0.12997 | 0.000156 | EIA Unit-level Data | Estimated using an emission factor
2019 | FL | Miami Dade Solar Energy Center | 61766 | 1 | PV | OP | NA | SUN |  | 1254112 |  | 0 | EIA Prime Mover-level Data | Estimated using an emission factor
2019 | FL | Midway | 7893 | 1 | CC | IP | NA | NG
2019 | FL | Midway | 7893 | 2 | CC | IP | NA | NG
2019 | FL | Midway | 7893 | 3 | CC | IP | NA | NG
2019 | FL | Mosaic Co Bartow Facility | 50633 | GEN1 | ST | OP | NA | WH |  | 1636859 |  | 0 | EIA Prime Mover-level Data | Estimated using an emission factor
2019 | FL | Mosaic Co Bartow Facility | 50633 | GEN2 | ST | OP | NA | WH |  | 1996169 |  | 0 | EIA Prime Mover-level Data | Estimated using an emission factor
2019 | FL | Mosaic Co Greenbay | 10205 | GEN1 | ST | RE | NA | OTH
2019 | FL | Mosaic Co Mulberry Facility | 50510 | CGN1 | ST | RE | NA | OTH
2019 | FL | Mosaic Co Tampa Facility | 10204 | GEN1 | ST | OP | NA | WH |  | 1245964 |  | 0 | EIA Prime Mover-level Data | Estimated using an emission factor
2019 | FL | Mosaic Co Tampa Facility | 10204 | GEN3 | ST | OP | NA | WH |  | 1140486 |  | 0 | EIA Prime Mover-level Data | Estimated using an emission factor
2019 | FL | Mosaic New Wales Operations | 10434 | TG1 | ST | OS | NA | WH |  | 308535.1 |  | 0 | EIA Prime Mover-level Data | Estimated using an emission factor
2019 | FL | Mosaic New Wales Operations | 10434 | TG2 | ST | OP | NA | WH |  | 1804931 |  | 0 | EIA Prime Mover-level Data | Estimated using an emission factor
2019 | FL | Mosaic New Wales Operations | 10434 | TG3 | ST | OP | NA | WH |  | 987312.4 |  | 0 | EIA Prime Mover-level Data | Estimated using an emission factor
2019 | FL | Mosaic New Wales Operations | 10434 | TG4 | ST | OP | NA | WH |  | 1079873 |  | 0 | EIA Prime Mover-level Data | Estimated using an emission factor
2019 | FL | Mosaic South Pierce Operations | 10004 | TG1 | ST | OP | NA | WH |  | 373592.5 |  | 0 | EIA Prime Mover-level Data | Estimated using an emission factor
2019 | FL | Mosaic South Pierce Operations | 10004 | TG2 | ST | OP | NA | WH |  | 1892869 |  | 0 | EIA Prime Mover-level Data | Estimated using an emission factor
2019 | FL | Mountain View Solar (FL) | 61664 | GEN1 | PV | P | NA | SUN
2019 | FL | NA 1 | 7889 | 1 | GT | IP | NA | NG
2019 | FL | Nassau Solar Center | 62914 | 1 | PV | T | NA | SUN
2019 | FL | Northern Preserve Solar | 62645 | 1 | PV | V | NA | SUN
2019 | FL | Okeechobee Solar | 62491 | 1 | PV | V | NA | SUN
2019 | FL | Okeelanta Cogeneration | 54627 | A | ST | OP | STOKER | AB |  | 2969851 | 5.9516 | 0.004008 | EIA Unit-level Data | Estimated using an emission factor
2019 | FL | Okeelanta Cogeneration | 54627 | B | ST | OP | STOKER | AB |  | 2203270 | 4.4154 | 0.004008 | EIA Unit-level Data | Estimated using an emission factor
2019 | FL | Okeelanta Cogeneration | 54627 | C | ST | OP | STOKER | AB |  | 2902448 | 5.8165 | 0.004008 | EIA Unit-level Data | Estimated using an emission factor
2019 | FL | Orange Blossom Solar Center | 62919 | 1 | PV | L | NA | SUN
2019 | FL | Osceola Solar Facility | 59954 | XXXXX | PV | OP | NA | SUN |  | 58000 |  | 0 | EIA Prime Mover-level Data | Estimated using an emission factor
2019 | FL | Palm Bay Solar | 62921 | 1 | PV | L | NA | SUN
2019 | FL | Palm Beach Renewable Energy Facility 1 | 50071 | BLR1 | ST | OP | NA | MSW |  | 3176048 | 0.49546 | 0.000312 | EIA Unit-level Data | Estimated using an emission factor
2019 | FL | Palm Beach Renewable Energy Facility 1 | 50071 | BLR2 | ST | OP | NA | MSW |  | 3176048 | 0.49546 | 0.000312 | EIA Unit-level Data | Estimated using an emission factor
2019 | FL | Palm Beach Renewable Energy Facility 2 | 57898 | BLR3 | ST | OP | NA | MSW |  | 2983249 | 2.3269 | 0.00156 | EIA Unit-level Data | Estimated using an emission factor
2019 | FL | Palm Beach Renewable Energy Facility 2 | 57898 | BLR4 | ST | OP | NA | MSW |  | 2983249 | 2.3269 | 0.00156 | EIA Unit-level Data | Estimated using an emission factor
2019 | FL | Palm Beach Renewable Energy Facility 2 | 57898 | BLR5 | ST | OP | NA | MSW |  | 2983249 | 2.3269 | 0.00156 | EIA Unit-level Data | Estimated using an emission factor
2019 | FL | Partnership Station | 55893 | 1 | IC | RE | NA | NG
2019 | FL | Partnership Station | 55893 | 2 | IC | RE | NA | NG
2019 | FL | Pasco Cnty Solid Waste Resource Recovery | 50666 | B1 | ST | OP | NA | MSW |  | 1120046 | 0.87364 | 0.00156 | EIA Unit-level Data | Estimated using an emission factor
2019 | FL | Pasco Cnty Solid Waste Resource Recovery | 50666 | B2 | ST | OP | NA | MSW |  | 1142806 | 0.89139 | 0.00156 | EIA Unit-level Data | Estimated using an emission factor
2019 | FL | Pasco Cnty Solid Waste Resource Recovery | 50666 | B3 | ST | OP | NA | MSW |  | 1214795 | 0.94754 | 0.00156 | EIA Unit-level Data | Estimated using an emission factor
2019 | FL | Payne Creek Solar | 61665 | GEN1 | PV | OP | NA | SUN |  | 1116715 |  | 0 | EIA Prime Mover-level Data | Estimated using an emission factor
2019 | FL | Pea Ridge | 7715 | 1 | GT | OP | NA | NG |  | 457095 | 1.2532 | 0.0054834 | EIA Prime Mover-level Data | NEI avg EF - PM, fuel type, firing type
2019 | FL | Pea Ridge | 7715 | 2 | GT | OP | NA | NG |  | 457095 | 1.2532 | 0.0054834 | EIA Prime Mover-level Data | NEI avg EF - PM, fuel type, firing type
2019 | FL | Pea Ridge | 7715 | 3 | GT | OP | NA | NG |  | 457095 | 1.2532 | 0.0054834 | EIA Prime Mover-level Data | NEI avg EF - PM, fuel type, firing type
2019 | FL | Peace Creek Solar | 61666 | GEN | PV | OP | NA | SUN |  | 783372 |  | 0 | EIA Prime Mover-level Data | Estimated using an emission factor
2019 | FL | Pelican Solar Center | 62924 | 1 | PV | L | NA | SUN
2019 | FL | Pembroke Lakes Mall | 63256 | PLM | PV | OP | NA | SUN |  | 15884 |  | 0 | EIA Prime Mover-level Data | Estimated using an emission factor
2019 | FL | Pensacola Florida Plant | 10416 | BO4 | ST | OP | NA | NG |  | 889093.3 | 3.5797 | 0.0080524 | EIA Unit-level Data | NEI avg EF - PM, fuel type
2019 | FL | Pensacola Florida Plant | 10416 | BO5 | ST | OP | NA | NG |  | 938723.3 | 3.7795 | 0.0080524 | EIA Unit-level Data | NEI avg EF - PM, fuel type
2019 | FL | Pensacola Florida Plant | 10416 | BO6 | ST | OP | NA | NG |  | 742901.7 | 2.9911 | 0.0080524 | EIA Unit-level Data | NEI avg EF - PM, fuel type
2019 | FL | Pensacola Florida Plant | 10416 | BO7 | ST | OP | NA | NG |  | 750904.9 | 3.0233 | 0.0080524 | EIA Unit-level Data | NEI avg EF - PM, fuel type
2019 | FL | Pensacola Florida Plant | 10416 | BO8 | ST | OP | NA | NG |  | 818475 | 3.2954 | 0.0080524 | EIA Unit-level Data | NEI avg EF - PM, fuel type
2019 | FL | Pensacola Florida Plant | 10416 | BO9 | ST | OP | NA | NG |  | 1036498 | 4.1732 | 0.0080524 | EIA Unit-level Data | NEI avg EF - PM, fuel type
2019 | FL | Pensacola Florida Plant | 10416 | GEN4 | GT | OP | NA | NG |  | 7002035 | 19.1975 | 0.0054834 | EIA Prime Mover-level Data | NEI avg EF - PM, fuel type, firing type
2019 | FL | Perdido | 57502 | 1 | IC | OP | NA | LFG |  | 129053.5 | 0.94854 | 0.0147 | EIA Prime Mover-level Data | Estimated using an emission factor
2019 | FL | Perdido | 57502 | 2 | IC | OP | NA | LFG |  | 129053.5 | 0.94854 | 0.0147 | EIA Prime Mover-level Data | Estimated using an emission factor
2019 | FL | Perdido | 57502 | 3 | IC | CN | NA | LFG
2019 | FL | Perry Solar Facility | 60071 | XXXXX | PV | OP | NA | SUN |  | 77501 |  | 0 | EIA Prime Mover-level Data | Estimated using an emission factor
2019 | FL | Phillips | 748 | 1 | IC | RE | NA | DFO
2019 | FL | Phillips | 748 | 2 | IC | RE | NA | DFO
2019 | FL | Phillips | 748 | 3 | CA | RE | NA | RFO
2019 | FL | Pinellas County Resource Recovery | 50884 | B101 | ST | OP | NA | MSW |  | 2964759 | 2.3125 | 0.00156 | EIA Unit-level Data | Estimated using an emission factor
2019 | FL | Pinellas County Resource Recovery | 50884 | B102 | ST | OP | NA | MSW |  | 2988321 | 2.3309 | 0.00156 | EIA Unit-level Data | Estimated using an emission factor
2019 | FL | Pinellas County Resource Recovery | 50884 | B103 | ST | OP | NA | MSW |  | 3043598 | 2.374 | 0.00156 | EIA Unit-level Data | Estimated using an emission factor
2019 | FL | Pioneer Trail Solar Energy Center | 61767 | 1 | PV | OP | NA | SUN |  | 1170733 |  | 0 | EIA Prime Mover-level Data | Estimated using an emission factor
2019 | FL | Port Charlotte Energy LLC | 59240 | G1 | IC | OP | NA | LFG |  | 49314.5 | 0.36246 | 0.0147 | EIA Prime Mover-level Data | Estimated using an emission factor
2019 | FL | Port Charlotte Energy LLC | 59240 | G2 | IC | OP | NA | LFG |  | 49314.5 | 0.36246 | 0.0147 | EIA Prime Mover-level Data | Estimated using an emission factor
2019 | FL | Portland (FL) | 6192 | 1 | GT | RE | NA | DFO
2019 | FL | Putnam | 6246 | 1GT1 | CT | RE | NA | NG
2019 | FL | Putnam | 6246 | 1GT2 | CT | RE | NA | NG
2019 | FL | Putnam | 6246 | 1ST | CA | RE | NA | NG
2019 | FL | Putnam | 6246 | 2GT1 | CT | RE | NA | NG
2019 | FL | Putnam | 6246 | 2GT2 | CT | RE | NA | NG
2019 | FL | Putnam | 6246 | 2ST | CA | RE | NA | NG
2019 | FL | Quantum Pasco Power LP | 54424 | EDG1 | IC | RE | NA | DFO
2019 | FL | Quantum Pasco Power LP | 54424 | EDG2 | IC | RE | NA | DFO
2019 | FL | Quantum Pasco Power LP | 54424 | GT1 | CT |  | NA | DFO |  | 0 |  |  | EIA Unit-level Data
2019 | FL | Quantum Pasco Power LP | 54424 | GT2 | CT |  | NA | DFO |  | 0 |  |  | EIA Unit-level Data
2019 | FL | Quantum Pasco Power LP | 54424 | HRSG1 | CA | OP | NA | NG |  | 0 | 0 | 0.0017814 | EIA Unit-level Data | NEI avg EF - PM, fuel type, firing type
2019 | FL | Quantum Pasco Power LP | 54424 | HRSG2 | CA | OP | NA | NG |  | 0 | 0 | 0.0017814 | EIA Unit-level Data | NEI avg EF - PM, fuel type, firing type
2019 | FL | Rinehart | 57685 | 1 | PV | OP | NA | SUN
2019 | FL | Rio Pinar | 637 | P1 | GT | RE | NA | DFO
2019 | FL | Rodeo Solar Center | 62917 | 1 | PV | L | NA | SUN
2019 | FL | RP-Orlando, LLC | 57565 | 1 | PV | OP | NA | SUN |  | 77056 |  | 0 | EIA Prime Mover-level Data | Estimated using an emission factor
2019 | FL | Sabal Palm Solar Center | 63110 | 1 | PV | L | NA | SUN
2019 | FL | Santa Fe Solar Power Plant | 63517 | PV1 | PV | T | NA | SUN
2019 | FL | Sarasota County LFGTE Facility | 59686 | LESF1 | IC | OP | NA | LFG |  | 120707.8 | 0.8872 | 0.0147 | EIA Prime Mover-level Data | Estimated using an emission factor
2019 | FL | Sarasota County LFGTE Facility | 59686 | LESF2 | IC | OP | NA | LFG |  | 120707.8 | 0.8872 | 0.0147 | EIA Prime Mover-level Data | Estimated using an emission factor
2019 | FL | Sarasota County LFGTE Facility | 59686 | LESF3 | IC | OP | NA | LFG |  | 120707.8 | 0.8872 | 0.0147 | EIA Prime Mover-level Data | Estimated using an emission factor
2019 | FL | Sarasota County LFGTE Facility | 59686 | LESF4 | IC | OP | NA | LFG |  | 120707.8 | 0.8872 | 0.0147 | EIA Prime Mover-level Data | NEI avg EF - PM, fuel type, firing type
2019 | FL | Scholz | 642 | 1 | ST | RE | NA | BIT
2019 | FL | Scholz | 642 | 2 | ST | RE | NA | BIT
2019 | FL | Seminole Energy | 61780 | ENG1 | IC | OP | NA | LFG |  | 47155.25 | 0.34659 | 0.0147 | EIA Prime Mover-level Data | Estimated using an emission factor
2019 | FL | Seminole Energy | 61780 | ENG2 | IC | OP | NA | LFG |  | 47155.25 | 0.34659 | 0.0147 | EIA Prime Mover-level Data | Estimated using an emission factor
2019 | FL | Seminole Energy | 61780 | ENG3 | IC | OP | NA | LFG |  | 47155.25 | 0.34659 | 0.0147 | EIA Prime Mover-level Data | Estimated using an emission factor
2019 | FL | Seminole Energy | 61780 | ENG4 | IC | RE | NA | LFG |  | 47155.25 | 0.34659 | 0.0147 | EIA Prime Mover-level Data | Estimated using an emission factor
2019 | FL | Seminole Mill | 50803 | 1 | ST | OP | NA | NG |  | 1203716 | 4.8464 | 0.0080524 | EIA Unit-level Data | NEI avg EF - PM, fuel type
2019 | FL | Seminole Mill | 50803 | 2 | ST | OP | NA | NG |  | 1199696 | 4.8302 | 0.0080524 | EIA Unit-level Data | NEI avg EF - PM, fuel type
2019 | FL | Seminole Mill | 50803 | 3 | ST | OP | NA | NG |  | 1208309 | 4.8649 | 0.0080524 | EIA Unit-level Data | NEI avg EF - PM, fuel type
2019 | FL | Shady Hills Combined Cycle Facility | 63802 | G001 | CS | P | NA | NG
2019 | FL | Smith Street | 679 | 3 | IC | RE | NA | DFO
2019 | FL | Smith Street | 679 | 4 | IC | RE | NA | DFO
2019 | FL | Smith Street | 679 | 6 | IC | RE | NA | DFO
2019 | FL | Smith Street | 679 | 7 | IC | RE | NA | DFO
2019 | FL | Smith Street | 679 | 8 | IC | RE | NA | DFO
2019 | FL | Smith Street | 679 | 9 | IC | RE | NA | DFO
2019 | FL | Smith Street | 679 | 10 | IC | RE | NA | DFO
2019 | FL | Smith Street | 679 | 11 | IC | RE | NA | DFO
2019 | FL | Solar Park Gainesville, LLC | 57438 | 1 | PV | OP | NA | SUN |  | 20239 |  | 0 | EIA Prime Mover-level Data | Estimated using an emission factor
2019 | FL | South District Wastewater Treatment Plt | 54624 | 1 | OT | RE | NA | OBG
2019 | FL | South District Wastewater Treatment Plt | 54624 | 2 | OT | RE | NA | OBG
2019 | FL | South District Wastewater Treatment Plt | 54624 | 3 | OT | RE | NA | OBG
2019 | FL | South District Wastewater Treatment Plt | 54624 | 1A | IC | OP | NA | OBG |  | 37932.75 | 0.27881 | 0.0147 | EIA Prime Mover-level Data | Estimated using an emission factor
2019 | FL | South District Wastewater Treatment Plt | 54624 | 2A | IC | OP | NA | OBG |  | 37932.75 | 0.27881 | 0.0147 | EIA Prime Mover-level Data | Estimated using an emission factor
2019 | FL | South District Wastewater Treatment Plt | 54624 | 3A | IC | OP | NA | OBG |  | 37932.75 | 0.27881 | 0.0147 | EIA Prime Mover-level Data | Estimated using an emission factor
2019 | FL | South District Wastewater Treatment Plt | 54624 | 4A | IC | OP | NA | OBG |  | 37932.75 | 0.27881 | 0.0147 | EIA Prime Mover-level Data | Estimated using an emission factor
2019 | FL | South Energy Center | 56518 | GT1 | GT | OP | NA | NG |  | 55815 | 0.15303 | 0.0054834 | EIA Prime Mover-level Data | NEI avg EF - PM, fuel type, firing type
2019 | FL | South Energy Center | 56518 | REG1 | IC | OP | NA | NG |  | 371714 | 0.078432 | 0.000422 | EIA Prime Mover-level Data | Estimated using an emission factor
2019 | FL | South West Landfill | 7963 | 1 | IC | RE | NA | LFG
2019 | FL | South West Landfill | 7963 | 2 | IC | RE | NA | LFG
2019 | FL | South West Landfill | 7963 | 3 | IC | RE | NA | LFG
2019 | FL | Southfork Solar | 62493 | 1 | PV | V | NA | SUN
2019 | FL | Southside Generating Station | 668 | 4 | ST | RE | NA | RFO
2019 | FL | Southside Generating Station | 668 | 5 | ST | RE | NA | RFO
2019 | FL | Space Coast Next Gen Solar Energy | 56930 | 1 | PV | OP | NA | SUN |  | 147397 |  | 0 | EIA Prime Mover-level Data | Estimated using an emission factor
2019 | FL | Springhill Gas Recovery Plant | 56522 | GEN1 | IC | OP | NA | LFG |  | 72172.16 | 0.53047 | 0.0147 | EIA Prime Mover-level Data | Estimated using an emission factor
2019 | FL | Springhill Gas Recovery Plant | 56522 | GEN2 | IC | OP | NA | LFG |  | 72172.16 | 0.53047 | 0.0147 | EIA Prime Mover-level Data | Estimated using an emission factor
2019 | FL | Springhill Gas Recovery Plant | 56522 | GEN3 | IC | OP | NA | LFG |  | 72172.16 | 0.53047 | 0.0147 | EIA Prime Mover-level Data | Estimated using an emission factor
2019 | FL | Springhill Gas Recovery Plant | 56522 | GEN4 | IC | OP | NA | LFG |  | 72172.16 | 0.53047 | 0.0147 | EIA Prime Mover-level Data | Estimated using an emission factor
2019 | FL | Springhill Gas Recovery Plant | 56522 | GEN5 | IC | OP | NA | LFG |  | 72172.16 | 0.53047 | 0.0147 | EIA Prime Mover-level Data | Estimated using an emission factor
2019 | FL | Springhill Gas Recovery Plant | 56522 | GEN6 | IC | OP | NA | LFG |  | 72172.16 | 0.53047 | 0.0147 | EIA Prime Mover-level Data | Estimated using an emission factor
2019 | FL | SRF Pulp Processing Facility | 58997 | G1001 | ST | U | NA | WDS
2019 | FL | St Cloud | 685 | 1 | IC | RE | NA | NG
2019 | FL | St Cloud | 685 | 2 | IC | RE | NA | NG
2019 | FL | St Cloud | 685 | 3 | IC | RE | NA | NG
2019 | FL | St Cloud | 685 | 4 | IC | RE | NA | NG
2019 | FL | St Cloud | 685 | 6 | IC | RE | NA | NG
2019 | FL | St Cloud | 685 | 7 | IC | RE | NA | NG
2019 | FL | St Cloud | 685 | 8 | IC | RE | NA | NG
2019 | FL | St Johns River Power Park | 207 | 1 | ST | RE | WALL | BIT
2019 | FL | St Johns River Power Park | 207 | 2 | ST | RE | WALL | BIT
2019 | FL | St Lucie | 6045 | 1 | ST | OP | NA | NUC |  | 63674290 |  | 0 | EIA Prime Mover-level Data | Estimated using an emission factor
2019 | FL | St Lucie | 6045 | 2 | ST | OP | NA | NUC |  | 92689870 |  | 0 | EIA Prime Mover-level Data | Estimated using an emission factor
2019 | FL | Standby Generation Plant | 50310 | 1 | IC | SB | NA | NG |  | 25.292 | 5.3366e-06 | 0.000422 | EIA Prime Mover-level Data | Estimated using an emission factor
2019 | FL | Standby Generation Plant | 50310 | 2 | IC | SB | NA | NG |  | 25.292 | 5.3366e-06 | 0.000422 | EIA Prime Mover-level Data | Estimated using an emission factor
2019 | FL | Standby Generation Plant | 50310 | 3 | IC | SB | NA | NG |  | 25.292 | 5.3366e-06 | 0.000422 | EIA Prime Mover-level Data | Estimated using an emission factor
2019 | FL | Standby Generation Plant | 50310 | 1SB | IC | SB | NA | NG |  | 29.891 | 6.307e-06 | 0.000422 | EIA Prime Mover-level Data | Estimated using an emission factor
2019 | FL | Standby Generation Plant | 50310 | 2SB | IC | SB | NA | NG |  | 29.891 | 6.307e-06 | 0.000422 | EIA Prime Mover-level Data | Estimated using an emission factor
2019 | FL | Standby Generation Plant | 50310 | 3SB | IC | SB | NA | NG |  | 29.891 | 6.307e-06 | 0.000422 | EIA Prime Mover-level Data | Estimated using an emission factor
2019 | FL | Standby Generation Plant | 50310 | 4SB | IC | SB | NA | NG |  | 29.891 | 6.307e-06 | 0.000422 | EIA Prime Mover-level Data | Estimated using an emission factor
2019 | FL | Standby Generation Plant | 50310 | 5SB | IC | SB | NA | NG |  | 29.891 | 6.307e-06 | 0.000422 | EIA Prime Mover-level Data | Estimated using an emission factor
2019 | FL | Standby Generation Plant | 50310 | 6SB | IC | SB | NA | NG |  | 29.891 | 6.307e-06 | 0.000422 | EIA Prime Mover-level Data | Estimated using an emission factor
2019 | FL | Standby Generation Plant | 50310 | 7SB | IC | SB | NA | NG |  | 29.891 | 6.307e-06 | 0.000422 | EIA Prime Mover-level Data | Estimated using an emission factor
2019 | FL | Standby Generation Plant | 50310 | 8SB | IC | SB | NA | NG |  | 29.891 | 6.307e-06 | 0.000422 | EIA Prime Mover-level Data | Estimated using an emission factor
2019 | FL | Starratt Solar | 62940 | PV | PV | OP | NA | SUN |  | 85293 |  | 0 | EIA Prime Mover-level Data | Estimated using an emission factor
2019 | FL | Sub 12 | 61080 | IC1 | IC | OP | NA | NG |  | 97361 | 0.020543 | 0.000422 | EIA Prime Mover-level Data | Estimated using an emission factor
2019 | FL | Sub 12 | 61080 | IC2 | IC | OP | NA | NG |  | 97361 | 0.020543 | 0.000422 | EIA Prime Mover-level Data | Estimated using an emission factor
2019 | FL | Sunshine Gateway Solar Energy Center | 61763 | 1 | PV | OP | NA | SUN |  | 1297482 |  | 0 | EIA Prime Mover-level Data | Estimated using an emission factor
2019 | FL | Suwannee River | 638 | 1 | ST | RE | TANGENTIAL | NG
2019 | FL | Suwannee River | 638 | 2 | ST | RE | WALL | NG
2019 | FL | Suwannee River | 638 | 3 | ST | RE | WALL | NG
2019 | FL | Suwannee River | 638 | P1 | GT | OP | NA | NG |  | 297259 | 0.81499 | 0.0054834 | EIA Prime Mover-level Data | NEI avg EF - PM, fuel type, firing type
2019 | FL | Suwannee River | 638 | P2 | GT | OP | NA | DFO |  | 297259 | 2.5652 | 0.017259 | EIA Prime Mover-level Data | NEI avg EF - PM, fuel type, firing type
2019 | FL | Suwannee River | 638 | P3 | GT | OP | NA | NG |  | 297259 | 0.81499 | 0.0054834 | EIA Prime Mover-level Data | NEI avg EF - PM, fuel type, firing type
2019 | FL | Suwannee River Chemical Complex | 50473 | SRC | ST | RE | NA | OTH
2019 | FL | Suwannee Solar Facility | 60788 | XXXXX | PV | OP | NA | SUN |  | 166935 |  | 0 | EIA Prime Mover-level Data | Estimated using an emission factor
2019 | FL | Sweetbay Solar Center | 62394 | 1 | PV | V | NA | SUN
2019 | FL | Swift Creek Chemical Complex | 50474 | E | ST | OP | NA | OTH |  | 1869743 | 0.39452 | 0.000422 | EIA Unit-level Data | Estimated using an emission factor
2019 | FL | Swift Creek Chemical Complex | 50474 | F | ST | OP | NA | OTH |  | 2063811 | 0.43546 | 0.000422 | EIA Unit-level Data | Estimated using an emission factor
2019 | FL | Tampa Electric Co NA 2 | 56352 | 1 | GT | IP | NA | NG
2019 | FL | Tampa Electric Co NA 2 | 56352 | 2 | GT | IP | NA | NG
2019 | FL | Tampa Electric Co NA 2 | 56352 | 3 | GT | IP | NA | NG
2019 | FL | Tampa Electric Co NA 2 | 56352 | 4 | GT | IP | NA | NG
2019 | FL | Tampa Electric Co NA 2 | 56352 | 5 | GT | IP | NA | NG
2019 | FL | Tampa Electric Co NA 2 | 56352 | 6 | GT | IP | NA | NG
2019 | FL | Tampa Electric Co NA 2 | 56352 | 7 | GT | IP | NA | NG
2019 | FL | Tampa Electric Co NA 3 | 56353 | 3 | GT | IP | NA | NG
2019 | FL | Tampa Electric Co NA 3 | 56353 | 4 | GT | IP | NA | NG
2019 | FL | Tampa Electric Co NA 4 | 56354 | 5 | GT | IP | NA | NG
2019 | FL | Tampa Electric Co NA 4 | 56354 | 6 | GT | IP | NA | NG
2019 | FL | Taylor Creek Solar | 63583 | TCS | PV | U | NA | SUN
2019 | FL | Telogia Power | 50774 | 1 | ST | OP | NA | WDS |  | 2040011 | 23.2686 | 0.022812 | EIA Unit-level Data | NEI avg EF - PM, fuel type
2019 | FL | The Mosaic Company, Plant City Facility | 50371 | MI34 | ST | RE | NA | WH
2019 | FL | TIA Solar | 59769 | 1 | PV | OP | NA | SUN |  | 26472 |  | 0 | EIA Prime Mover-level Data | Estimated using an emission factor
2019 | FL | Trail Ridge Landfill Gas Recovery | 57123 | 1 | IC | OP | NA | LFG |  | 94914.66 | 0.69762 | 0.0147 | EIA Prime Mover-level Data | Estimated using an emission factor
2019 | FL | Trail Ridge Landfill Gas Recovery | 57123 | 2 | IC | OP | NA | LFG |  | 94914.66 | 0.69762 | 0.0147 | EIA Prime Mover-level Data | Estimated using an emission factor
2019 | FL | Trail Ridge Landfill Gas Recovery | 57123 | 3 | IC | OP | NA | LFG |  | 94914.66 | 0.69762 | 0.0147 | EIA Prime Mover-level Data | Estimated using an emission factor
2019 | FL | Trail Ridge Landfill Gas Recovery | 57123 | 4 | IC | OP | NA | LFG |  | 94914.66 | 0.69762 | 0.0147 | EIA Prime Mover-level Data | Estimated using an emission factor
2019 | FL | Trail Ridge Landfill Gas Recovery | 57123 | 5 | IC | OP | NA | LFG |  | 94914.66 | 0.69762 | 0.0147 | EIA Prime Mover-level Data | Estimated using an emission factor
2019 | FL | Trail Ridge Landfill Gas Recovery | 57123 | 6 | IC | OP | NA | LFG |  | 94914.66 | 0.69762 | 0.0147 | EIA Prime Mover-level Data | Estimated using an emission factor
2019 | FL | Trailside Solar Center | 62916 | 1 | PV | T | NA | SUN
2019 | FL | Trenton Solar Power Plant | 62543 | PV1 | PV | OP | NA | SUN |  | 29161 |  | 0 | EIA Prime Mover-level Data | Estimated using an emission factor
2019 | FL | Tropicana Products Bradent | 50971 | GEN1 | GT | OP | NA | NG |  | 2152218 | 5.9007 | 0.0054834 | EIA Prime Mover-level Data | NEI avg EF - PM, fuel type, firing type
2019 | FL | Turkey Point | 621 | 3 | ST | OP | NA | NUC |  | 78663890 |  | 0 | EIA Prime Mover-level Data | Estimated using an emission factor
2019 | FL | Turkey Point | 621 | 4 | ST | OP | NA | NUC |  | 69005920 |  | 0 | EIA Prime Mover-level Data | Estimated using an emission factor
2019 | FL | Twin Lakes | 62633 | 1 | PV | V | NA | SUN
2019 | FL | Twin Rivers Solar Power Plant | 63518 | PV1 | PV | T | NA | SUN
2019 | FL | Union Springs Solar Center | 62923 | 1 | PV | T | NA | SUN
2019 | FL | Unknown | 7738 | 1 | GT | IP | NA | DFO
2019 | FL | Unknown | 7738 | GT1 | GT | IP | NA | DFO
2019 | FL | Unknown | 7738 | GT2 | GT | IP | NA | DFO
2019 | FL | Unknown | 7738 | GT3 | GT | IP | NA | DFO
2019 | FL | Unknown | 7738 | GT4 | GT | IP | NA | DFO
2019 | FL | Unknown | 7738 | GT5 | GT | IP | NA | DFO
2019 | FL | Unknown | 7738 | GT6 | GT | IP | NA | DFO
2019 | FL | Unknown | 7738 | GT7 | GT | IP | NA | DFO
2019 | FL | Unnamed | 7890 | CC1 | CC | CN | NA | NG
2019 | FL | Unnamed | 7890 | CC2 | CC | CN | NA | NG
2019 | FL | Unnamed | 7890 | GT1 | GT | CN | NA | DFO
2019 | FL | Unnamed | 7890 | GT2 | GT | CN | NA | DFO
2019 | FL | Unnamed | 7890 | GT3 | GT | CN | NA | DFO
2019 | FL | Unsited | 7744 | 1 | CC | IP | NA | NG
2019 | FL | Unsited | 7744 | 2 | CC | IP | NA | NG
2019 | FL | W E Swoope | 681 | 2 | IC | RE | NA | DFO
2019 | FL | W E Swoope | 681 | 3 | IC | RE | NA | DFO
2019 | FL | W E Swoope | 681 | 4 | IC | RE | NA | DFO
2019 | FL | Walt Disney World Solar Facility | 59973 | WDS1 | PV | OP | NA | SUN |  | 59934 |  | 0 | EIA Prime Mover-level Data | Estimated using an emission factor
2019 | FL | Waste Management Naples LFGTE Project | 57168 | GEN1 | IC | OP | NA | LFG |  | 63058 | 0.46348 | 0.0147 | EIA Prime Mover-level Data | Estimated using an emission factor
2019 | FL | Waste Management Naples LFGTE Project | 57168 | GEN2 | IC | OP | NA | LFG |  | 63058 | 0.46348 | 0.0147 | EIA Prime Mover-level Data | Estimated using an emission factor
2019 | FL | Waste Management Naples LFGTE Project | 57168 | GEN3 | IC | OP | NA | LFG |  | 63058 | 0.46348 | 0.0147 | EIA Prime Mover-level Data | Estimated using an emission factor
2019 | FL | Waste Management Naples LFGTE Project | 57168 | GEN4 | IC | OP | NA | LFG |  | 63058 | 0.46348 | 0.0147 | EIA Prime Mover-level Data | Estimated using an emission factor
2019 | FL | Waste Management Naples LFGTE Project | 57168 | GEN5 | IC | OP | NA | LFG |  | 63058 | 0.46348 | 0.0147 | EIA Prime Mover-level Data | Estimated using an emission factor
2019 | FL | WestRock Panama City Mill | 50807 | 1RB | ST | OP | NA | BLQ |  | 4317224 | 3.3566 | 0.001555 | EIA Unit-level Data | Estimated using an emission factor
2019 | FL | WestRock Panama City Mill | 50807 | 2RB | ST | OP | NA | BLQ |  | 5222963 | 4.0609 | 0.001555 | EIA Unit-level Data | Estimated using an emission factor
2019 | FL | WestRock Panama City Mill | 50807 | 3BB | ST | OP | NA | NG |  | 3036919 | 12.2273 | 0.0080524 | EIA Unit-level Data | NEI avg EF - PM, fuel type
2019 | FL | WestRock Panama City Mill | 50807 | 4BB | ST | OP | NA | WDS |  | 2362148 | 26.9429 | 0.022812 | EIA Unit-level Data | NEI avg EF - PM, fuel type, firing type
2019 | FL | Wheelabrator North Broward | 54033 | GEN1 | ST | RE | NA | MSW
2019 | FL | Wheelabrator Ridge Energy | 54529 | 0001 | ST | OP | NA | WDS |  | 520448.5 | 5.9363 | 0.022812 | EIA Unit-level Data | NEI avg EF - PM, fuel type
2019 | FL | Wheelabrator South Broward | 50887 | BLR1 | ST | OP | NA | MSW |  | 2765576 | 0.21571 | 0.000156 | EIA Unit-level Data | Estimated using an emission factor
2019 | FL | Wheelabrator South Broward | 50887 | BLR2 | ST | OP | NA | MSW |  | 2585909 | 0.2017 | 0.000156 | EIA Unit-level Data | Estimated using an emission factor
2019 | FL | Wheelabrator South Broward | 50887 | BLR3 | ST | OP | NA | MSW |  | 2788179 | 0.21748 | 0.000156 | EIA Unit-level Data | Estimated using an emission factor
2019 | FL | Wildflower Solar Energy Center | 61050 | 1 | PV | OP | NA | SUN |  | 1447577 |  | 0 | EIA Prime Mover-level Data | Estimated using an emission factor
2019 | FL | Wimauma Solar | 61667 | 1 | PV | V | NA | SUN
2019 | FL | Winston | 7997 | WD01 | IC | OP | NA | DFO |  |  |  | 0.30942
2019 | FL | Winston | 7997 | WD02 | IC | OP | NA | DFO |  |  |  | 0.30942
2019 | FL | Winston | 7997 | WD03 | IC | OP | NA | DFO |  |  |  | 0.30942
2019 | FL | Winston | 7997 | WD04 | IC | OP | NA | DFO |  |  |  | 0.30942
2019 | FL | Winston | 7997 | WD05 | IC | OP | NA | DFO |  |  |  | 0.30942
2019 | FL | Winston | 7997 | WD06 | IC | OP | NA | DFO |  |  |  | 0.30942
2019 | FL | Winston | 7997 | WD07 | IC | OP | NA | DFO |  |  |  | 0.30942
2019 | FL | Winston | 7997 | WD08 | IC | OP | NA | DFO |  |  |  | 0.30942
2019 | FL | Winston | 7997 | WD09 | IC | OP | NA | DFO |  |  |  | 0.30942
2019 | FL | Winston | 7997 | WD10 | IC | OP | NA | DFO |  |  |  | 0.30942
2019 | FL | Winston | 7997 | WD11 | IC | OP | NA | DFO |  |  |  | 0.30942
2019 | FL | Winston | 7997 | WD12 | IC | OP | NA | DFO |  |  |  | 0.30942
2019 | FL | Winston | 7997 | WD13 | IC | OP | NA | DFO |  |  |  | 0.30942
2019 | FL | Winston | 7997 | WD14 | IC | OP | NA | DFO |  |  |  | 0.30942
2019 | FL | Winston | 7997 | WD15 | IC | OP | NA | DFO |  |  |  | 0.30942
2019 | FL | Winston | 7997 | WD16 | IC | OP | NA | DFO |  |  |  | 0.30942
2019 | FL | Winston | 7997 | WD17 | IC | OP | NA | DFO |  |  |  | 0.30942
2019 | FL | Winston | 7997 | WD18 | IC | OP | NA | DFO |  |  |  | 0.30942
2019 | FL | Winston | 7997 | WD19 | IC | OP | NA | DFO |  |  |  | 0.30942
2019 | FL | Winston | 7997 | WD20 | IC | OP | NA | DFO |  |  |  | 0.30942
2019 | FL | Anclote | 8048 | 1 | ST | OP | TANGENTIAL | NG | 5734 | 10745120 | 35.0232 | 0.0065189 | EPA/CAMD | EPA/NEI | 1974
2019 | FL | Anclote | 8048 | 2 | ST | OP | TANGENTIAL | NG | 7830 | 14500680 | 53.8539 | 0.0074278 | EPA/CAMD | EPA/NEI | 1978
2019 | FL | Arvah B Hopkins | 688 | 2A | CT | OP | CC | NG | 8187 | 10556740 | 35.043 | 0.006639 | EPA/CAMD | EPA/NEI | 2008
2019 | FL | Arvah B Hopkins | 688 | HC3 | GT | OP | CT | NG | 1083 | 373259.4 | 1.2341 | 0.0066126 | EPA/CAMD | EPA/NEI | 2005
2019 | FL | Arvah B Hopkins | 688 | HC4 | GT | OP | CT | NG | 1102 | 393476.4 | 1.065 | 0.0054132 | EPA/CAMD | EPA/NEI | 2005
2019 | FL | Bayside Power Station | 7873 | CT1A | CT | OP | CC | NG | 5597 | 7427707 | 24.5506 | 0.0066105 | EPA/CAMD | EPA/NEI | 2003
2019 | FL | Bayside Power Station | 7873 | CT1B | CT | OP | CC | NG | 5727 | 7687907 | 25.448 | 0.0066203 | EPA/CAMD | EPA/NEI | 2003
2019 | FL | Bayside Power Station | 7873 | CT1C | CT | OP | CC | NG | 5716 | 7392944 | 24.2427 | 0.0065583 | EPA/CAMD | EPA/NEI | 2003
2019 | FL | Bayside Power Station | 7873 | CT2A | CT | OP | CC | NG | 5727 | 7630181 | 25.2117 | 0.0066084 | EPA/CAMD | EPA/NEI | 2003
2019 | FL | Bayside Power Station | 7873 | CT2B | CT | OP | CC | NG | 5634 | 7617015 | 25.2514 | 0.0066303 | EPA/CAMD | EPA/NEI | 2003
2019 | FL | Bayside Power Station | 7873 | CT2C | CT | OP | CC | NG | 6275 | 8713243 | 28.8721 | 0.0066272 | EPA/CAMD | EPA/NEI | 2003
2019 | FL | Bayside Power Station | 7873 | CT2D | CT | OP | CC | NG | 6453 | 8877040 | 29.4593 | 0.0066372 | EPA/CAMD | EPA/NEI | 2003
2019 | FL | Bayside Power Station | 7873 | CT3A | GT | OP | CT | NG | 72 | 12721.16 | 0.090701 | 0.01426 | EPA/CAMD | EPA/NEI | 2009
2019 | FL | Bayside Power Station | 7873 | CT3B | GT | OP | CT | NG | 69 | 12464.34 | 0.090709 | 0.014555 | EPA/CAMD | EPA/NEI | 2009
2019 | FL | Bayside Power Station | 7873 | CT4A | GT | OP | CT | NG | 53 | 11087.96 | 0.085946 | 0.015503 | EPA/CAMD | EPA/NEI | 2009
2019 | FL | Bayside Power Station | 7873 | CT4B | GT | OP | CT | NG | 56 | 11341.43 | 0.082165 | 0.014489 | EPA/CAMD | EPA/NEI | 2009
2019 | FL | Bayside Power Station | 7873 | CT5A | GT | OP | CT | NG | 278 | 57374.86 | 0.39258 | 0.013685 | EPA/CAMD | EPA/NEI | 2009
2019 | FL | Bayside Power Station | 7873 | CT5B | GT | OP | CT | NG | 278 | 55090.94 | 0.40427 | 0.014676 | EPA/CAMD | EPA/NEI | 2009
2019 | FL | Bayside Power Station | 7873 | CT6A | GT | OP | CT | NG | 196 | 38011.77 | 0.25956 | 0.013657 | EPA/CAMD | EPA/NEI | 2009
2019 | FL | Bayside Power Station | 7873 | CT6B | GT | OP | CT | NG | 193 | 37697.52 | 0.25418 | 0.013485 | EPA/CAMD | EPA/NEI | 2009
2019 | FL | Big Bend | 645 | BB01 | ST | OP | TURBO | NG | 4066 | 8497270 | 6.2385 | 0.0014684 | EPA/CAMD | EPA/NEI | 1970
2019 | FL | Big Bend | 645 | BB02 | ST | OP | TURBO | NG | 5205 | 11417050 | 7.522 | 0.0013177 | EPA/CAMD | EPA/NEI | 1973
2019 | FL | Big Bend | 645 | BB03 | ST | OP | TURBO | BIT | 4635 | 13228190 | 44.0175 | 0.0066551 | EPA/CAMD | EPA/NEI | 1976
2019 | FL | Big Bend | 645 | BB04 | ST | OP | TANGENTIAL | BIT | 4967 | 16388300 | 53.3434 | 0.0065099 | EPA/CAMD | EPA/NEI | 1985
2019 | FL | Big Bend | 645 | CT4A | GT | OP | CT | NG | 150 | 23359.1 | 0.047787 | 0.0040915 | EPA/CAMD | EPA/NEI | 2009
2019 | FL | Big Bend | 645 | CT4B | GT | OP | CT | NG | 134 | 21382.34 | 0.042002 | 0.0039286 | EPA/CAMD | EPA/NEI | 2009
2019 | FL | Brandy Branch | 7846 | 1 | GT | OP | CT | NG | 1321 | 1546567 | 6.0135 | 0.0077765 | EPA/CAMD | EPA/NEI | 2001
2019 | FL | Brandy Branch | 7846 | 2 | CT | OP | CC | NG | 6406 | 11881470 | 37.6638 | 0.0063399 | EPA/CAMD | EPA/NEI | 2001
2019 | FL | Brandy Branch | 7846 | 3 | CT | OP | CC | NG | 6698 | 12549680 | 39.721 | 0.0063302 | EPA/CAMD | EPA/NEI | 2001
2019 | FL | C D McIntosh Jr Power Plant | 676 | 2 | ST | OP | WALL | RFO | 0 |  |  | 0.0093556 |  |  | 1976
2019 | FL | C D McIntosh Jr Power Plant | 676 | 3 | ST | OP | WALL | BIT | 5050 | 10556110 | 156.7582 | 0.0297 | EPA/CAMD | EPA/NEI | 1982
2019 | FL | C D McIntosh Jr Power Plant | 676 | 5 | CT | OP | CC | NG | 7992 | 15323980 | 1.4558 | 0.00019 | EPA/CAMD | EPA/NEI | 1999
2019 | FL | Cane Island | 7238 | 2 | CT | OP | CC | NG | 3930 | 2613725 | 8.6166 | 0.0065933 | EPA/CAMD | EPA/NEI | 1995
2019 | FL | Cane Island | 7238 | 3 | CT | OP | CC | NG | 6772 | 9676782 | 32.7147 | 0.0067615 | EPA/CAMD | EPA/NEI | 2001
2019 | FL | Cane Island | 7238 | 4 | CT | OP | CC | NG | 8300 | 14045080 | 48.6929 | 0.0069338 | EPA/CAMD | EPA/NEI | 2011
2019 | FL | Cane Island | 7238 | **1 | GT | OP | CT | NG | 100 | 19898.25 | 0.063536 | 0.0063861 | EPA/CAMD | EPA/NEI | 1995
2019 | FL | Cape Canaveral | 609 | CCCT3A | CT | OP | CC | NG | 7191 | 16967140 | 56.5897 | 0.0066705 | EPA/CAMD | EPA/NEI | 2012
2019 | FL | Cape Canaveral | 609 | CCCT3B | CT | OP | CC | NG | 5712 | 13291800 | 41.7476 | 0.0062817 | EPA/CAMD | EPA/NEI | 2012
2019 | FL | Cape Canaveral | 609 | CCCT3C | CT | OP | CC | NG | 5506 | 12870380 | 36.834 | 0.0057238 | EPA/CAMD | EPA/NEI | 2012
2019 | FL | Charles Larsen Memorial Power Plant | 675 | **8 | CT | OP | CC | NG | 2587 | 1658808 | 5.4867 | 0.0066153 | EPA/CAMD | EPA/NEI | 1992
2019 | FL | Crist Electric Generating Plant | 641 | 4 | ST | OP | TANGENTIAL | BIT | 771 | 302505.3 | 0.198 | 0.0013091 | EPA/CAMD | EPA/NEI | 1959
2019 | FL | Crist Electric Generating Plant | 641 | 5 | ST | OP | TANGENTIAL | BIT | 788 | 331081.6 | 3.1925 | 0.019285 | EPA/CAMD | EPA/NEI | 1961
2019 | FL | Crist Electric Generating Plant | 641 | 6 | ST | OP | WALL | BIT | 3100 | 6588934 | 72.1144 | 0.02189 | EPA/CAMD | EPA/NEI | 1970
2019 | FL | Crist Electric Generating Plant | 641 | 7 | ST | OP | WALL | BIT | 7041 | 22768040 | 253.3377 | 0.022254 | EPA/CAMD | EPA/NEI | 1973
2019 | FL | Crystal River | 628 | 4 | ST | OP | WALL | BIT | 6224 | 30305100 | 279.9241 | 0.018474 | EPA/CAMD | EPA/NEI | 1982
2019 | FL | Crystal River | 628 | 5 | ST | OP | WALL | BIT | 4264 | 18683340 | 176.5819 | 0.018903 | EPA/CAMD | EPA/NEI | 1984
2019 | FL | Crystal River | 628 | 1GTA | CT | OP | CC | NG | 6860 | 17407540 | 50.1026 | 0.0057564 | EPA/CAMD | NEI avg EF - PM, fuel type, firing type | 2018
2019 | FL | Crystal River | 628 | 1GTB | CT | OP | CC | NG | 6801 | 17371890 | 50 | 0.0057564 | EPA/CAMD | NEI avg EF - PM, fuel type, firing type | 2018
2019 | FL | Crystal River | 628 | 2GTA | CT | OP | CC | NG | 6680 | 16870800 | 48.5578 | 0.0057564 | EPA/CAMD | NEI avg EF - PM, fuel type, firing type | 2018
2019 | FL | Crystal River | 628 | 2GTB | CT | OP | CC | NG | 6832 | 17298810 | 49.7897 | 0.0057564 | EPA/CAMD | NEI avg EF - PM, fuel type, firing type | 2018
2019 | FL | Curtis H. Stanton Energy Center | 564 | 1 | ST | OP | WALL | BIT | 7380 | 19688860 | 212.1645 | 0.021552 | EPA/CAMD | EPA/NEI | 1987
2019 | FL | Curtis H. Stanton Energy Center | 564 | 2 | ST | OP | WALL | BIT | 7641 | 26220910 | 285.8632 | 0.021804 | EPA/CAMD | EPA/NEI | 1996
2019 | FL | Curtis H. Stanton Energy Center | 564 | CCB | CT | OP | CC | NG | 7428 | 11171030 | 37.6434 | 0.0067395 | EPA/CAMD | EPA/NEI | 2009
2019 | FL | Debary | 6046 | **10 | GT | OP | CT | DFO | 51 | 30613.37 | 0.16106 | 0.010522 | EPA/CAMD | EPA/NEI | 1992
2019 | FL | Debary | 6046 | **7 | GT | OP | CT | NG | 786 | 532508.7 | 2.0809 | 0.0078154 | EPA/CAMD | NEI avg EF - PM, fuel type, firing type | 1992
2019 | FL | Debary | 6046 | **8 | GT | OP | CT | NG | 814 | 566299.3 | 2.2129 | 0.0078154 | EPA/CAMD | NEI avg EF - PM, fuel type, firing type | 1992
2019 | FL | Debary | 6046 | **9 | GT | OP | CT | NG | 929 | 657311.3 | 2.5686 | 0.0078154 | EPA/CAMD | NEI avg EF - PM, fuel type, firing type | 1992
2019 | FL | Deerhaven | 663 | B1 | ST | OP | WALL | NG | 5503 | 1721862 | 11.8522 | 0.013767 | EPA/CAMD | EPA/NEI | 1972
2019 | FL | Deerhaven | 663 | B2 | ST | OP | WALL | BIT | 8689 | 7617489 | 134.0018 | 0.035183 | EPA/CAMD | EPA/NEI | 1981
2019 | FL | Deerhaven | 663 | CT3 | GT | OP | CT | NG | 159 | 87774.32 | 0.343 | 0.0078154 | EPA/CAMD | NEI avg EF - PM, fuel type, firing type | 1996
2019 | FL | Deerhaven Renewable Energy Center | 57241 | BFB1 | ST | OP | FLUIDIZED | WDS | 7449 | 8989206 | 7.4795 | 0.0016641 | EPA/CAMD | EPA/NEI | 2013
2019 | FL | Fort Myers | 612 | FMCT2A | CT | OP | CC | NG | 6970 | 11353070 | 37.5974 | 0.0066233 | EPA/CAMD | EPA/NEI | 2000
2019 | FL | Fort Myers | 612 | FMCT2B | CT | OP | CC | NG | 6141 | 9792755 | 32.4757 | 0.0066326 | EPA/CAMD | EPA/NEI | 2000
2019 | FL | Fort Myers | 612 | FMCT2C | CT | OP | CC | NG | 5033 | 7985907 | 26.4684 | 0.0066288 | EPA/CAMD | EPA/NEI | 2001
2019 | FL | Fort Myers | 612 | FMCT2D | CT | OP | CC | NG | 6279 | 10101030 | 33.4756 | 0.0066282 | EPA/CAMD | EPA/NEI | 2001
2019 | FL | Fort Myers | 612 | FMCT2E | CT | OP | CC | NG | 6069 | 9879699 | 32.7454 | 0.0066288 | EPA/CAMD | EPA/NEI | 2001
2019 | FL | Fort Myers | 612 | FMCT2F | CT | OP | CC | NG | 6430 | 10336030 | 34.1963 | 0.0066169 | EPA/CAMD | EPA/NEI | 2001
2019 | FL | Fort Myers | 612 | PFM3A | GT | OP | CT | NG | 537 | 697699.3 | 3.1926 | 0.0091517 | EPA/CAMD | EPA/NEI | 2003
2019 | FL | Fort Myers | 612 | PFM3B | GT | OP | CT | NG | 347 | 441103.8 | 1.9632 | 0.0089011 | EPA/CAMD | EPA/NEI | 2003
2019 | FL | Fort Myers | 612 | PFM3C | GT | OP | CT | NG | 841 | 1237527 | 2.4269 | 0.0039221 | EPA/CAMD | EPA/NEI | 2016
2019 | FL | Fort Myers | 612 | PFM3D | GT | OP | CT | NG | 868 | 1347375 | 2.6241 | 0.0038952 | EPA/CAMD | EPA/NEI | 2016
2019 | FL | Greenland Energy Center | 56799 | 1 | GT | OP | CT | NG | 1310 | 1846510 | 6.1249 | 0.006634 | EPA/CAMD | EPA/NEI | 2011
2019 | FL | Greenland Energy Center | 56799 | 2 | GT | OP | CT | NG | 2173 | 3115797 | 7.7426 | 0.0049699 | EPA/CAMD | EPA/NEI | 2011
2019 | FL | Hardee Power Station | 50949 | CT2B | GT | OP | CT | NG | 363 | 260946.9 | 0.02479 | 0.00019 | EPA/CAMD | EPA/NEI | 2000
2019 | FL | Hines Energy Complex | 7302 | 1A | CT | OP | CC | NG | 6762 | 10141450 | 44.1153 | 0.0087 | EPA/CAMD | EPA/NEI | 1998
2019 | FL | Hines Energy Complex | 7302 | 1B | CT | OP | CC | NG | 6440 | 9607854 | 44.1961 | 0.0092 | EPA/CAMD | EPA/NEI | 1998
2019 | FL | Hines Energy Complex | 7302 | 2A | CT | OP | CC | NG | 7824 | 12617420 | 57.4094 | 0.0091 | EPA/CAMD | EPA/NEI | 2003
2019 | FL | Hines Energy Complex | 7302 | 2B | CT | OP | CC | NG | 7489 | 12111250 | 55.1063 | 0.0091 | EPA/CAMD | EPA/NEI | 2003
2019 | FL | Hines Energy Complex | 7302 | 3A | CT | OP | CC | NG | 6597 | 10203180 | 46.4206 | 0.0090992 | EPA/CAMD | EPA/NEI | 2005
2019 | FL | Hines Energy Complex | 7302 | 3B | CT | OP | CC | NG | 6976 | 10819540 | 49.229 | 0.0091 | EPA/CAMD | EPA/NEI | 2005
2019 | FL | Hines Energy Complex | 7302 | 4A | CT | OP | CC | NG | 7351 | 11549560 | 52.5544 | 0.0091007 | EPA/CAMD | EPA/NEI | 2007
2019 | FL | Hines Energy Complex | 7302 | 4B | CT | OP | CC | NG | 6914 | 10740800 | 48.8718 | 0.0091002 | EPA/CAMD | EPA/NEI | 2007
2019 | FL | Indian River (683) | 683 | **C | GT | OP | CT | NG | 471 | 275871.2 | 0.96469 | 0.0069937 | EPA/CAMD | EPA/NEI | 1991
2019 | FL | Indian River (683) | 683 | **D | GT | OP | CT | NG | 181 | 103373.9 | 0.34076 | 0.0065928 | EPA/CAMD | EPA/NEI | 1991
2019 | FL | Indiantown Cogeneration, LP | 50976 | 01 | ST | OP | WALL | BIT | 0 |  |  | 0.044409 |  |  | 1995
2019 | FL | Intercession City | 8049 | **10 | GT | OP | CT | NG | 778 | 539461.1 | 2.1081 | 0.0078154 | EPA/CAMD | NEI avg EF - PM, fuel type, firing type | 1993
2019 | FL | Intercession City | 8049 | **11 | GT | OP | CT | DFO | 55 | 55834.41 | 0.29977 | 0.010738 | EPA/CAMD | EPA/NEI | 1996
2019 | FL | Intercession City | 8049 | **12 | GT | OP | CT | NG | 1332 | 939199.8 | 3.2314 | 0.0068812 | EPA/CAMD | EPA/NEI | 2000
2019 | FL | Intercession City | 8049 | **13 | GT | OP | CT | NG | 1175 | 849038.8 | 2.9249 | 0.0068898 | EPA/CAMD | EPA/NEI | 2000
2019 | FL | Intercession City | 8049 | **14 | GT | OP | CT | NG | 1474 | 1075132 | 3.7093 | 0.0069002 | EPA/CAMD | EPA/NEI | 2000
2019 | FL | Intercession City | 8049 | **7 | GT | OP | CT | NG | 279 | 195089.6 | 0.76236 | 0.0078154 | EPA/CAMD | NEI avg EF - PM, fuel type, firing type | 1993
2019 | FL | Intercession City | 8049 | **8 | GT | OP | CT | NG | 854 | 596300.9 | 2.3302 | 0.0078154 | EPA/CAMD | NEI avg EF - PM, fuel type, firing type | 1993
2019 | FL | Intercession City | 8049 | **9 | GT | OP | CT | NG | 647 | 450471.5 | 1.7603 | 0.0078154 | EPA/CAMD | NEI avg EF - PM, fuel type, firing type | 1993
2019 | FL | J D Kennedy | 666 | 7 | GT | OP | CT | NG | 1357 | 1632210 | 6.3782 | 0.0078154 | EPA/CAMD | NEI avg EF - PM, fuel type, firing type | 2000
2019 | FL | J D Kennedy | 666 | CT8 | GT | OP | CT | NG | 521 | 571260.3 | 2.2323 | 0.0078154 | EPA/CAMD | NEI avg EF - PM, fuel type, firing type | 2009
2019 | FL | J R Kelly | 664 | CC1 | CT | OP | CC | NG | 4955 | 4108373 | 0.00026325 | 1.2815e-07 | EPA/CAMD | EPA/NEI | 2001
2019 | FL | Lansing Smith Generating Plant | 643 | 4 | CT | OP | CC | NG | 6812 | 13639700 | 45.3041 | 0.006643 | EPA/CAMD | EPA/NEI | 2002
2019 | FL | Lansing Smith Generating Plant | 643 | 5 | CT | OP | CC | NG | 6996 | 14099520 | 46.8577 | 0.0066467 | EPA/CAMD | EPA/NEI | 2002
2019 | FL | Lauderdale | 613 | PFL6A | GT | OP | CT | NG | 469 | 671982.7 | 1.4584 | 0.0043404 | EPA/CAMD | EPA/NEI | 2016
2019 | FL | Lauderdale | 613 | PFL6B | GT | OP | CT | NG | 461 | 716932.5 | 1.5261 | 0.0042574 | EPA/CAMD | EPA/NEI | 2016
2019 | FL | Lauderdale | 613 | PFL6C | GT | OP | CT | NG | 583 | 860187.1 | 1.7582 | 0.0040879 | EPA/CAMD | EPA/NEI | 2016
2019 | FL | Lauderdale | 613 | PFL6D | GT | OP | CT | NG | 640 | 968891.1 | 1.9116 | 0.003946 | EPA/CAMD | EPA/NEI | 2016
2019 | FL | Lauderdale | 613 | PFL6E | GT | OP | CT | NG | 774 | 1183681 | 2.3362 | 0.0039473 | EPA/CAMD | EPA/NEI | 2016
2019 | FL | Manatee | 6042 | MTCT3A | CT | OP | CC | NG | 7535 | 13447450 | 44.572 | 0.0066291 | EPA/CAMD | EPA/NEI | 2005
2019 | FL | Manatee | 6042 | MTCT3B | CT | OP | CC | NG | 7122 | 12673150 | 42.0056 | 0.0066291 | EPA/CAMD | EPA/NEI | 2005
2019 | FL | Manatee | 6042 | MTCT3C | CT | OP | CC | NG | 7319 | 13127270 | 43.743 | 0.0066644 | EPA/CAMD | EPA/NEI | 2005
2019 | FL | Manatee | 6042 | MTCT3D | CT | OP | CC | NG | 7270 | 12962670 | 42.8179 | 0.0066063 | EPA/CAMD | EPA/NEI | 2005
2019 | FL | Manatee | 6042 | PMT1 | ST | OP | WALL | NG | 5869 | 15264350 | 59.6613 | 0.0078171 | EPA/CAMD | EPA/NEI | 1976
2019 | FL | Manatee | 6042 | PMT2 | ST | OP | WALL | NG | 5742 | 13129380 | 51.3933 | 0.0078288 | EPA/CAMD | EPA/NEI | 1977
2019 | FL | Martin | 6043 | HRSG3A | CT | OP | CC | NG | 4751 | 6578435 | 21.8869 | 0.0066541 | EPA/CAMD | EPA/NEI | 1993
2019 | FL | Martin | 6043 | HRSG3B | CT | OP | CC | NG | 6098 | 8885275 | 29.5815 | 0.0066585 | EPA/CAMD | EPA/NEI | 1993
2019 | FL | Martin | 6043 | HRSG4A | CT | OP | CC | NG | 5014 | 6958875 | 23.3735 | 0.0067176 | EPA/CAMD | EPA/NEI | 1993
2019 | FL | Martin | 6043 | HRSG4B | CT | OP | CC | NG | 6016 | 8767885 | 29.0401 | 0.0066242 | EPA/CAMD | EPA/NEI | 1993
2019 | FL | Martin | 6043 | PMR8A | CT | OP | CC | NG | 7210 | 12200870 | 40.7921 | 0.0066868 | EPA/CAMD | EPA/NEI | 2001
2019 | FL | Martin | 6043 | PMR8B | CT | OP | CC | NG | 7214 | 12187380 | 40.4008 | 0.0066299 | EPA/CAMD | EPA/NEI | 2001
2019 | FL | Martin | 6043 | PMR8C | CT | OP | CC | NG | 7782 | 13107450 | 39.6974 | 0.0060572 | EPA/CAMD | EPA/NEI | 2004
2019 | FL | Martin | 6043 | PMR8D | CT | OP | CC | NG | 7700 | 12845080 | 34.5654 | 0.0053819 | EPA/CAMD | EPA/NEI | 2004
2019 | FL | Midulla Generating Station | 7380 | 1 | CT | OP | CC | NG | 7389 | 13574550 | 0.0046784 | 6.8928e-07 | EPA/CAMD | EPA/NEI | 2001
2019 | FL | Midulla Generating Station | 7380 | 2 | CT | OP | CC | NG | 7028 | 11998120 | 34.5332 | 0.0057564 | EPA/CAMD | NEI avg EF - PM, fuel type, firing type | 2001
2019 | FL | Midulla Generating Station | 7380 | 4A | GT | OP | CT | NG | 917 | 201474.8 | 1.637 | 0.016251 | EPA/CAMD | EPA/NEI | 2006
2019 | FL | Midulla Generating Station | 7380 | 4B | GT | OP | CT | NG | 884 | 189256.8 | 1.5315 | 0.016185 | EPA/CAMD | EPA/NEI | 2006
2019 | FL | Midulla Generating Station | 7380 | 5A | GT | OP | CT | NG | 705 | 138085.8 | 1.2771 | 0.018498 | EPA/CAMD | EPA/NEI | 2006
2019 | FL | Midulla Generating Station | 7380 | 5B | GT | OP | CT | NG | 695 | 135815.7 | 1.4 | 0.020616 | EPA/CAMD | EPA/NEI | 2006
2019 | FL | Midulla Generating Station | 7380 | 6A | GT | OP | CT | NG | 802 | 161017.6 | 1.4585 | 0.018116 | EPA/CAMD | EPA/NEI | 2006
2019 | FL | Midulla Generating Station | 7380 | 6B | GT | OP | CT | NG | 820 | 163842.6 | 1.5016 | 0.01833 | EPA/CAMD | EPA/NEI | 2006
2019 | FL | Midulla Generating Station | 7380 | 7A | GT | OP | CT | NG | 855 | 182888.4 | 0.75339 | 0.0082388 | EPA/CAMD | EPA/NEI | 2006
2019 | FL | Midulla Generating Station | 7380 | 7B | GT | OP | CT | NG | 910 | 206070.3 | 0.89069 | 0.0086446 | EPA/CAMD | EPA/NEI | 2006
2019 | FL | Midulla Generating Station | 7380 | 8A | GT | OP | CT | NG | 924 | 191090.6 | 1.9327 | 0.020228 | EPA/CAMD | EPA/NEI | 2006
2019 | FL | Midulla Generating Station | 7380 | 8B | GT | OP | CT | NG | 920 | 200280.3 | 1.9871 | 0.019843 | EPA/CAMD | EPA/NEI | 2006
2019 | FL | Mulberry Cogeneration Facility | 54426 | 1 | CT | OP | CC | NG | 4307 | 3440707 | 11.0831 | 0.0064424 | EPA/CAMD | EPA/NEI | 1994
2019 | FL | Northside | 667 | 3 | ST | OP | WALL | NG | 6625 | 20453960 | 71.9664 | 0.0070369 | EPA/CAMD | EPA/NEI | 1977
2019 | FL | Northside | 667 | 1A | ST | OP | FLUIDIZED | BIT | 8011 | 21748570 | 222.6304 | 0.020473 | EPA/CAMD | EPA/NEI | 2002
2019 | FL | Northside | 667 | 2A | ST | OP | FLUIDIZED | BIT | 1796 | 3973575 | 50.8307 | 0.025584 | EPA/CAMD | EPA/NEI | 2002
2019 | FL | Okeechobee Clean Energy Center | 60345 | OCEC1A | CT | OP | CC | NG | 5171 | 16334930 | 47.0154 | 0.0057564 | EPA/CAMD | NEI avg EF - PM, fuel type, firing type | 2018
2019 | FL | Okeechobee Clean Energy Center | 60345 | OCEC1B | CT | OP | CC | NG | 4252 | 13066540 | 37.6083 | 0.0057564 | EPA/CAMD | NEI avg EF - PM, fuel type, firing type | 2018
2019 | FL | Okeechobee Clean Energy Center | 60345 | OCEC1C | CT | OP | CC | NG | 4534 | 14070370 | 40.4975 | 0.0057564 | EPA/CAMD | NEI avg EF - PM, fuel type, firing type | 2018
2019 | FL | Oleander Power Project | 55286 | O-1 | GT | OP | CT | NG | 863 | 1139293 | 1.9673 | 0.0034536 | EPA/CAMD | EPA/NEI | 2002
2019 | FL | Oleander Power Project | 55286 | O-2 | GT | OP | CT | NG | 251 | 332691.6 | 0.58648 | 0.0035257 | EPA/CAMD | EPA/NEI | 2002
2019 | FL | Oleander Power Project | 55286 | O-3 | GT | OP | CT | NG | 123 | 160120.5 | 0.27841 | 0.0034775 | EPA/CAMD | EPA/NEI | 2002
2019 | FL | Oleander Power Project | 55286 | O-4 | GT | OP | CT | NG | 93 | 118736.7 | 0.20653 | 0.0034788 | EPA/CAMD | EPA/NEI | 2002
2019 | FL | Oleander Power Project | 55286 | O-5 | GT | OP | CT | NG | 356 | 379975.4 | 0.65558 | 0.0034506 | EPA/CAMD | EPA/NEI | 2007
2019 | FL | Orange Cogeneration Facility | 54365 | 1 | CT | OP | CC | NG | 4782 | 1518986 | 3.5772 | 0.00471 | EPA/CAMD | EPA/NEI | 1995
2019 | FL | Orange Cogeneration Facility | 54365 | 2 | CT | OP | CC | NG | 4877 | 1690901 | 4.4091 | 0.0052151 | EPA/CAMD | EPA/NEI | 1995
2019 | FL | Orlando CoGen | 54466 | 1 | CT | OP | CC | NG | 8464 | 8000842 | 51.5739 | 0.012892 | EPA/CAMD | EPA/NEI | 1993
2019 | FL | Osceola | 55192 | OSC1 | GT | OP | CT | NG | 0 |  |  | 0.0070853 |  |  | 2001
2019 | FL | Osceola | 55192 | OSC2 | GT | OP | CT | NG | 0 |  |  | 0.0070853 |  |  | 2001
2019 | FL | Osceola | 55192 | OSC3 | GT | OP | CT | NG | 0 |  |  | 0.0070853 |  |  | 2002
2019 | FL | Osprey Energy Center | 55412 | CT1 | CT | OP | CC | NG | 5577 | 9458999 | 38.896 | 0.0082241 | EPA/CAMD | EPA/NEI | 2004
2019 | FL | Osprey Energy Center | 55412 | CT2 | CT | OP | CC | NG | 3913 | 6715914 | 26.8979 | 0.0080102 | EPA/CAMD | EPA/NEI | 2004
2019 | FL | P L Bartow | 634 | 4A | CT | OP | CC | NG | 6773 | 11858470 | 35.4765 | 0.0059833 | EPA/CAMD | EPA/NEI | 2008
2019 | FL | P L Bartow | 634 | 4B | CT | OP | CC | NG | 5265 | 9095607 | 29.7223 | 0.0065355 | EPA/CAMD | EPA/NEI | 2008
2019 | FL | P L Bartow | 634 | 4C | CT | OP | CC | NG | 7551 | 13073220 | 43.1417 | 0.0066 | EPA/CAMD | EPA/NEI | 2008
2019 | FL | P L Bartow | 634 | 4D | CT | OP | CC | NG | 6880 | 12059980 | 38.4605 | 0.0063782 | EPA/CAMD | EPA/NEI | 2008
2019 | FL | Polk | 7242 | **1 | ST | OP | IGC | OG | 4496 | 5580369 | 44.4242 | 0.015922 | EPA/CAMD | EPA/NEI | 1996
2019 | FL | Polk | 7242 | **2 | CT | OP | CC | NG | 6524 | 9971465 | 0.17475 | 3.5051e-05 | EPA/CAMD | EPA/NEI | 2000
2019 | FL | Polk | 7242 | **3 | CT | OP | CC | NG | 7123 | 10918380 | 0.14616 | 2.6773e-05 | EPA/CAMD | EPA/NEI | 2002
2019 | FL | Polk | 7242 | **4 | CT | OP | CC | NG | 7300 | 11403100 | 0.27435 | 4.8119e-05 | EPA/CAMD | EPA/NEI | 2007
2019 | FL | Polk | 7242 | **5 | CT | OP | CC | NG | 7181 | 10033970 | 0.036119 | 7.1993e-06 | EPA/CAMD | EPA/NEI | 2007
2019 | FL | Port Everglades | 617 | PECT5A | CT | OP | CC | NG | 7120 | 16281460 | 43.1959 | 0.0053061 | EPA/CAMD | EPA/NEI | 2015
2019 | FL | Port Everglades | 617 | PECT5B | CT | OP | CC | NG | 6915 | 15503180 | 51.5361 | 0.0066485 | EPA/CAMD | EPA/NEI | 2015
2019 | FL | Port Everglades | 617 | PECT5C | CT | OP | CC | NG | 6413 | 14390580 | 47.7769 | 0.00664 | EPA/CAMD | EPA/NEI | 2015
2019 | FL | Reedy Creek | 7254 | 32432 | CT | OP | CC | NG | 628 | 139805.5 | 3.0236 | 0.043254 | EPA/CAMD | EPA/NEI | 1989
2019 | FL | Riviera Beach Energy Center | 619 | RBCT5A | CT | OP | CC | NG | 5428 | 12344820 | 33.668 | 0.0054546 | EPA/CAMD | EPA/NEI | 2013
2019 | FL | Riviera Beach Energy Center | 619 | RBCT5B | CT | OP | CC | NG | 5572 | 12436180 | 41.3205 | 0.0066452 | EPA/CAMD | EPA/NEI | 2013
2019 | FL | Riviera Beach Energy Center | 619 | RBCT5C | CT | OP | CC | NG | 7001 | 15889260 | 53.594 | 0.0067459 | EPA/CAMD | EPA/NEI | 2013
2019 | FL | S O Purdom | 689 | 8 | CT | OP | CC | NG | 8192 | 8469637 | 34.1425 | 0.0080623 | EPA/CAMD | EPA/NEI | 2000
2019 | FL | Sanford | 620 | SNCT4A | CT | OP | CC | NG | 6129 | 8847039 | 29.4133 | 0.0066493 | EPA/CAMD | EPA/NEI | 2002
2019 | FL | Sanford | 620 | SNCT4B | CT | OP | CC | NG | 6490 | 9523595 | 31.6283 | 0.0066421 | EPA/CAMD | EPA/NEI | 2002
2019 | FL | Sanford | 620 | SNCT4C | CT | OP | CC | NG | 7267 | 10809490 | 35.9447 | 0.0066506 | EPA/CAMD | EPA/NEI | 2002
2019 | FL | Sanford | 620 | SNCT4D | CT | OP | CC | NG | 6487 | 9475006 | 31.402 | 0.0066284 | EPA/CAMD | EPA/NEI | 2002
2019 | FL | Sanford | 620 | SNCT5A | CT | OP | CC | NG | 3799 | 5567203 | 18.5657 | 0.0066697 | EPA/CAMD | EPA/NEI | 2002
2019 | FL | Sanford | 620 | SNCT5B | CT | OP | CC | NG | 4742 | 7113103 | 23.6284 | 0.0066436 | EPA/CAMD | EPA/NEI | 2002
2019 | FL | Sanford | 620 | SNCT5C | CT | OP | CC | NG | 3797 | 5714637 | 19.0121 | 0.0066538 | EPA/CAMD | EPA/NEI | 2002
2019 | FL | Sanford | 620 | SNCT5D | CT | OP | CC | NG | 4367 | 6554040 | 21.7385 | 0.0066336 | EPA/CAMD | EPA/NEI | 2002
2019 | FL | Santa Rosa Energy Center | 55242 | CT-1 | CT | OP | CC | NG | 6140 | 9945393 | 23.6288 | 0.0047517 | EPA/CAMD | EPA/NEI | 2002
2019 | FL | Seminole (136) | 136 | 1 | ST | OP | WALL | BIT | 6981 | 34566410 | 513.3111 | 0.0297 | EPA/CAMD | EPA/NEI | 1984
2019 | FL | Seminole (136) | 136 | 2 | ST | OP | WALL | BIT | 7551 | 37515120 | 557.0996 | 0.0297 | EPA/CAMD | EPA/NEI | 1984
2019 | FL | Shady Hills | 55414 | GT101 | GT | OP | CT | NG | 654 | 911926.9 | 3.1136 | 0.0068287 | EPA/CAMD | EPA/NEI | 2001
2019 | FL | Shady Hills | 55414 | GT201 | GT | OP | CT | NG | 740 | 1008029 | 3.356 | 0.0066586 | EPA/CAMD | EPA/NEI | 2002
2019 | FL | Shady Hills | 55414 | GT301 | GT | OP | CT | NG | 539 | 727461.3 | 2.5388 | 0.0069798 | EPA/CAMD | EPA/NEI | 2002
2019 | FL | Stanton A | 55821 | 25 | CT | OP | CC | NG | 4399 | 6248064 | 20.6183 | 0.0065999 | EPA/CAMD | EPA/NEI | 2003
2019 | FL | Stanton A | 55821 | 26 | CT | OP | CC | NG | 3790 | 5393257 | 17.7974 | 0.0065999 | EPA/CAMD | EPA/NEI | 2003
2019 | FL | Stock Island | 6584 | CT4 | GT | OP | CT | DFO | 59 | 12966.04 | 0.15377 | 0.023718 | EPA/CAMD | NEI avg EF - PM, fuel type, firing type | 2006
2019 | FL | Tiger Bay | 7699 | 1 | CT | OP | CC | NG | 3712 | 5297740 | 17.4824 | 0.0066 | EPA/CAMD | EPA/NEI | 1997
2019 | FL | Tom G Smith | 673 | S-3 | ST | OP | WALL | NG | 126 | 9625.239 | 0.10747 | 0.022331 | EPA/CAMD | EPA/NEI | 1967
2019 | FL | Treasure Coast Energy Center | 56400 | 1 | CT | OP | CC | NG | 8167 | 13199510 | 42.7976 | 0.0064847 | EPA/CAMD | EPA/NEI | 2008
2019 | FL | Turkey Point | 621 | TPCT5A | CT | OP | CC | NG | 5724 | 9161799 | 30.2653 | 0.0066069 | EPA/CAMD | EPA/NEI | 2006
2019 | FL | Turkey Point | 621 | TPCT5B | CT | OP | CC | NG | 5394 | 8667782 | 28.696 | 0.0066213 | EPA/CAMD | EPA/NEI | 2006
2019 | FL | Turkey Point | 621 | TPCT5C | CT | OP | CC | NG | 5723 | 9147199 | 30.2435 | 0.0066126 | EPA/CAMD | EPA/NEI | 2006
2019 | FL | Turkey Point | 621 | TPCT5D | CT | OP | CC | NG | 5024 | 8062405 | 26.6253 | 0.0066048 | EPA/CAMD | EPA/NEI | 2006
2019 | FL | University of Florida | 7345 | 1 | CT | OP | CC | NG | 7493 | 2801421 | 12.4898 | 0.0089168 | EPA/CAMD | EPA/NEI | 1993
2019 | FL | Vandolah Power Project | 55415 | GT101 | GT | OP | CT | NG | 1442 | 2092965 | 6.7056 | 0.0064078 | EPA/CAMD | EPA/NEI | 2002
2019 | FL | Vandolah Power Project | 55415 | GT201 | GT | OP | CT | NG | 1558 | 2227327 | 6.0641 | 0.0054452 | EPA/CAMD | EPA/NEI | 2002
2019 | FL | Vandolah Power Project | 55415 | GT301 | GT | OP | CT | NG | 1689 | 2597945 | 7.9501 | 0.0061203 | EPA/CAMD | EPA/NEI | 2002
2019 | FL | Vandolah Power Project | 55415 | GT401 | GT | OP | CT | NG | 1284 | 1818249 | 7.1052 | 0.0078154 | EPA/CAMD | NEI avg EF - PM, fuel type, firing type | 2002
2019 | FL | West County Energy Center | 56407 | WCCT1A | CT | OP | CC | NG | 6875 | 15479240 | 49.2928 | 0.0063689 | EPA/CAMD | EPA/NEI | 2009
2019 | FL | West County Energy Center | 56407 | WCCT1B | CT | OP | CC | NG | 6999 | 16034670 | 53.5588 | 0.0066804 | EPA/CAMD | EPA/NEI | 2009
2019 | FL | West County Energy Center | 56407 | WCCT1C | CT | OP | CC | NG | 7127 | 16174090 | 54.1809 | 0.0066997 | EPA/CAMD | EPA/NEI | 2009
2019 | FL | West County Energy Center | 56407 | WCCT2A | CT | OP | CC | NG | 6487 | 14564170 | 48.3389 | 0.0066381 | EPA/CAMD | EPA/NEI | 2009
2019 | FL | West County Energy Center | 56407 | WCCT2B | CT | OP | CC | NG | 6909 | 15755920 | 52.3576 | 0.0066461 | EPA/CAMD | EPA/NEI | 2009
2019 | FL | West County Energy Center | 56407 | WCCT2C | CT | OP | CC | NG | 6486 | 14411240 | 48.2468 | 0.0066957 | EPA/CAMD | EPA/NEI | 2009
2019 | FL | West County Energy Center | 56407 | WCCT3A | CT | OP | CC | NG | 6965 | 15498220 | 49.4811 | 0.0063854 | EPA/CAMD | EPA/NEI | 2010
2019 | FL | West County Energy Center | 56407 | WCCT3B | CT | OP | CC | NG | 7210 | 15853900 | 41.33 | 0.0052139 | EPA/CAMD | EPA/NEI | 2010
2019 | FL | West County Energy Center | 56407 | WCCT3C | CT | OP | CC | NG | 7492 | 16808810 | 55.9598 | 0.0066584 | EPA/CAMD | EPA/NEI | 2010
2019 | GA | 191 Peachtree Tower | 54818 | GEN1 | IC | SB | NA | DFO |  |  |  | 0.30942
2019 | GA | 191 Peachtree Tower | 54818 | GEN2 | IC | SB | NA | DFO |  |  |  | 0.30942
2019 | GA | ADS Renewable Energy-Wolf Creek LLC | 60184 | GEN1 | IC | OP | NA | LFG |  | 114246 | 0.83971 | 0.0147 | EIA Prime Mover-level Data | Estimated using an emission factor
2019 | GA | ADS Renewable Energy-Wolf Creek LLC | 60184 | GEN2 | IC | OP | NA | LFG |  | 114246 | 0.83971 | 0.0147 | EIA Prime Mover-level Data | Estimated using an emission factor
2019 | GA | Allatoona | 760 | 1 | HY | OP | NA | WAT |  | 837443.8 |  | 1.5381e-07 | EIA Prime Mover-level Data | NEI avg EF - PM, fuel type, firing type
2019 | GA | Allatoona | 760 | 2 | HY | OP | NA | WAT |  | 837443.8 |  | 1.5381e-07 | EIA Prime Mover-level Data | NEI avg EF - PM, fuel type, firing type
2019 | GA | Allatoona | 760 | A | HY | OP | NA | WAT |  | 39595.45 |  | 1.5381e-07 | EIA Prime Mover-level Data | NEI avg EF - PM, fuel type, firing type
2019 | GA | Arkwright | 699 | 3 | ST | RE | NA | BIT
2019 | GA | Arkwright | 699 | 4 | ST | RE | NA | BIT
2019 | GA | Arkwright | 699 | 5A | GT | RE | NA | DFO
2019 | GA | Arkwright | 699 | 5B | GT | RE | NA | DFO
2019 | GA | Arkwright | 699 | ST1 | ST | RE | NA | NG
2019 | GA | Arkwright | 699 | ST2 | ST | RE | NA | NG
2019 | GA | Athens Regional Medical Center | 55319 | CT1 | IC | SB | NA | DFO |  |  |  | 0.30942
2019 | GA | Athens Regional Medical Center | 55319 | CT3 | IC | SB | NA | DFO |  |  |  | 0.30942
2019 | GA | Athens Regional Medical Center | 55319 | CU1 | IC | RE | NA | DFO
2019 | GA | Athens Regional Medical Center | 55319 | STEG3 | IC | SB | NA | DFO |  |  |  | 0.30942
2019 | GA | Athens Regional Medical Center | 55319 | STEG4 | IC | SB | NA | DFO |  |  |  | 0.30942
2019 | GA | Athens Regional Medical Center | 55319 | STEG5 | IC | SB | NA | DFO |  |  |  | 0.30942
2019 | GA | Athens Regional Medical Center | 55319 | STEG6 | IC | SB | NA | DFO |  |  |  | 0.30942
2019 | GA | Atkinson | 700 | 3 | ST | RE | NA | NG
2019 | GA | Atkinson | 700 | 4 | ST | RE | NA | NG
2019 | GA | Atkinson | 700 | 5A | GT | RE | NA | DFO
2019 | GA | Atkinson | 700 | 5B | GT | RE | NA | DFO
2019 | GA | Atkinson | 700 | ST2 | ST | RE | NA | NG
2019 | GA | Atlanta Falcons Solar | 62393 | 1 | PV | OP | NA | SUN |  | 3886.8 |  | 0 | EIA Prime Mover-level Data | Estimated using an emission factor
2019 | GA | Atlanta Falcons Solar | 62393 | 2 | PV | OP | NA | SUN |  | 2591.2 |  | 0 | EIA Prime Mover-level Data | Estimated using an emission factor
2019 | GA | Atlanta Falcons Solar | 62393 | 3 | PV | OP | NA | SUN |  | 6478 |  | 0 | EIA Prime Mover-level Data | Estimated using an emission factor
2019 | GA | Atlanta Gift Mart LP | 54877 | BUG | IC | SB | NA | DFO |  |  |  | 0.30942
2019 | GA | Azalea Solar, LLC | 58482 | 1 | PV | OP | NA | SUN |  | 115761 |  | 0 | EIA Prime Mover-level Data | Estimated using an emission factor
2019 | GA | Bank of America Plaza | 55152 | GEN1 | IC | SB | NA | DFO |  |  |  | 0.30942
2019 | GA | Bank of America Plaza | 55152 | GEN2 | IC | SB | NA | DFO |  |  |  | 0.30942
2019 | GA | Barnett Shoals | 701 | 1 | HY | RE | NA | WAT
2019 | GA | Barnett Shoals | 701 | 2 | HY | RE | NA | WAT
2019 | GA | Barnett Shoals | 701 | 3 | HY | RE | NA | WAT
2019 | GA | Barnett Shoals | 701 | 4 | HY | RE | NA | WAT
2019 | GA | Bibb Jones | 62880 | BIBBJ | PV | OP | NA | SUN |  | 18244 |  | 0 | EIA Prime Mover-level Data | Estimated using an emission factor
2019 | GA | BJ Gas Recovery | 54392 | GEN1 | IC | RE | NA | LFG |  | 12298.5 | 0.090394 | 0.0147 | EIA Prime Mover-level Data | Estimated using an emission factor
2019 | GA | BJ Gas Recovery | 54392 | GEN2 | IC | RE | NA | LFG
2019 | GA | BJ Gas Recovery | 54392 | GEN3 | IC | RE | NA | LFG |  | 12298.5 | 0.090394 | 0.0147 | EIA Prime Mover-level Data | Estimated using an emission factor
2019 | GA | Blue Ridge | 757 | 1 | HY | OP | NA | WAT |  | 352015 |  | 1.5381e-07 | EIA Prime Mover-level Data | NEI avg EF - PM, fuel type, firing type
2019 | GA | Blue Ridge | 757 | 2 | HY | OP | NA | WAT |  | 24001.02 |  | 1.5381e-07 | EIA Prime Mover-level Data | NEI avg EF - PM, fuel type, firing type
2019 | GA | Boulevard | 732 | 1 | GT | OP | NA | DFO |  | 1723 | 0.014869 | 0.017259 | EIA Prime Mover-level Data | NEI avg EF - PM, fuel type, firing type
2019 | GA | Boulevard | 732 | 2 | GT | RE | NA | NG
2019 | GA | Boulevard | 732 | 3 | GT | RE | NA | NG
2019 | GA | Brunswick Cellulose | 10605 | 4PB | ST | OP | NA | WDS |  | 3946827 | 45.0179 | 0.022812 | EIA Unit-level Data | NEI avg EF - PM, fuel type
2019 | GA | Brunswick Cellulose | 10605 | 5RB | ST | OP | NA | BLQ |  | 7518373 | 0.11691 | 3.11e-05 | EIA Unit-level Data | Estimated using an emission factor
2019 | GA | Brunswick Cellulose | 10605 | 6PB | ST | OP | NA | NG |  | 404861.9 | 1.6301 | 0.0080524 | EIA Unit-level Data | NEI avg EF - PM, fuel type
2019 | GA | Brunswick Cellulose | 10605 | 6RB | ST | OP | NA | BLQ |  | 12055200 | 0.18746 | 3.11e-05 | EIA Unit-level Data | Estimated using an emission factor
2019 | GA | Brunswick Cellulose | 10605 | 7PB | ST | OP | NA | NG |  | 151850.2 | 0.61138 | 0.0080524 | EIA Unit-level Data | NEI avg EF - PM, fuel type
2019 | GA | Buford | 759 | 1 | HY | RE | NA | WAT
2019 | GA | Buford | 759 | 2 | HY | RE | NA | WAT
2019 | GA | Buford | 759 | 3 | HY | RE | NA | WAT
2019 | GA | Buford | 759 | 1A | HY | OP | NA | WAT |  | 1139815 |  | 1.5381e-07 | EIA Prime Mover-level Data | NEI avg EF - PM, fuel type, firing type
2019 | GA | Buford | 759 | 2A | HY | OP | NA | WAT |  | 1139815 |  | 1.5381e-07 | EIA Prime Mover-level Data | NEI avg EF - PM, fuel type, firing type
2019 | GA | Buford | 759 | 3A | HY | OP | NA | WAT |  | 132365.6 |  | 1.5381e-07 | EIA Prime Mover-level Data | NEI avg EF - PM, fuel type, firing type
2019 | GA | Burton Dam | 704 | 1 | HY | OP | NA | WAT |  | 138605 |  | 1.5381e-07 | EIA Prime Mover-level Data | NEI avg EF - PM, fuel type, firing type
2019 | GA | Burton Dam | 704 | 2 | HY | OP | NA | WAT |  | 138605 |  | 1.5381e-07 | EIA Prime Mover-level Data | NEI avg EF - PM, fuel type, firing type
2019 | GA | Butler Solar Farm 20 | 59891 | 1 | PV | OP | NA | SUN |  | 360255 |  | 0 | EIA Prime Mover-level Data | Estimated using an emission factor
2019 | GA | Butler Solar Project 103 | 59896 | 1 | PV | OP | NA | SUN |  | 2049764 |  | 0 | EIA Prime Mover-level Data | Estimated using an emission factor
2019 | GA | Camilla Solar Energy Project | 61785 | CAMSR | PV | U | NA | SUN
2019 | GA | Camilla Solar Plant | 58892 | CMLA | PV | OP | NA | SUN |  | 245359 |  | 0 | EIA Prime Mover-level Data | Estimated using an emission factor
2019 | GA | Camp Solar Plant | 58893 | CAMP | PV | OP | NA | SUN |  | 36935 |  | 0 | EIA Prime Mover-level Data | Estimated using an emission factor
2019 | GA | Carters | 6130 | 1 | HY | OP | NA | WAT |  | 1116971 |  | 1.5381e-07 | EIA Prime Mover-level Data | NEI avg EF - PM, fuel type, firing type
2019 | GA | Carters | 6130 | 2 | HY | OP | NA | WAT |  | 1116971 |  | 1.5381e-07 | EIA Prime Mover-level Data | NEI avg EF - PM, fuel type, firing type
2019 | GA | Carters | 6130 | 3 | PS | OP | NA | WAT |  | 0 |  |  | EIA Prime Mover-level Data
2019 | GA | Carters | 6130 | 4 | PS | OP | NA | WAT |  | 0 |  |  | EIA Prime Mover-level Data
2019 | GA | Cedartown Battery Energy Storage Project | 60561 | 1 | BA | OP | NA | MWH |  | 0 |  |  | EIA Prime Mover-level Data
2019 | GA | CII Methane Management III LFG Plant | 59650 | GEN1 | IC | OP | NA | LFG |  | 74725 | 0.54923 | 0.0147 | EIA Prime Mover-level Data | Estimated using an emission factor
2019 | GA | CNN Center | 54323 | D4_1 | IC | SB | NA | DFO |  | 349.962 | 0.054244 | 0.31 | EIA Prime Mover-level Data | Estimated using an emission factor
2019 | GA | CNN Center | 54323 | D4_2 | IC | SB | NA | DFO |  | 466.615 | 0.072325 | 0.31 | EIA Prime Mover-level Data | Estimated using an emission factor
2019 | GA | CNN Center | 54323 | D4_3 | IC | SB | NA | DFO |  | 466.615 | 0.072325 | 0.31 | EIA Prime Mover-level Data | Estimated using an emission factor
2019 | GA | CNN Center | 54323 | D5_1 | IC | SB | NA | DFO |  | 466.615 | 0.072325 | 0.31 | EIA Prime Mover-level Data | Estimated using an emission factor
2019 | GA | CNN Center | 54323 | D5_2 | IC | SB | NA | DFO |  | 466.615 | 0.072325 | 0.31 | EIA Prime Mover-level Data | Estimated using an emission factor
2019 | GA | CNN Center | 54323 | D5_3 | IC | SB | NA | DFO |  | 466.615 | 0.072325 | 0.31 | EIA Prime Mover-level Data | Estimated using an emission factor
2019 | GA | CNN Center | 54323 | DK2 | IC | SB | NA | DFO |  | 349.962 | 0.054244 | 0.31 | EIA Prime Mover-level Data | Estimated using an emission factor
2019 | GA | Columbia Bryson | 62879 | COBRY | PV | OP | NA | SUN |  | 25786 |  | 0 | EIA Prime Mover-level Data | Estimated using an emission factor
2019 | GA | Comer Solar | 61554 | 1 | PV | OP | NA | SUN |  | 33382 |  | 0 | EIA Prime Mover-level Data | Estimated using an emission factor
2019 | GA | Cool Springs Solar (Hybrid) | 63721 | COOLS | PV | T | NA | SUN
2019 | GA | Cool Springs Solar (Hybrid) | 63721 | CSBAT | BA | T | NA | MWH
2019 | GA | Crisp Plant | 753 | GT1 | GT | OP | NA | NG |  | 2052 | 0.005626 | 0.0054834 | EIA Prime Mover-level Data | NEI avg EF - PM, fuel type, firing type
2019 | GA | Crisp Plant | 753 | ST | ST | OS | NA | BIT |  | 0 | 0 | 0.044487 | EIA Unit-level Data | NEI avg EF - PM, fuel type, firing type
2019 | GA | Dalton 2 | 59556 | 1 | PV | OP | NA | SUN |  | 88586 |  | 0 | EIA Prime Mover-level Data | Estimated using an emission factor
2019 | GA | Decatur County Solar Project | 59449 | DCSP1 | PV | OP | NA | SUN |  | 383343 |  | 0 | EIA Prime Mover-level Data | Estimated using an emission factor
2019 | GA | Decatur Parkway Solar Project, LLC | 59450 | DPSP1 | PV | OP | NA | SUN |  | 1646457 |  | 0 | EIA Prime Mover-level Data | Estimated using an emission factor
2019 | GA | Denver Braswell PV | 61441 | GPDB1 | PV | OP | NA | SUN |  | 25698 |  | 0 | EIA Prime Mover-level Data | Estimated using an emission factor
2019 | GA | Dougherty County Solar, LLC | 62375 | PV1 | PV | OP | NA | SUN |  | 124656 |  | 0 | EIA Prime Mover-level Data | Estimated using an emission factor
2019 | GA | Dublin Solar I | 60930 | DUBL1 | PV | OP | NA | SUN |  | 62169 |  | 0 | EIA Prime Mover-level Data | Estimated using an emission factor
2019 | GA | Edwin I Hatch | 6051 | 1 | ST | OP | NA | NUC |  | 78918380 |  | 0 | EIA Prime Mover-level Data | Estimated using an emission factor
2019 | GA | Edwin I Hatch | 6051 | 2 | ST | OP | NA | NUC |  | 66396250 |  | 0 | EIA Prime Mover-level Data | Estimated using an emission factor
2019 | GA | Emory Decatur Hospital | 54830 | 03 | IC | SB | NA | DFO |  | 73.846 | 0.011446 | 0.31 | EIA Prime Mover-level Data | Estimated using an emission factor
2019 | GA | Emory Decatur Hospital | 54830 | 90 | IC | SB | NA | DFO |  | 59.077 | 0.0091569 | 0.31 | EIA Prime Mover-level Data | Estimated using an emission factor
2019 | GA | Emory Decatur Hospital | 54830 | 93 | IC | SB | NA | DFO |  | 59.077 | 0.0091569 | 0.31 | EIA Prime Mover-level Data | Estimated using an emission factor
2019 | GA | Emory Hillandale Hospital | 56231 | 01 | IC | SB | NA | DFO |  | 35.5 | 0.0055025 | 0.31 | EIA Prime Mover-level Data | Estimated using an emission factor
2019 | GA | Emory Hillandale Hospital | 56231 | 02 | IC | SB | NA | DFO |  | 35.5 | 0.0055025 | 0.31 | EIA Prime Mover-level Data | Estimated using an emission factor
2019 | GA | Emory Hillandale Hospital | 56231 | 03 | IC | RE | NA | DFO
2019 | GA | Flint River | 706 | 1 | HY | OP | NA | WAT |  | 41407 |  | 1.5381e-07 | EIA Prime Mover-level Data | NEI avg EF - PM, fuel type, firing type
2019 | GA | Flint River | 706 | 2 | HY | OP | NA | WAT |  | 41407 |  | 1.5381e-07 | EIA Prime Mover-level Data | NEI avg EF - PM, fuel type, firing type
2019 | GA | Flint River | 706 | 3 | HY | OP | NA | WAT |  | 41407 |  | 1.5381e-07 | EIA Prime Mover-level Data | NEI avg EF - PM, fuel type, firing type
2019 | GA | Flint River Operations | 50465 | PB | ST | OP | NA | WDS |  | 3208876 | 36.6008 | 0.022812 | EIA Unit-level Data | NEI avg EF - PM, fuel type
2019 | GA | Flint River Operations | 50465 | RB | ST | OP | NA | BLQ |  | 4787931 | 0.74452 | 0.000311 | EIA Unit-level Data | Estimated using an emission factor
2019 | GA | Fort Benning Solar Facility | 59862 | 1 | PV | OP | NA | SUN |  | 474504 |  | 0 | EIA Prime Mover-level Data | Estimated using an emission factor
2019 | GA | Fort Gordon Solar Facility | 59863 | 1 | PV | OP | NA | SUN |  | 503558 |  | 0 | EIA Prime Mover-level Data | Estimated using an emission factor
2019 | GA | Fort Stewart Solar Facility | 59865 | 1 | PV | OP | NA | SUN |  | 483204 |  | 0 | EIA Prime Mover-level Data | Estimated using an emission factor
2019 | GA | Fort Valley State University Solar | 63062 | 1 | PV | U | NA | SUN
2019 | GA | Freeman Avenue | 62887 | FREAV | PV | OP | NA | SUN |  | 17701 |  | 0 | EIA Prime Mover-level Data | Estimated using an emission factor
2019 | GA | Georgia College & State University Solar | 63282 | 1 | PV | U | NA | SUN
2019 | GA | Georgia LFG Oak Grove Plant | 61385 | GM01 | IC | OP | NA | LFG |  | 113934.3 | 0.83742 | 0.0147 | EIA Prime Mover-level Data | Estimated using an emission factor
2019 | GA | Georgia LFG Oak Grove Plant | 61385 | GM02 | IC | OP | NA | LFG |  | 113934.3 | 0.83742 | 0.0147 | EIA Prime Mover-level Data | Estimated using an emission factor
2019 | GA | Georgia LFG Oak Grove Plant | 61385 | GM03 | IC | OP | NA | LFG |  | 113934.3 | 0.83742 | 0.0147 | EIA Prime Mover-level Data | Estimated using an emission factor
2019 | GA | Georgia LFG Pine Ridge Plant | 61386 | GM01 | IC | OP | NA | LFG |  | 131006.7 | 0.9629 | 0.0147 | EIA Prime Mover-level Data | Estimated using an emission factor
2019 | GA | Georgia LFG Pine Ridge Plant | 61386 | GM02 | IC | OP | NA | LFG |  | 131006.7 | 0.9629 | 0.0147 | EIA Prime Mover-level Data | Estimated using an emission factor
2019 | GA | Georgia LFG Pine Ridge Plant | 61386 | GM03 | IC | OP | NA | LFG |  | 131006.7 | 0.9629 | 0.0147 | EIA Prime Mover-level Data | Estimated using an emission factor
2019 | GA | Georgia LFG Richland Creek Plant | 61387 | GM01 | IC | OP | NA | LFG |  | 129076.4 | 0.94871 | 0.0147 | EIA Prime Mover-level Data | Estimated using an emission factor
2019 | GA | Georgia LFG Richland Creek Plant | 61387 | GM02 | IC | OP | NA | LFG |  | 129076.4 | 0.94871 | 0.0147 | EIA Prime Mover-level Data | Estimated using an emission factor
2019 | GA | Georgia LFG Richland Creek Plant | 61387 | GM03 | IC | OP | NA | LFG |  | 129076.4 | 0.94871 | 0.0147 | EIA Prime Mover-level Data | Estimated using an emission factor
2019 | GA | Georgia LFG Richland Creek Plant | 61387 | GM04 | IC | OP | NA | LFG |  | 129076.4 | 0.94871 | 0.0147 | EIA Prime Mover-level Data | Estimated using an emission factor
2019 | GA | Georgia LFG Richland Creek Plant | 61387 | GM05 | IC | OP | NA | LFG |  | 129076.4 | 0.94871 | 0.0147 | EIA Prime Mover-level Data | Estimated using an emission factor
2019 | GA | Georgia Pacific Center | 54906 | 01 | IC | SB | NA | DFO |  |  |  | 0.30942
2019 | GA | Georgia Pacific Center | 54906 | 02 | IC | SB | NA | DFO |  |  |  | 0.30942
2019 | GA | Georgia Power at Jakin GA PV | 61397 | PV1 | PV | OP | NA | SUN |  | 27363 |  | 0 | EIA Prime Mover-level Data | Estimated using an emission factor
2019 | GA | Georgia Power at Swainsboro | 61459 | PV1 | PV | OP | NA | SUN |  | 54840 |  | 0 | EIA Prime Mover-level Data | Estimated using an emission factor
2019 | GA | Georgia Power at Wadley GA | 59843 | PV1 | PV | OP | NA | SUN |  | 16749 |  | 0 | EIA Prime Mover-level Data | Estimated using an emission factor
2019 | GA | Georgia-Pacific Cedar Springs | 54101 | PB1 | ST | OP | WALL | WDS |  | 4938869 | 56.3332 | 0.022812 | EIA Unit-level Data | NEI avg EF - PM, fuel type
2019 | GA | Georgia-Pacific Cedar Springs | 54101 | PB2 | ST | OP | WALL | WDS |  | 4673826 | 53.3101 | 0.022812 | EIA Unit-level Data | NEI avg EF - PM, fuel type
2019 | GA | Georgia-Pacific Cedar Springs | 54101 | RB1 | ST | OP | WALL | BLQ |  | 3605334 | 1.1213 | 0.000622 | EIA Unit-level Data | Estimated using an emission factor
2019 | GA | Georgia-Pacific Cedar Springs | 54101 | RB2 | ST | OP | WALL | BLQ |  | 3497290 | 1.0877 | 0.000622 | EIA Unit-level Data | Estimated using an emission factor
2019 | GA | Georgia-Pacific Cedar Springs | 54101 | RB3 | ST | OP | WALL | BLQ |  | 4368768 | 1.3587 | 0.000622 | EIA Unit-level Data | Estimated using an emission factor
2019 | GA | GPC3 | 7711 | 1 | CC | CN | NA | NG
2019 | GA | GPC4 | 7712 | 1 | GT | CN | NA | NG
2019 | GA | GPC5 | 7713 | 1 | GT | CN | NA | NG
2019 | GA | GPC6 | 7714 | 1 | CC | CN | NA | NG
2019 | GA | Graniteville Enterprise Division | 54462 | 1 | HY | OP | NA | WAT |  | 8885.5 |  | 1.5381e-07 | EIA Prime Mover-level Data | NEI avg EF - PM, fuel type, firing type
2019 | GA | Graniteville Enterprise Division | 54462 | 2 | HY | OP | NA | WAT |  | 8885.5 |  | 1.5381e-07 | EIA Prime Mover-level Data | NEI avg EF - PM, fuel type, firing type
2019 | GA | Graphic Packaging International Augusta Mill | 54358 | PB1 | ST | OP | NA | WDS |  | 3175618 | 36.2214 | 0.022812 | EIA Unit-level Data | NEI avg EF - PM, fuel type
2019 | GA | Graphic Packaging International Augusta Mill | 54358 | PB2 | ST | OP | NA | NG |  | 1062493 | 4.2778 | 0.0080524 | EIA Unit-level Data | NEI avg EF - PM, fuel type
2019 | GA | Graphic Packaging International Augusta Mill | 54358 | PB3 | ST | OP | NA | WDS |  | 2699433 | 30.79 | 0.022812 | EIA Unit-level Data | NEI avg EF - PM, fuel type
2019 | GA | Graphic Packaging International Augusta Mill | 54358 | RB2 | ST | RE | NA | WDS |  | 0 |  |  | EIA Unit-level Data
2019 | GA | Graphic Packaging International Augusta Mill | 54358 | RB3 | ST | OP | NA | BLQ |  | 10644890 | 0.82764 | 0.0001555 | EIA Unit-level Data | Estimated using an emission factor
2019 | GA | Gratis Road Solar Facility | 61740 | GR01 | PV | OP | NA | SUN |  | 51197 |  | 0 | EIA Prime Mover-level Data | Estimated using an emission factor
2019 | GA | Greenville | 60512 | SO073 | PV | OP | NA | SUN |  | 12474 |  | 0 | EIA Prime Mover-level Data | Estimated using an emission factor
2019 | GA | GRP Franklin Renewable Energy Facility | 60550 | GEN | ST | OP | NA | WDS |  | 291008 | 3.3193 | 0.022812 | EIA Prime Mover-level Data | NEI avg EF - PM, fuel type, firing type
2019 | GA | GRP Madison Renewable Energy Facility | 61213 | GEN | ST | OP | NA | WDS |  | 501811 | 5.7237 | 0.022812 | EIA Prime Mover-level Data | NEI avg EF - PM, fuel type, firing type
2019 | GA | Guyton Community Solar | 62392 | 1 | PV | OP | NA | SUN |  | 35170 |  | 0 | EIA Prime Mover-level Data | Estimated using an emission factor
2019 | GA | Harllee Branch | 709 | 1 | ST | RE | WALL | BIT
2019 | GA | Harllee Branch | 709 | 2 | ST | RE | WALL | BIT
2019 | GA | Harllee Branch | 709 | 3 | ST | RE | WALL | BIT
2019 | GA | Harllee Branch | 709 | 4 | ST | RE | WALL | BIT
2019 | GA | Hartwell Lake | 754 | 1 | HY | OP | NA | WAT |  | 1147047 |  | 1.5381e-07 | EIA Prime Mover-level Data | NEI avg EF - PM, fuel type, firing type
2019 | GA | Hartwell Lake | 754 | 2 | HY | OP | NA | WAT |  | 1147047 |  | 1.5381e-07 | EIA Prime Mover-level Data | NEI avg EF - PM, fuel type, firing type
2019 | GA | Hartwell Lake | 754 | 3 | HY | OS | NA | WAT |  | 1147047 |  | 1.5381e-07 | EIA Prime Mover-level Data | NEI avg EF - PM, fuel type, firing type
2019 | GA | Hartwell Lake | 754 | 4 | HY | OP | NA | WAT |  | 1147047 |  | 1.5381e-07 | EIA Prime Mover-level Data | NEI avg EF - PM, fuel type, firing type
2019 | GA | Hartwell Lake | 754 | 5 | HY | OP | NA | WAT |  | 1079574 |  | 1.5381e-07 | EIA Prime Mover-level Data | NEI avg EF - PM, fuel type, firing type
2019 | GA | Hazlehurst II | 60554 | STHLV | PV | OP | NA | SUN |  | 966814 |  | 0 | EIA Prime Mover-level Data | Estimated using an emission factor
2019 | GA | Hazlehurst III | 62057 | HZIII | PV | OP | NA | SUN |  | 69603 |  | 0 | EIA Prime Mover-level Data | Estimated using an emission factor
2019 | GA | Hewlett Packard Enterprise | 54457 | ALF1 | IC | SB | NA | DFO |  |  |  | 0.30942
2019 | GA | Hewlett Packard Enterprise | 54457 | ALF2 | IC | SB | NA | DFO |  |  |  | 0.30942
2019 | GA | Hewlett Packard Enterprise | 54457 | ALF3 | IC | SB | NA | DFO |  |  |  | 0.30942
2019 | GA | Hewlett Packard Enterprise | 54457 | ALF4 | IC | SB | NA | DFO |  |  |  | 0.30942
2019 | GA | Hewlett Packard Enterprise | 54457 | ALF5 | IC | SB | NA | DFO |  |  |  | 0.30942
2019 | GA | Hewlett Packard Enterprise | 54457 | B1GN1 | IC | SB | NA | DFO |  |  |  | 0.30942
2019 | GA | Hewlett Packard Enterprise | 54457 | B1GN2 | IC | SB | NA | DFO |  |  |  | 0.30942
2019 | GA | Hickory Park Solar Hybrid | 63522 | HPBAT | BA | L | NA | MWH
2019 | GA | Hickory Park Solar Hybrid | 63522 | HPRK | PV | L | NA | SUN
2019 | GA | Hickory Ridge Landfill Solar Project | 59459 | 5088 | PV | OP | NA | SUN |  |  |  | 0
2019 | GA | High Shoals Hydro (GA) | 10121 | GEN1 | HY | OP | NA | WAT |  |  |  | 1.5381e-07
2019 | GA | Hopeful Solar LLC | 59892 | GEN | PV | CN | NA | SUN
2019 | GA | IKEA Savannah 490 | 58011 | PV | PV | OP | NA | SUN |  | 10579 |  | 0 | EIA Prime Mover-level Data | Estimated using an emission factor
2019 | GA | Imperial Savannah LP | 50146 | A | ST | OP | NA | NG |  | 309692.5 | 1.2469 | 0.0080524 | EIA Unit-level Data | NEI avg EF - PM, fuel type
2019 | GA | Imperial Savannah LP | 50146 | B | ST | OP | NA | NG |  | 10525.72 | 0.042379 | 0.0080524 | EIA Unit-level Data | NEI avg EF - PM, fuel type
2019 | GA | Imperial Savannah LP | 50146 | C | ST | OP | NA | NG |  | 348766.5 | 1.4042 | 0.0080524 | EIA Unit-level Data | NEI avg EF - PM, fuel type
2019 | GA | Imperial Savannah LP | 50146 | D | ST | OP | NA | NG |  | 2090007 | 8.4148 | 0.0080524 | EIA Unit-level Data | NEI avg EF - PM, fuel type
2019 | GA | Inforum | 54290 | BUG1 | IC | OP | NA | DFO |  |  |  | 0.30942
2019 | GA | Inland Paperboard Packaging Rome | 10426 | GEN1 | ST | RE | NA | BLQ
2019 | GA | Inland Paperboard Packaging Rome | 10426 | PB1 | ST | RE | NA | WDS |  | 0 |  |  | EIA Unit-level Data
2019 | GA | Inland Paperboard Packaging Rome | 10426 | PB2 | ST | RE | NA | WDS |  | 0 |  |  | EIA Unit-level Data
2019 | GA | Inland Paperboard Packaging Rome | 10426 | PB3 | ST | OP | NA | WDS |  | 0 | 0 | 0.022812 | EIA Unit-level Data | NEI avg EF - PM, fuel type, firing type
2019 | GA | Inland Paperboard Packaging Rome | 10426 | PB4 | ST | OP | NA | BIT |  | 2832491 | 63.0043 | 0.044487 | EIA Unit-level Data | NEI avg EF - PM, fuel type
2019 | GA | Inland Paperboard Packaging Rome | 10426 | RF5 | ST | OP | NA | BLQ |  | 8984145 | 0.1397 | 3.11e-05 | EIA Unit-level Data | Estimated using an emission factor
2019 | GA | Inland Paperboard Packaging Rome | 10426 | WFB | ST | OP | NA | WDS |  | 4824550 | 55.0293 | 0.022812 | EIA Unit-level Data | NEI avg EF - PM, fuel type
2019 | GA | International Paper Savanna Mill | 50398 | 13PB | ST | OP | TANGENTIAL | NG |  | 6467316 | 30.3886 | 0.0093976 | EIA Unit-level Data | NEI avg EF - PM, fuel type, firing type
2019 | GA | International Paper Savanna Mill | 50398 | 15RB | ST | OP | TANGENTIAL | BLQ |  | 13339530 | 16.5944 | 0.002488 | EIA Unit-level Data | Estimated using an emission factor
2019 | GA | International Paper Savanna Mill | 50398 | GEN3 | ST | RE | NA | BIT
2019 | GA | International Paper Savanna Mill | 50398 | GEN4 | ST | RE | NA | BLQ
2019 | GA | International Paper Savanna Mill | 50398 | GEN5 | ST | RE | NA | WDS
2019 | GA | International Paper Savanna Mill | 50398 | GEN6 | ST | RE | NA | BIT
2019 | GA | International Paper Savanna Mill | 50398 | GEN7 | ST | RE | NA | BIT
2019 | GA | Interstate Paper LLC Riceboro | 54281 | MFB | ST | OP | NA | WDS |  | 2343096 | 26.7256 | 0.022812 | EIA Unit-level Data | NEI avg EF - PM, fuel type
2019 | GA | Interstate Paper LLC Riceboro | 54281 | POW | ST | OP | NA | NG |  | 57454.8 | 0.23133 | 0.0080524 | EIA Unit-level Data | NEI avg EF - PM, fuel type
2019 | GA | Interstate Paper LLC Riceboro | 54281 | REC | ST | OP | NA | BLQ |  | 3639268 | 18.9013 | 0.010387 | EIA Unit-level Data | Estimated using an emission factor
2019 | GA | Jesup Plant | 10560 | GEN1 | ST | RE | NA | BLQ
2019 | GA | Jesup Plant | 10560 | POWB3 | ST | OP | NA | WDS |  | 3444858 | 39.2924 | 0.022812 | EIA Unit-level Data | NEI avg EF - PM, fuel type
2019 | GA | Jesup Plant | 10560 | POWB4 | ST | OP | NA | NG |  | 838405.4 | 3.3756 | 0.0080524 | EIA Unit-level Data | NEI avg EF - PM, fuel type
2019 | GA | Jesup Plant | 10560 | POWB5 | ST | OP | NA | NG |  | 871543.1 | 3.509 | 0.0080524 | EIA Unit-level Data | NEI avg EF - PM, fuel type
2019 | GA | Jesup Plant | 10560 | RB5 | ST | OP | NA | BLQ |  | 6109336 | 95.0002 | 0.0311 | EIA Unit-level Data | Estimated using an emission factor
2019 | GA | Jesup Plant | 10560 | RB6 | ST | OP | NA | BLQ |  | 10554730 | 164.126 | 0.0311 | EIA Unit-level Data | Estimated using an emission factor
2019 | GA | Kamin LLC Wrens Mine | 55961 | WM1 | IC | RE | NA | DFO
2019 | GA | Kamin LLC Wrens Mine | 55961 | WM2 | IC | RE | NA | DFO
2019 | GA | Kamin LLC Wrens Plant | 54880 | SDT1 | GT | OP | NA | NG |  |  |  | 0.0070853
2019 | GA | Kamin LLC Wrens Plant | 54880 | SDT2 | GT | OP | NA | NG |  |  |  | 0.0070853
2019 | GA | Kamin LLC Wrens Plant | 54880 | SDT3 | GT | OP | NA | NG |  |  |  | 0.0070853
2019 | GA | Kamin LLC Wrens Plant | 54880 | TUR1 | GT | RE | NA | NG
2019 | GA | Kamin LLC Wrens Plant | 54880 | WP1 | IC | RE | NA | DFO
2019 | GA | Kamin LLC Wrens Plant | 54880 | WPH1 | IC | RE | NA | DFO
2019 | GA | Kamin LLC Wrens Plant | 54880 | WPH2 | IC | RE | NA | DFO
2019 | GA | Kamin LLC Wrens Plant | 54880 | WPH3 | IC | RE | NA | DFO
2019 | GA | Kimberly-Clark Solar | 62960 | KC | PV | OP | NA | SUN |  | 37725 |  | 0 | EIA Prime Mover-level Data | Estimated using an emission factor
2019 | GA | King Mill | 61000 | 1 | HY | OP | NA | WAT |  | 21525.96 |  | 1.5381e-07 | EIA Prime Mover-level Data | NEI avg EF - PM, fuel type, firing type
2019 | GA | King Mill | 61000 | 2 | HY | OP | NA | WAT |  | 46127.05 |  | 1.5381e-07 | EIA Prime Mover-level Data | NEI avg EF - PM, fuel type, firing type
2019 | GA | Kings Bay Solar Facility | 59864 | 1 | PV | OP | NA | SUN |  | 529164 |  | 0 | EIA Prime Mover-level Data | Estimated using an emission factor
2019 | GA | Kings Bay Solar Facility | 59864 | BESS | BA | U | NA | MWH
2019 | GA | Kraft | 733 | 2 | ST | RE | TANGENTIAL | BIT
2019 | GA | Kraft | 733 | 3 | ST | RE | TANGENTIAL | BIT
2019 | GA | Kraft | 733 | 4 | ST | RE | TANGENTIAL | NG
2019 | GA | Kraft | 733 | PWA | GT | RE | NA | NG
2019 | GA | Kraft | 733 | ST1 | ST | RE | NA | BIT
2019 | GA | Lake Blackshear Project | 752 | 1 | HY | OP | NA | WAT |  | 50659.68 |  | 1.5381e-07 | EIA Prime Mover-level Data | NEI avg EF - PM, fuel type, firing type
2019 | GA | Lake Blackshear Project | 752 | 2 | HY | OP | NA | WAT |  | 105541 |  | 1.5381e-07 | EIA Prime Mover-level Data | NEI avg EF - PM, fuel type, firing type
2019 | GA | Lake Blackshear Project | 752 | 3 | HY | OP | NA | WAT |  | 101319.4 |  | 1.5381e-07 | EIA Prime Mover-level Data | NEI avg EF - PM, fuel type, firing type
2019 | GA | Lake Blackshear Project | 752 | 4 | HY | OP | NA | WAT |  | 105541 |  | 1.5381e-07 | EIA Prime Mover-level Data | NEI avg EF - PM, fuel type, firing type
2019 | GA | Lakeland Solar Energy LLC | 58572 | 1 | PV | OP | NA | SUN |  | 17108.5 |  | 0 | EIA Prime Mover-level Data | Estimated using an emission factor
2019 | GA | Lakeland Solar Energy LLC | 58572 | 2 | PV | OP | NA | SUN |  | 17108.5 |  | 0 | EIA Prime Mover-level Data | Estimated using an emission factor
2019 | GA | Laredo Bus Facility Solar Canopies | 58064 | LBFS | PV | OP | NA | SUN |  | 16617 |  | 0 | EIA Prime Mover-level Data | Estimated using an emission factor
2019 | GA | Live Oak Solar, LLC | 60063 | LVEOK | PV | OP | NA | SUN |  | 909730 |  | 0 | EIA Prime Mover-level Data | Estimated using an emission factor
2019 | GA | Lloyd Shoals | 712 | 1 | HY | OP | NA | WAT |  | 95004 |  | 1.5381e-07 | EIA Prime Mover-level Data | NEI avg EF - PM, fuel type, firing type
2019 | GA | Lloyd Shoals | 712 | 2 | HY | OP | NA | WAT |  | 95004 |  | 1.5381e-07 | EIA Prime Mover-level Data | NEI avg EF - PM, fuel type, firing type
2019 | GA | Lloyd Shoals | 712 | 3 | HY | OP | NA | WAT |  | 95004 |  | 1.5381e-07 | EIA Prime Mover-level Data | NEI avg EF - PM, fuel type, firing type
2019 | GA | Lloyd Shoals | 712 | 4 | HY | OP | NA | WAT |  | 95004 |  | 1.5381e-07 | EIA Prime Mover-level Data | NEI avg EF - PM, fuel type, firing type
2019 | GA | Lloyd Shoals | 712 | 5 | HY | OP | NA | WAT |  | 95004 |  | 1.5381e-07 | EIA Prime Mover-level Data | NEI avg EF - PM, fuel type, firing type
2019 | GA | Lloyd Shoals | 712 | 6 | HY | OP | NA | WAT |  | 95004 |  | 1.5381e-07 | EIA Prime Mover-level Data | NEI avg EF - PM, fuel type, firing type
2019 | GA | Marine Corps Logistics Base Solar | 59876 | 1 | PV | OP | NA | SUN |  | 521828 |  | 0 | EIA Prime Mover-level Data | Estimated using an emission factor
2019 | GA | MAS ASB Cogen Plant | 58484 | 1 | IC | OP | NA | LFG |  | 130857.7 | 0.9618 | 0.0147 | EIA Prime Mover-level Data | Estimated using an emission factor
2019 | GA | MAS ASB Cogen Plant | 58484 | 2 | IC | OP | NA | LFG |  | 130857.7 | 0.9618 | 0.0147 | EIA Prime Mover-level Data | Estimated using an emission factor
2019 | GA | MAS ASB Cogen Plant | 58484 | 3 | IC | OP | NA | LFG |  | 130857.7 | 0.9618 | 0.0147 | EIA Prime Mover-level Data | Estimated using an emission factor
2019 | GA | McCleskey Cotton | 62878 | MCCOT | PV | OP | NA | SUN |  | 18557 |  | 0 | EIA Prime Mover-level Data | Estimated using an emission factor
2019 | GA | MCLB Landfill Gas to Energy | 59335 | GEN1 | IC | OP | NA | OBG |  | 115317 | 0.84758 | 0.0147 | EIA Prime Mover-level Data | Estimated using an emission factor
2019 | GA | MEAG1 | 7879 | 1 | CT | IP | NA | NG
2019 | GA | MEAG2 | 7880 | 1 | CT | IP | NA | NG
2019 | GA | MEAG3 | 7881 | 1 | CT | IP | NA | NG
2019 | GA | Milstead | 54872 | GEN1 | HY | OP | NA | WAT |  | 17192 |  | 1.5381e-07 | EIA Prime Mover-level Data | NEI avg EF - PM, fuel type, firing type
2019 | GA | Mitchell (GA) | 727 | 1 | ST | RE | NA | BIT
2019 | GA | Mitchell (GA) | 727 | 2 | ST | RE | NA | BIT
2019 | GA | Mitchell (GA) | 727 | 3 | ST | RE | TANGENTIAL | BIT
2019 | GA | Mitchell (GA) | 727 | 4A | GT | RE | NA | DFO
2019 | GA | Mitchell (GA) | 727 | 4B | GT | RE | NA | DFO
2019 | GA | Mitchell (GA) | 727 | 4C | GT | RE | NA | DFO
2019 | GA | Moody Air Force Base Solar | 62377 | 1 | PV | V | NA | SUN
2019 | GA | Morgan Falls | 717 | 1 | HY | OP | NA | WAT |  | 36710 |  | 1.5381e-07 | EIA Prime Mover-level Data | NEI avg EF - PM, fuel type, firing type
2019 | GA | Morgan Falls | 717 | 2 | HY | OP | NA | WAT |  | 36710 |  | 1.5381e-07 | EIA Prime Mover-level Data | NEI avg EF - PM, fuel type, firing type
2019 | GA | Morgan Falls | 717 | 3 | HY | OP | NA | WAT |  | 36710 |  | 1.5381e-07 | EIA Prime Mover-level Data | NEI avg EF - PM, fuel type, firing type
2019 | GA | Morgan Falls | 717 | 4 | HY | OP | NA | WAT |  | 36710 |  | 1.5381e-07 | EIA Prime Mover-level Data | NEI avg EF - PM, fuel type, firing type
2019 | GA | Morgan Falls | 717 | 5 | HY | OP | NA | WAT |  | 36710 |  | 1.5381e-07 | EIA Prime Mover-level Data | NEI avg EF - PM, fuel type, firing type
2019 | GA | Morgan Falls | 717 | 6 | HY | OP | NA | WAT |  | 36710 |  | 1.5381e-07 | EIA Prime Mover-level Data | NEI avg EF - PM, fuel type, firing type
2019 | GA | Morgan Falls | 717 | 7 | HY | OP | NA | WAT |  | 36710 |  | 1.5381e-07 | EIA Prime Mover-level Data | NEI avg EF - PM, fuel type, firing type
2019 | GA | Mount Vernon Solar | 60585 | MV01 | PV | OP | NA | SUN |  | 17078 |  | 0 | EIA Prime Mover-level Data | Estimated using an emission factor
2019 | GA | Multitrade Rabun Gap, LLC | 50201 | WB1 | ST | OP | NA | WDS |  | 2124259 | 24.2295 | 0.022812 | EIA Unit-level Data | NEI avg EF - PM, fuel type
2019 | GA | Muscogee Public Works | 62881 | MUSPW | PV | OP | NA | SUN |  | 27095 |  | 0 | EIA Prime Mover-level Data | Estimated using an emission factor
2019 | GA | Nacoochee | 718 | 1 | HY | OP | NA | WAT |  | 90944.5 |  | 1.5381e-07 | EIA Prime Mover-level Data | NEI avg EF - PM, fuel type, firing type
2019 | GA | Nacoochee | 718 | 2 | HY | OP | NA | WAT |  | 90944.5 |  | 1.5381e-07 | EIA Prime Mover-level Data | NEI avg EF - PM, fuel type, firing type
2019 | GA | Naval Submarine Base Kings Bay | 54239 | 3023 | IC | SB | NA | DFO |  | 2277.083 | 0.35295 | 0.31 | EIA Prime Mover-level Data | Estimated using an emission factor
2019 | GA | Naval Submarine Base Kings Bay | 54239 | 3024 | IC | SB | NA | DFO |  | 2277.083 | 0.35295 | 0.31 | EIA Prime Mover-level Data | Estimated using an emission factor
2019 | GA | Naval Submarine Base Kings Bay | 54239 | 3025 | IC | SB | NA | DFO |  | 2277.083 | 0.35295 | 0.31 | EIA Prime Mover-level Data | Estimated using an emission factor
2019 | GA | Naval Submarine Base Kings Bay | 54239 | 3027 | IC | SB | NA | DFO |  | 2277.083 | 0.35295 | 0.31 | EIA Prime Mover-level Data | Estimated using an emission factor
2019 | GA | Naval Submarine Base Kings Bay | 54239 | 3028 | IC | SB | NA | DFO |  | 2277.083 | 0.35295 | 0.31 | EIA Prime Mover-level Data | Estimated using an emission factor
2019 | GA | Naval Submarine Base Kings Bay | 54239 | 3029 | IC | SB | NA | DFO |  | 2277.083 | 0.35295 | 0.31 | EIA Prime Mover-level Data | Estimated using an emission factor
2019 | GA | Naval Submarine Base Kings Bay | 54239 | 5876 | IC | SB | NA | DFO |  | 2277.083 | 0.35295 | 0.31 | EIA Prime Mover-level Data | Estimated using an emission factor
2019 | GA | Naval Submarine Base Kings Bay | 54239 | 5877 | IC | SB | NA | DFO |  | 2277.083 | 0.35295 | 0.31 | EIA Prime Mover-level Data | Estimated using an emission factor
2019 | GA | Naval Submarine Base Kings Bay | 54239 | 5878 | IC | SB | NA | DFO |  | 2277.083 | 0.35295 | 0.31 | EIA Prime Mover-level Data | Estimated using an emission factor
2019 | GA | Naval Submarine Base Kings Bay | 54239 | 5879 | IC | SB | NA | DFO |  | 2277.083 | 0.35295 | 0.31 | EIA Prime Mover-level Data | Estimated using an emission factor
2019 | GA | Naval Submarine Base Kings Bay | 54239 | 5880 | IC | SB | NA | DFO |  | 2277.083 | 0.35295 | 0.31 | EIA Prime Mover-level Data | Estimated using an emission factor
2019 | GA | Naval Submarine Base Kings Bay | 54239 | 5881 | IC | SB | NA | DFO |  | 2277.083 | 0.35295 | 0.31 | EIA Prime Mover-level Data | Estimated using an emission factor
2019 | GA | North Highlands | 719 | 1 | HY | OP | NA | WAT |  | 420669.7 |  | 1.5381e-07 | EIA Prime Mover-level Data | NEI avg EF - PM, fuel type, firing type
2019 | GA | North Highlands | 719 | 2 | HY | OP | NA | WAT |  | 420669.7 |  | 1.5381e-07 | EIA Prime Mover-level Data | NEI avg EF - PM, fuel type, firing type
2019 | GA | North Highlands | 719 | 3 | HY | OP | NA | WAT |  | 420669.7 |  | 1.5381e-07 | EIA Prime Mover-level Data | NEI avg EF - PM, fuel type, firing type
2019 | GA | North Highlands | 719 | 4 | HY | OP | NA | WAT |  | 91449.93 |  | 1.5381e-07 | EIA Prime Mover-level Data | NEI avg EF - PM, fuel type, firing type
2019 | GA | Nottely | 758 | 1 | HY | OP | NA | WAT |  | 407434 |  | 1.5381e-07 | EIA Prime Mover-level Data | NEI avg EF - PM, fuel type, firing type
2019 | GA | Nottely | 758 | 2 | HY | OP | NA | WAT |  | 24446.04 |  | 1.5381e-07 | EIA Prime Mover-level Data | NEI avg EF - PM, fuel type, firing type
2019 | GA | OE_GA3 | 63350 | GA3 | PV | OP | NA | SUN |  | 50869 |  | 0 | EIA Prime Mover-level Data | Estimated using an emission factor
2019 | GA | Oil Dri 2 Solar | 62882 | OLDRY | PV | OP | NA | SUN |  | 16900 |  | 0 | EIA Prime Mover-level Data | Estimated using an emission factor
2019 | GA | Old Midville Solar | 60741 | OMD | PV | OP | NA | SUN |  | 382400 |  | 0 | EIA Prime Mover-level Data | Estimated using an emission factor
2019 | GA | Oliver Dam | 720 | 1 | HY | OP | NA | WAT |  | 664249.8 |  | 1.5381e-07 | EIA Prime Mover-level Data | NEI avg EF - PM, fuel type, firing type
2019 | GA | Oliver Dam | 720 | 2 | HY | OP | NA | WAT |  | 664249.8 |  | 1.5381e-07 | EIA Prime Mover-level Data | NEI avg EF - PM, fuel type, firing type
2019 | GA | Oliver Dam | 720 | 3 | HY | OP | NA | WAT |  | 664249.8 |  | 1.5381e-07 | EIA Prime Mover-level Data | NEI avg EF - PM, fuel type, firing type
2019 | GA | Oliver Dam | 720 | 4 | HY | OP | NA | WAT |  | 221416.6 |  | 1.5381e-07 | EIA Prime Mover-level Data | NEI avg EF - PM, fuel type, firing type
2019 | GA | Pawpaw Solar Plant | 59894 | 1 | PV | OP | NA | SUN |  | 596264 |  | 0 | EIA Prime Mover-level Data | Estimated using an emission factor
2019 | GA | PCA-Valdosta Mill | 60084 | 1005 | ST | OP | NA | WDS |  | 2417621 | 27.5756 | 0.022812 | EIA Unit-level Data | NEI avg EF - PM, fuel type
2019 | GA | PCA-Valdosta Mill | 60084 | 1006 | ST | OP | NA | WDS |  | 1315235 | 15.0017 | 0.022812 | EIA Unit-level Data | NEI avg EF - PM, fuel type
2019 | GA | PCA-Valdosta Mill | 60084 | 7040 | ST | OP | NA | BLQ |  | 8067662 | 18.0651 | 0.0044784 | EIA Unit-level Data | Estimated using an emission factor
2019 | GA | PCA-Valdosta Mill | 60084 | 7020A | ST | OP | NA | NG |  | 180601.9 | 0.72714 | 0.0080524 | EIA Unit-level Data | NEI avg EF - PM, fuel type
2019 | GA | Pecan Row Landfill To Electric Facility | 59221 | GEN1 | IC | OP | NA | LFG |  | 96347.75 | 0.70816 | 0.0147 | EIA Prime Mover-level Data | Estimated using an emission factor
2019 | GA | Pecan Row Landfill To Electric Facility | 59221 | GEN2 | IC | OP | NA | LFG |  | 96347.75 | 0.70816 | 0.0147 | EIA Prime Mover-level Data | Estimated using an emission factor
2019 | GA | Pecan Row Landfill To Electric Facility | 59221 | GEN3 | IC | OP | NA | LFG |  | 96347.75 | 0.70816 | 0.0147 | EIA Prime Mover-level Data | Estimated using an emission factor
2019 | GA | Pecan Row Landfill To Electric Facility | 59221 | GM04 | IC | OP | NA | LFG |  | 96347.75 | 0.70816 | 0.0147 | EIA Prime Mover-level Data | Estimated using an emission factor
2019 | GA | Piedmont Green Power | 57909 | BLR1 | ST | OP | NA | WDS |  | 5224908 | 59.5958 | 0.022812 | EIA Unit-level Data | NEI avg EF - PM, fuel type
2019 | GA | PInova Inc | 10120 | GEN5 | ST | OP | NA | WDS |  |  |  | 0.022915
2019 | GA | PInova Inc | 10120 | GEN6 | ST | RE | NA | WDS
2019 | GA | Plant Washington | 56675 | MAIN | ST | CN | NA | SUB
2019 | GA | Pleasant Valley Solar | 60586 | PV01 | PV | OP | NA | SUN |  | 41038 |  | 0 | EIA Prime Mover-level Data | Estimated using an emission factor
2019 | GA | Port Wentworth Mill | 50804 | 4 | ST | OP | NA | WDS |  | 4974020 | 56.7342 | 0.022812 | EIA Unit-level Data | NEI avg EF - PM, fuel type
2019 | GA | Port Wentworth Mill | 50804 | RE01 | ST | OP | NA | BLQ |  | 9035617 | 1.405 | 0.000311 | EIA Unit-level Data | Estimated using an emission factor
2019 | GA | Quitman Solar | 62584 | QUITM | PV | OP | NA | SUN |  | 170476 |  | 0 | EIA Prime Mover-level Data | Estimated using an emission factor
2019 | GA | Richard B Russell | 6132 | 1 | HY | OP | NA | WAT |  | 1018745 |  | 1.5381e-07 | EIA Prime Mover-level Data | NEI avg EF - PM, fuel type, firing type
2019 | GA | Richard B Russell | 6132 | 2 | HY | OP | NA | WAT |  | 1018745 |  | 1.5381e-07 | EIA Prime Mover-level Data | NEI avg EF - PM, fuel type, firing type
2019 | GA | Richard B Russell | 6132 | 3 | HY | OP | NA | WAT |  | 1018745 |  | 1.5381e-07 | EIA Prime Mover-level Data | NEI avg EF - PM, fuel type, firing type
2019 | GA | Richard B Russell | 6132 | 4 | HY | OP | NA | WAT |  | 1018745 |  | 1.5381e-07 | EIA Prime Mover-level Data | NEI avg EF - PM, fuel type, firing type
2019 | GA | Richard B Russell | 6132 | 5 | PS | OP | NA | WAT |  | 0 |  |  | EIA Prime Mover-level Data
2019 | GA | Richard B Russell | 6132 | 6 | PS | OP | NA | WAT |  | 0 |  |  | EIA Prime Mover-level Data
2019 | GA | Richard B Russell | 6132 | 7 | PS | OP | NA | WAT |  | 0 |  |  | EIA Prime Mover-level Data
2019 | GA | Richard B Russell | 6132 | 8 | PS | OP | NA | WAT |  | 0 |  |  | EIA Prime Mover-level Data
2019 | GA | Richland | 60513 | SO076 | PV | OP | NA | SUN |  | 8245 |  | 0 | EIA Prime Mover-level Data | Estimated using an emission factor
2019 | GA | Richland Solar Center | 59874 | PV1 | PV | OP | NA | SUN |  | 381375 |  | 0 | EIA Prime Mover-level Data | Estimated using an emission factor
2019 | GA | Richmond Hayes Solar | 62884 | RICHA | PV | OP | NA | SUN |  | 28404 |  | 0 | EIA Prime Mover-level Data | Estimated using an emission factor
2019 | GA | Rincon Solar I | 60702 | PV1 | PV | OP | NA | SUN |  | 265536 |  | 0 | EIA Prime Mover-level Data | Estimated using an emission factor
2019 | GA | Riverside (GA) | 734 | 4 | ST | RE | NA | NG
2019 | GA | Riverside (GA) | 734 | 5 | ST | RE | NA | NG
2019 | GA | Riverside (GA) | 734 | 6 | ST | RE | NA | NG
2019 | GA | Riverside (GA) | 734 | 7 | ST | RE | NA | NG
2019 | GA | Riverside (GA) | 734 | 8 | ST | RE | NA | NG
2019 | GA | Riverwood 100 Building | 54816 | 11KT | IC | OS | NA | DFO |  |  |  | 0.30942
2019 | GA | Riverwood International Macon Mill | 54464 | B001 | ST | RE | NA | WDS |  | 0 |  |  | EIA Unit-level Data
2019 | GA | Riverwood International Macon Mill | 54464 | B002 | ST | OP | NA | NG |  | 189092.8 | 0.76133 | 0.0080524 | EIA Unit-level Data | NEI avg EF - PM, fuel type
2019 | GA | Riverwood International Macon Mill | 54464 | B003 | ST | OP | NA | WDS |  | 3122244 | 35.6126 | 0.022812 | EIA Unit-level Data | NEI avg EF - PM, fuel type
2019 | GA | Riverwood International Macon Mill | 54464 | B004 | ST | OP | NA | WDS |  | 3845529 | 43.8625 | 0.022812 | EIA Unit-level Data | NEI avg EF - PM, fuel type
2019 | GA | Riverwood International Macon Mill | 54464 | D001 | ST | OP | NA | BLQ |  | 8511342 | 1.3235 | 0.000311 | EIA Unit-level Data | Estimated using an emission factor
2019 | GA | Roberts Road Power Plant | 56867 | 1 | IC | RE | NA | LFG
2019 | GA | Robins Air Force Base Solar | 61648 | 1 | PV | V | NA | SUN
2019 | GA | Rocky Mountain Hydroelectric Plant | 6189 | 1 | PS | OP | NA | WAT |  | 0 |  |  | EIA Prime Mover-level Data
2019 | GA | Rocky Mountain Hydroelectric Plant | 6189 | 2 | PS | OP | NA | WAT |  | 0 |  |  | EIA Prime Mover-level Data
2019 | GA | Rocky Mountain Hydroelectric Plant | 6189 | 3 | PS | OP | NA | WAT |  | 0 |  |  | EIA Prime Mover-level Data
2019 | GA | Rumble Road Energy Center | 57209 | 3 | CA | IP | NA | NG
2019 | GA | Rumble Road Energy Center | 57209 | 3A | CT | IP | NA | NG
2019 | GA | Rumble Road Energy Center | 57209 | 3B | CT | IP | NA | NG
2019 | GA | Savannah River Mill | 10361 | 3B | ST | OP | NA | PC |  | 2682520 | 8.4549 | 0.0063037 | EIA Unit-level Data | NEI avg EF - PM, fuel type
2019 | GA | Savannah River Mill | 10361 | 4B | ST | OP | NA | DFO |  | 0 | 0 | 0.0099981 | EIA Unit-level Data | NEI avg EF - PM, fuel type, firing type
2019 | GA | Savannah River Mill | 10361 | 5B | ST | OP | NA | PC |  | 2826519 | 8.9088 | 0.0063037 | EIA Unit-level Data | NEI avg EF - PM, fuel type
2019 | GA | Savannah River Mill | 10361 | GEN1 | GT | SB | NA | NG |  | 226623.5 | 0.62133 | 0.0054834 | EIA Prime Mover-level Data | NEI avg EF - PM, fuel type, firing type
2019 | GA | Savannah River Mill | 10361 | GEN2 | GT | OS | NA | NG |  | 226623.5 | 0.62133 | 0.0054834 | EIA Prime Mover-level Data | NEI avg EF - PM, fuel type, firing type
2019 | GA | Seminole | 60514 | PV1 | PV | OP | NA | SUN |  | 11372 |  | 0 | EIA Prime Mover-level Data | Estimated using an emission factor
2019 | GA | Shepherd Center | 54813 | 1 | IC | SB | NA | DFO |  |  |  | 0.30942
2019 | GA | Shepherd Center | 54813 | 2 | IC | SB | NA | DFO |  |  |  | 0.30942
2019 | GA | Shepherd Center | 54813 | 3 | IC | SB | NA | DFO |  |  |  | 0.30942
2019 | GA | Shepherd Center | 54813 | 4 | IC | SB | NA | DFO |  |  |  | 0.30942
2019 | GA | Shepherd Center | 54813 | 5 | IC | RE | NA | DFO
2019 | GA | Shepherd Center | 54813 | 6 | IC | RE | NA | DFO
2019 | GA | Sibley Mill | 54322 | 2 | HY | OP | NA | WAT |  | 22432.86 |  | 1.5381e-07 | EIA Prime Mover-level Data | NEI avg EF - PM, fuel type, firing type
2019 | GA | Sibley Mill | 54322 | 3 | HY | OP | NA | WAT |  | 26171.67 |  | 1.5381e-07 | EIA Prime Mover-level Data | NEI avg EF - PM, fuel type, firing type
2019 | GA | Sibley Mill | 54322 | 4 | HY | OP | NA | WAT |  | 29910.48 |  | 1.5381e-07 | EIA Prime Mover-level Data | NEI avg EF - PM, fuel type, firing type
2019 | GA | Simon Solar Farm LLC | 58628 | SRSSF | PV | OP | NA | SUN |  | 487502 |  | 0 | EIA Prime Mover-level Data | Estimated using an emission factor
2019 | GA | Sinclair Dam | 722 | 1 | HY | OP | NA | WAT |  | 504657.5 |  | 1.5381e-07 | EIA Prime Mover-level Data | NEI avg EF - PM, fuel type, firing type
2019 | GA | Sinclair Dam | 722 | 2 | HY | OP | NA | WAT |  | 504657.5 |  | 1.5381e-07 | EIA Prime Mover-level Data | NEI avg EF - PM, fuel type, firing type
2019 | GA | Snipesville | 62165 | SNIPE | PV | L | NA | SUN
2019 | GA | Solar BESS Hybrid | 63535 | SOLAR | PV | U | NA | SUN
2019 | GA | Solar BESS Hybrid | 63535 | TEST | BA | U | NA | MWH
2019 | GA | Solar Glynn | 60469 | INV1 | PV | OP | NA | SUN |  | 278465 |  | 0 | EIA Prime Mover-level Data | Estimated using an emission factor
2019 | GA | South Columbus Water Resource Facility | 57076 | GEN1 | IC | OS | NA | OBG |  | 2451 | 0.018015 | 0.0147 | EIA Prime Mover-level Data | NEI avg EF - PM, fuel type, firing type
2019 | GA | South Columbus Water Resource Facility | 57076 | GEN2 | IC | OP | NA | OBG |  | 2451 | 0.018015 | 0.0147 | EIA Prime Mover-level Data | NEI avg EF - PM, fuel type, firing type
2019 | GA | South Georgia Medical Center | 54848 | GEN 7 | IC | SB | NA | DFO |  |  |  | 0.30942
2019 | GA | South Georgia Medical Center | 54848 | GEN1 | IC | RE | NA | DFO
2019 | GA | South Georgia Medical Center | 54848 | GEN1A | IC | SB | NA | DFO |  |  |  | 0.30942
2019 | GA | South Georgia Medical Center | 54848 | GEN2 | IC | RE | NA | DFO
2019 | GA | South Georgia Medical Center | 54848 | GEN2A | IC | SB | NA | DFO |  |  |  | 0.30942
2019 | GA | South Georgia Medical Center | 54848 | GEN3 | IC | RE | NA | DFO
2019 | GA | South Georgia Medical Center | 54848 | GEN4 | IC | SB | NA | DFO |  |  |  | 0.30942
2019 | GA | SR Arlington I | 62436 | ARLI | PV | T | NA | SUN
2019 | GA | SR Arlington II | 62367 | ARLII | PV | OP | NA | SUN |  | 148278 |  | 0 | EIA Prime Mover-level Data | Estimated using an emission factor
2019 | GA | SR Hazlehurst | 59535 | HAZLE | PV | OP | NA | SUN |  | 340035 |  | 0 | EIA Prime Mover-level Data | Estimated using an emission factor
2019 | GA | SR Odom | 63814 | ODOM | PV | U | NA | SUN
2019 | GA | SR Terrell | 62058 | TERRL | PV | U | NA | SUN
2019 | GA | State Farm Support Center East | 55274 | 2A | IC | SB | NA | DFO |  | 67.667 | 0.010488 | 0.31 | EIA Prime Mover-level Data | Estimated using an emission factor
2019 | GA | State Farm Support Center East | 55274 | 2B | IC | SB | NA | DFO |  | 67.667 | 0.010488 | 0.31 | EIA Prime Mover-level Data | Estimated using an emission factor
2019 | GA | State Farm Support Center East | 55274 | 3A | IC | SB | NA | DFO |  | 67.667 | 0.010488 | 0.31 | EIA Prime Mover-level Data | Estimated using an emission factor
2019 | GA | State Farm Support Center East | 55274 | 3B | IC | SB | NA | DFO |  | 67.667 | 0.010488 | 0.31 | EIA Prime Mover-level Data | Estimated using an emission factor
2019 | GA | State Farm Support Center East | 55274 | 4A | IC | SB | NA | DFO |  | 67.667 | 0.010488 | 0.31 | EIA Prime Mover-level Data | Estimated using an emission factor
2019 | GA | State Farm Support Center East | 55274 | 4B | IC | SB | NA | DFO |  | 67.667 | 0.010488 | 0.31 | EIA Prime Mover-level Data | Estimated using an emission factor
2019 | GA | Stevens Creek | 736 | 1 | HY | OP | NA | WAT |  | 92329 |  | 1.5381e-07 | EIA Prime Mover-level Data | NEI avg EF - PM, fuel type, firing type
2019 | GA | Stevens Creek | 736 | 2 | HY | OP | NA | WAT |  | 92329 |  | 1.5381e-07 | EIA Prime Mover-level Data | NEI avg EF - PM, fuel type, firing type
2019 | GA | Stevens Creek | 736 | 3 | HY | OP | NA | WAT |  | 92329 |  | 1.5381e-07 | EIA Prime Mover-level Data | NEI avg EF - PM, fuel type, firing type
2019 | GA | Stevens Creek | 736 | 4 | HY | OP | NA | WAT |  | 92329 |  | 1.5381e-07 | EIA Prime Mover-level Data | NEI avg EF - PM, fuel type, firing type
2019 | GA | Stevens Creek | 736 | 5 | HY | OP | NA | WAT |  | 92329 |  | 1.5381e-07 | EIA Prime Mover-level Data | NEI avg EF - PM, fuel type, firing type
2019 | GA | Stevens Creek | 736 | 6 | HY | OP | NA | WAT |  | 92329 |  | 1.5381e-07 | EIA Prime Mover-level Data | NEI avg EF - PM, fuel type, firing type
2019 | GA | Stevens Creek | 736 | 7 | HY | OP | NA | WAT |  | 92329 |  | 1.5381e-07 | EIA Prime Mover-level Data | NEI avg EF - PM, fuel type, firing type
2019 | GA | Stevens Creek | 736 | 8 | HY | OP | NA | WAT |  | 92329 |  | 1.5381e-07 | EIA Prime Mover-level Data | NEI avg EF - PM, fuel type, firing type
2019 | GA | Sun Trust Plaza | 54845 | EG-1 | IC | SB | NA | DFO |  | 20.5 | 0.0031775 | 0.31 | EIA Prime Mover-level Data | Estimated using an emission factor
2019 | GA | Sun Trust Plaza | 54845 | EG-2 | IC | SB | NA | DFO |  | 20.5 | 0.0031775 | 0.31 | EIA Prime Mover-level Data | Estimated using an emission factor
2019 | GA | Superior Landfill Gas Recovery | 57026 | GEN 5 | IC | OP | NA | LFG |  | 59753.38 | 0.43919 | 0.0147 | EIA Prime Mover-level Data | Estimated using an emission factor
2019 | GA | Superior Landfill Gas Recovery | 57026 | GEN1 | IC | OP | NA | LFG |  | 59753.38 | 0.43919 | 0.0147 | EIA Prime Mover-level Data | Estimated using an emission factor
2019 | GA | Superior Landfill Gas Recovery | 57026 | GEN2 | IC | OP | NA | LFG |  | 59753.38 | 0.43919 | 0.0147 | EIA Prime Mover-level Data | Estimated using an emission factor
2019 | GA | Superior Landfill Gas Recovery | 57026 | GEN3 | IC | OP | NA | LFG |  | 59753.38 | 0.43919 | 0.0147 | EIA Prime Mover-level Data | Estimated using an emission factor
2019 | GA | Superior Landfill Gas Recovery | 57026 | GEN4 | IC | OP | NA | LFG |  | 59753.38 | 0.43919 | 0.0147 | EIA Prime Mover-level Data | Estimated using an emission factor
2019 | GA | Superior Landfill Gas Recovery | 57026 | GEN6 | IC | OP | NA | LFG |  | 59753.38 | 0.43919 | 0.0147 | EIA Prime Mover-level Data | Estimated using an emission factor
2019 | GA | Superior Landfill Gas Recovery | 57026 | GEN7 | IC | OP | NA | LFG |  | 59753.38 | 0.43919 | 0.0147 | EIA Prime Mover-level Data | Estimated using an emission factor
2019 | GA | Superior Landfill Gas Recovery | 57026 | GEN8 | IC | OP | NA | LFG |  | 59753.38 | 0.43919 | 0.0147 | EIA Prime Mover-level Data | Estimated using an emission factor
2019 | GA | Tallassee Hydro Project | 7191 | 1 | HY | OP | NA | WAT |  | 61305.39 |  | 1.5381e-07 | EIA Prime Mover-level Data | NEI avg EF - PM, fuel type, firing type
2019 | GA | Tallassee Hydro Project | 7191 | 2 | HY | OP | NA | WAT |  | 2786.609 |  | 1.5381e-07 | EIA Prime Mover-level Data | NEI avg EF - PM, fuel type, firing type
2019 | GA | Tallulah Falls | 723 | 1 | HY | OP | NA | WAT |  | 288955.3 |  | 1.5381e-07 | EIA Prime Mover-level Data | NEI avg EF - PM, fuel type, firing type
2019 | GA | Tallulah Falls | 723 | 2 | HY | OP | NA | WAT |  | 288955.3 |  | 1.5381e-07 | EIA Prime Mover-level Data | NEI avg EF - PM, fuel type, firing type
2019 | GA | Tallulah Falls | 723 | 3 | HY | OP | NA | WAT |  | 288955.3 |  | 1.5381e-07 | EIA Prime Mover-level Data | NEI avg EF - PM, fuel type, firing type
2019 | GA | Tallulah Falls | 723 | 4 | HY | OP | NA | WAT |  | 288955.3 |  | 1.5381e-07 | EIA Prime Mover-level Data | NEI avg EF - PM, fuel type, firing type
2019 | GA | Tallulah Falls | 723 | 5 | HY | OP | NA | WAT |  | 288955.3 |  | 1.5381e-07 | EIA Prime Mover-level Data | NEI avg EF - PM, fuel type, firing type
2019 | GA | Tallulah Falls | 723 | 6 | HY | OP | NA | WAT |  | 288955.3 |  | 1.5381e-07 | EIA Prime Mover-level Data | NEI avg EF - PM, fuel type, firing type
2019 | GA | Taylor | 56870 | 1 | IC | OP | NA | LFG |  | 53309.38 | 0.39182 | 0.0147 | EIA Prime Mover-level Data | Estimated using an emission factor
2019 | GA | Taylor | 56870 | 2 | IC | OP | NA | LFG |  | 53309.38 | 0.39182 | 0.0147 | EIA Prime Mover-level Data | Estimated using an emission factor
2019 | GA | Taylor | 56870 | 3 | IC | OP | NA | LFG |  | 53309.38 | 0.39182 | 0.0147 | EIA Prime Mover-level Data | Estimated using an emission factor
2019 | GA | Taylor | 56870 | 4 | IC | OP | NA | LFG |  | 53309.38 | 0.39182 | 0.0147 | EIA Prime Mover-level Data | Estimated using an emission factor
2019 | GA | Taylor | 56870 | 5 | IC | OP | NA | LFG |  | 53309.38 | 0.39182 | 0.0147 | EIA Prime Mover-level Data | Estimated using an emission factor
2019 | GA | Taylor | 56870 | 6 | IC | OP | NA | LFG |  | 53309.38 | 0.39182 | 0.0147 | EIA Prime Mover-level Data | Estimated using an emission factor
2019 | GA | Taylor | 56870 | 7 | IC | OP | NA | LFG |  | 53309.38 | 0.39182 | 0.0147 | EIA Prime Mover-level Data | Estimated using an emission factor
2019 | GA | Taylor | 56870 | 8 | IC | OP | NA | LFG |  | 53309.38 | 0.39182 | 0.0147 | EIA Prime Mover-level Data | Estimated using an emission factor
2019 | GA | Taylor County Solar | 59897 | 1 | PV | OP | NA | SUN |  | 2634962 |  | 0 | EIA Prime Mover-level Data | Estimated using an emission factor
2019 | GA | Tech Square Microgrid | 63775 | BESS1 | BA | V | NA | MWH
2019 | GA | Tech Square Microgrid | 63775 | DG1 | IC | V | NA | DFO
2019 | GA | Tech Square Microgrid | 63775 | FC1 | FC | V | NA | NG
2019 | GA | Tech Square Microgrid | 63775 | NGE1 | IC | V | NA | NG
2019 | GA | Tech Square Microgrid | 63775 | NGE2 | IC | V | NA | NG
2019 | GA | Telfair Thompson | 62883 | TELTO | PV | OP | NA | SUN |  | 40282 |  | 0 | EIA Prime Mover-level Data | Estimated using an emission factor
2019 | GA | Terrora | 724 | 1 | HY | OP | NA | WAT |  | 215455.5 |  | 1.5381e-07 | EIA Prime Mover-level Data | NEI avg EF - PM, fuel type, firing type
2019 | GA | Terrora | 724 | 2 | HY | OP | NA | WAT |  | 215455.5 |  | 1.5381e-07 | EIA Prime Mover-level Data | NEI avg EF - PM, fuel type, firing type
2019 | GA | Tri-County Solar Facility | 60544 | PV1 | PV | OP | NA | SUN |  | 16553 |  | 0 | EIA Prime Mover-level Data | Estimated using an emission factor
2019 | GA | Troup RC50 | 62885 | TROUP | PV | OP | NA | SUN |  | 31761 |  | 0 | EIA Prime Mover-level Data | Estimated using an emission factor
2019 | GA | Tugalo | 725 | 1 | HY | OP | NA | WAT |  | 266340.5 |  | 1.5381e-07 | EIA Prime Mover-level Data | NEI avg EF - PM, fuel type, firing type
2019 | GA | Tugalo | 725 | 2 | HY | OP | NA | WAT |  | 266340.5 |  | 1.5381e-07 | EIA Prime Mover-level Data | NEI avg EF - PM, fuel type, firing type
2019 | GA | Tugalo | 725 | 3 | HY | OP | NA | WAT |  | 266340.5 |  | 1.5381e-07 | EIA Prime Mover-level Data | NEI avg EF - PM, fuel type, firing type
2019 | GA | Tugalo | 725 | 4 | HY | OP | NA | WAT |  | 266340.5 |  | 1.5381e-07 | EIA Prime Mover-level Data | NEI avg EF - PM, fuel type, firing type
2019 | GA | Twiggs Solar | 61696 | TWIGG | PV | U | NA | SUN
2019 | GA | Upson Rocky Creek Solar Plant | 58485 | PV1 | PV | OP | NA | SUN |  | 10870 |  | 0 | EIA Prime Mover-level Data | Estimated using an emission factor
2019 | GA | Valdosta | 10859 | GEN1 | ST | RE | NA | WDS
2019 | GA | Valdosta | 60448 | VALD | PV | OP | NA | SUN |  | 13552 |  | 0 | EIA Prime Mover-level Data | Estimated using an emission factor
2019 | GA | Valdosta Prison | 61468 | GPVP1 | PV | OP | NA | SUN |  | 18304 |  | 0 | EIA Prime Mover-level Data | Estimated using an emission factor
2019 | GA | Valdosta Water Treatment Plant | 54839 | GEN1 | IC | SB | NA | DFO |  |  |  | 0.30942
2019 | GA | Valdosta Water Treatment Plant | 54839 | GEN2 | IC | SB | NA | DFO |  |  |  | 0.30942
2019 | GA | Vidalia Water Treatment Plant | 60515 | SO048 | PV | OP | NA | SUN |  | 8245 |  | 0 | EIA Prime Mover-level Data | Estimated using an emission factor
2019 | GA | Vogtle | 649 | 1 | ST | OP | NA | NUC |  | 107094200 |  | 0 | EIA Prime Mover-level Data | Estimated using an emission factor
2019 | GA | Vogtle | 649 | 2 | ST | OP | NA | NUC |  | 98337150 |  | 0 | EIA Prime Mover-level Data | Estimated using an emission factor
2019 | GA | Vogtle | 649 | 3 | ST | U | NA | NUC
2019 | GA | Vogtle | 649 | 4 | ST | U | NA | NUC
2019 | GA | W R Clayton Plant | 7968 | 1 | GT | IP | NA | NG
2019 | GA | W R Clayton Plant | 7968 | 2 | GT | IP | NA | NG
2019 | GA | W R Clayton Plant | 7968 | 3 | GT | IP | NA | NG
2019 | GA | Wallace Dam | 6087 | 1 | PS | OP | NA | WAT |  | 0 |  |  | EIA Prime Mover-level Data
2019 | GA | Wallace Dam | 6087 | 2 | PS | OP | NA | WAT |  | 0 |  |  | EIA Prime Mover-level Data
2019 | GA | Wallace Dam | 6087 | 3 | HY | OP | NA | WAT |  | 348101.5 |  | 1.5381e-07 | EIA Prime Mover-level Data | NEI avg EF - PM, fuel type, firing type
2019 | GA | Wallace Dam | 6087 | 4 | HY | OP | NA | WAT |  | 348101.5 |  | 1.5381e-07 | EIA Prime Mover-level Data | NEI avg EF - PM, fuel type, firing type
2019 | GA | Wallace Dam | 6087 | 5 | PS | OP | NA | WAT |  | 0 |  |  | EIA Prime Mover-level Data
2019 | GA | Wallace Dam | 6087 | 6 | PS | OP | NA | WAT |  | 0 |  |  | EIA Prime Mover-level Data
2019 | GA | Walter F George | 761 | 1 | HY | OP | NA | WAT |  | 1050988 |  | 1.5381e-07 | EIA Prime Mover-level Data | NEI avg EF - PM, fuel type, firing type
2019 | GA | Walter F George | 761 | 2 | HY | OP | NA | WAT |  | 1050988 |  | 1.5381e-07 | EIA Prime Mover-level Data | NEI avg EF - PM, fuel type, firing type
2019 | GA | Walter F George | 761 | 3 | HY | OP | NA | WAT |  | 1050988 |  | 1.5381e-07 | EIA Prime Mover-level Data | NEI avg EF - PM, fuel type, firing type
2019 | GA | Walter F George | 761 | 4 | HY | OP | NA | WAT |  | 1050988 |  | 1.5381e-07 | EIA Prime Mover-level Data | NEI avg EF - PM, fuel type, firing type
2019 | GA | Waynesboro Community Solar | 62409 | 1 | PV | OP | NA | SUN |  | 21352 |  | 0 | EIA Prime Mover-level Data | Estimated using an emission factor
2019 | GA | West Point (GA) | 6133 | 1 | HY | OP | NA | WAT |  | 100086.9 |  | 1.5381e-07 | EIA Prime Mover-level Data | NEI avg EF - PM, fuel type, firing type
2019 | GA | West Point (GA) | 6133 | 2 | HY | OP | NA | WAT |  | 1061528 |  | 1.5381e-07 | EIA Prime Mover-level Data | NEI avg EF - PM, fuel type, firing type
2019 | GA | West Point (GA) | 6133 | 3 | HY | OP | NA | WAT |  | 1061528 |  | 1.5381e-07 | EIA Prime Mover-level Data | NEI avg EF - PM, fuel type, firing type
2019 | GA | WestRock Southeast, LLC. | 54004 | GEN2 | GT | OP | NA | NG |  | 376375 | 1.0319 | 0.0054834 | EIA Prime Mover-level Data | NEI avg EF - PM, fuel type, firing type
2019 | GA | WestRock Southeast, LLC. | 54004 | HRSG | ST | OP | NA | NG |  | 15124.37 | 0.060894 | 0.0080524 | EIA Unit-level Data | NEI avg EF - PM, fuel type
2019 | GA | WestRock Southeast, LLC. | 54004 | PB2 | ST | OP | NA | WDS |  | 5278746 | 60.2099 | 0.022812 | EIA Unit-level Data | NEI avg EF - PM, fuel type
2019 | GA | White Oak Solar, LLC | 60082 | WHTOK | PV | OP | NA | SUN |  | 1358893 |  | 0 | EIA Prime Mover-level Data | Estimated using an emission factor
2019 | GA | White Pine Solar, LLC | 60064 | WHTPN | PV | OP | NA | SUN |  | 1786331 |  | 0 | EIA Prime Mover-level Data | Estimated using an emission factor
2019 | GA | Wilkinson DeFore | 62886 | WILKD | PV | OP | NA | SUN |  | 26124 |  | 0 | EIA Prime Mover-level Data | Estimated using an emission factor
2019 | GA | YKK USA Chestney | 54566 | BWP1 | IC | SB | NA | DFO |  |  |  | 0.30942
2019 | GA | YKK USA Chestney | 54566 | GEN1 | IC | RE | NA | DFO
2019 | GA | YKK USA Chestney | 54566 | GEN2 | IC | RE | NA | DFO
2019 | GA | YKK USA Chestney | 54566 | GEN3 | IC | RE | NA | DFO
2019 | GA | YKK USA Chestney | 54566 | PPD1 | IC | RE | NA | DFO
2019 | GA | YKK USA Chestney | 54566 | PPD2 | IC | RE | NA | DFO
2019 | GA | YKK USA Chestney | 54566 | SEV1 | IC | SB | NA | DFO |  |  |  | 0.30942
2019 | GA | YKK USA Chestney | 54566 | SLD1 | IC | SB | NA | DFO |  |  |  | 0.30942
2019 | GA | Yonah | 729 | 1 | HY | OP | NA | WAT |  | 209229.3 |  | 1.5381e-07 | EIA Prime Mover-level Data | NEI avg EF - PM, fuel type, firing type
2019 | GA | Yonah | 729 | 2 | HY | OP | NA | WAT |  | 209229.3 |  | 1.5381e-07 | EIA Prime Mover-level Data | NEI avg EF - PM, fuel type, firing type
2019 | GA | Yonah | 729 | 3 | HY | OP | NA | WAT |  | 209229.3 |  | 1.5381e-07 | EIA Prime Mover-level Data | NEI avg EF - PM, fuel type, firing type
2019 | GA | AL Sandersville Energy Facility | 55672 | CT1 | GT | OP | CT | NG | 136 | 97865.45 | 0.017462 | 0.00035685 | EPA/CAMD | EPA/NEI | 2002
2019 | GA | AL Sandersville Energy Facility | 55672 | CT2 | GT | OP | CT | NG | 152 | 111580.6 | 0.041358 | 0.00074132 | EPA/CAMD | EPA/NEI | 2002
2019 | GA | AL Sandersville Energy Facility | 55672 | CT3 | GT | OP | CT | NG | 209 | 161365.2 | 0.63057 | 0.0078154 | EPA/CAMD | NEI avg EF - PM, fuel type, firing type | 2002
2019 | GA | AL Sandersville Energy Facility | 55672 | CT4 | GT | OP | CT | NG | 221 | 170125.2 | 0.6648 | 0.0078154 | EPA/CAMD | NEI avg EF - PM, fuel type, firing type | 2002
2019 | GA | AL Sandersville Energy Facility | 55672 | CT5 | GT | OP | CT | NG | 165 | 121729.6 | 0.47569 | 0.0078154 | EPA/CAMD | NEI avg EF - PM, fuel type, firing type | 2002
2019 | GA | AL Sandersville Energy Facility | 55672 | CT6 | GT | OP | CT | NG | 179 | 126100.6 | 0.49277 | 0.0078154 | EPA/CAMD | NEI avg EF - PM, fuel type, firing type | 2002
2019 | GA | AL Sandersville Energy Facility | 55672 | CT7 | GT | OP | CT | NG | 99 | 70714.89 | 0.27633 | 0.0078154 | EPA/CAMD | NEI avg EF - PM, fuel type, firing type | 2002
2019 | GA | AL Sandersville Energy Facility | 55672 | CT8 | GT | OP | CT | NG | 83 | 62587.68 | 0.24458 | 0.0078154 | EPA/CAMD | NEI avg EF - PM, fuel type, firing type | 2002
2019 | GA | Albany Green Energy LLC | 60340 | B0004 | ST | OP | FLUIDIZED | WDS | 6526 | 5080201 | 11.3573 | 0.0044712 | EPA/CAMD | EPA/NEI | 2017
2019 | GA | Allen B Wilson Combustion Turbine Plant | 6258 | 1A | GT | OP | CT | DFO | 22 | 6160.3 | 0.035752 | 0.011607 | EPA/CAMD | EPA/NEI | 1972
2019 | GA | Allen B Wilson Combustion Turbine Plant | 6258 | 1B | GT | OP | CT | DFO | 23 | 8233 | 0.048405 | 0.011759 | EPA/CAMD | EPA/NEI | 1972
2019 | GA | Allen B Wilson Combustion Turbine Plant | 6258 | 1C | GT | OP | CT | DFO | 20 | 6885.1 | 0.04082 | 0.011858 | EPA/CAMD | EPA/NEI | 1973
2019 | GA | Allen B Wilson Combustion Turbine Plant | 6258 | 1D | GT | OP | CT | DFO | 27 | 6695 | 0.039977 | 0.011942 | EPA/CAMD | EPA/NEI | 1973
2019 | GA | Allen B Wilson Combustion Turbine Plant | 6258 | 1E | GT | OP | CT | DFO | 17 | 6113.2 | 0.036154 | 0.011828 | EPA/CAMD | EPA/NEI | 1973
2019 | GA | Allen B Wilson Combustion Turbine Plant | 6258 | 1F | GT | OP | CT | DFO | 21 | 7179.2 | 0.042951 | 0.011965 | EPA/CAMD | EPA/NEI | 1973
2019 | GA | Baconton Power | 55304 | CT1 | GT | OP | CT | NG | 1712 | 678197.6 | 2.6502 | 0.0078154 | EPA/CAMD | NEI avg EF - PM, fuel type, firing type | 2000
2019 | GA | Baconton Power | 55304 | CT4 | GT | OP | CT | NG | 1559 | 625161.8 | 2.443 | 0.0078154 | EPA/CAMD | NEI avg EF - PM, fuel type, firing type | 2000
2019 | GA | Baconton Power | 55304 | CT5 | GT | OP | CT | NG | 1779 | 707444.8 | 2.7645 | 0.0078154 | EPA/CAMD | NEI avg EF - PM, fuel type, firing type | 2000
2019 | GA | Baconton Power | 55304 | CT6 | GT | OP | CT | NG | 1042 | 396763.1 | 1.5504 | 0.0078154 | EPA/CAMD | NEI avg EF - PM, fuel type, firing type | 2000
2019 | GA | Bowen | 703 | 1BLR | ST | OP | TANGENTIAL | BIT | 6877 | 37995210 | 94.3564 | 0.0049668 | EPA/CAMD | EPA/NEI | 1971
2019 | GA | Bowen | 703 | 2BLR | ST | OP | TANGENTIAL | BIT | 5048 | 24257190 | 62.9642 | 0.0051914 | EPA/CAMD | EPA/NEI | 1972
2019 | GA | Bowen | 703 | 3BLR | ST | OP | TANGENTIAL | BIT | 3232 | 20413400 | 57.2954 | 0.0056135 | EPA/CAMD | EPA/NEI | 1974
2019 | GA | Bowen | 703 | 4BLR | ST | OP | TANGENTIAL | BIT | 5656 | 36206970 | 100.1757 | 0.0055335 | EPA/CAMD | EPA/NEI | 1975
2019 | GA | Chattahoochee Energy Facility | 7917 | 8A | CT | OP | CC | NG | 7531 | 11528210 | 1.0952 | 0.00019 | EPA/CAMD | EPA/NEI | 2002
2019 | GA | Chattahoochee Energy Facility | 7917 | 8B | CT | OP | CC | NG | 7805 | 11832260 | 1.1241 | 0.00019 | EPA/CAMD | EPA/NEI | 2002
2019 | GA | Dahlberg (Jackson County) | 7765 | 1 | GT | OP | CT | NG | 1204 | 936894.9 | 1.6367 | 0.0034939 | EPA/CAMD | EPA/NEI | 2000
2019 | GA | Dahlberg (Jackson County) | 7765 | 2 | GT | OP | CT | NG | 495 | 392740.7 | 0.097081 | 0.00049438 | EPA/CAMD | EPA/NEI | 2000
2019 | GA | Dahlberg (Jackson County) | 7765 | 3 | GT | OP | CT | NG | 1161 | 913919.8 | 0.53246 | 0.0011652 | EPA/CAMD | EPA/NEI | 2000
2019 | GA | Dahlberg (Jackson County) | 7765 | 4 | GT | OP | CT | NG | 331 | 283271.9 | 2.441 | 0.017235 | EPA/CAMD | EPA/NEI | 2000
2019 | GA | Dahlberg (Jackson County) | 7765 | 5 | GT | OP | CT | NG | 1185 | 932782.6 | 0.46004 | 0.00098638 | EPA/CAMD | EPA/NEI | 2000
2019 | GA | Dahlberg (Jackson County) | 7765 | 6 | GT | OP | CT | NG | 449 | 338225.4 | 2.101 | 0.012423 | EPA/CAMD | EPA/NEI | 2000
2019 | GA | Dahlberg (Jackson County) | 7765 | 7 | GT | OP | CT | NG | 1108 | 859857.5 | 0.48695 | 0.0011326 | EPA/CAMD | EPA/NEI | 2000
2019 | GA | Dahlberg (Jackson County) | 7765 | 8 | GT | OP | CT | NG | 423 | 332900.5 | 1.5787 | 0.0094843 | EPA/CAMD | EPA/NEI | 2000
2019 | GA | Dahlberg (Jackson County) | 7765 | 9 | GT | OP | CT | NG | 1036 | 803351.4 | 0.60244 | 0.0014998 | EPA/CAMD | EPA/NEI | 2001
2019 | GA | Dahlberg (Jackson County) | 7765 | 10 | GT | OP | CT | NG | 481 | 373933.6 | 1.5062 | 0.0080559 | EPA/CAMD | EPA/NEI | 2001
2019 | GA | Doyle Energy Facility | 55244 | CTG-1 | GT | OP | CT | NG | 0 |  |  | 0.0070853 |  |  | 2000
2019 | GA | Doyle Energy Facility | 55244 | CTG-2 | GT | OP | CT | NG | 370 | 227732.6 | 0.88992 | 0.0078154 | EPA/CAMD | NEI avg EF - PM, fuel type, firing type | 2000
2019 | GA | Doyle Energy Facility | 55244 | CTG-3 | GT | OP | CT | NG | 379 | 232962.6 | 0.91035 | 0.0078154 | EPA/CAMD | NEI avg EF - PM, fuel type, firing type | 2000
2019 | GA | Doyle Energy Facility | 55244 | CTG-4 | GT | OP | CT | NG | 580 | 402337.2 | 1.5722 | 0.0078154 | EPA/CAMD | NEI avg EF - PM, fuel type, firing type | 2000
2019 | GA | Doyle Energy Facility | 55244 | CTG-5 | GT | OP | CT | NG | 547 | 377339.7 | 1.4745 | 0.0078154 | EPA/CAMD | NEI avg EF - PM, fuel type, firing type | 2000
2019 | GA | Edward L Addison Generating Plant | 55267 | 1 | GT | OP | CT | NG | 79 | 92781.52 | 0.18872 | 0.0040681 | EPA/CAMD | EPA/NEI | 2000
2019 | GA | Edward L Addison Generating Plant | 55267 | 2 | GT | OP | CT | NG | 1492 | 2033075 | 0.2078 | 0.00020442 | EPA/CAMD | EPA/NEI | 2000
2019 | GA | Edward L Addison Generating Plant | 55267 | 3 | GT | OP | CT | NG | 70 | 91185.45 | 0.16673 | 0.0036569 | EPA/CAMD | EPA/NEI | 2000
2019 | GA | Edward L Addison Generating Plant | 55267 | 4 | GT | OP | CT | NG | 1400 | 1892411 | 0.17893 | 0.0001891 | EPA/CAMD | EPA/NEI | 2000
2019 | GA | Effingham County Power, LLC | 55406 | 1 | CT | OP | CC | NG | 4957 | 8301345 | 0.78863 | 0.00019 | EPA/CAMD | EPA/NEI | 2003
2019 | GA | Effingham County Power, LLC | 55406 | 2 | CT | OP | CC | NG | 4554 | 7452644 | 0.708 | 0.00019 | EPA/CAMD | EPA/NEI | 2003
2019 | GA | Hammond | 708 | 1 | ST | OP | WALL | BIT | 0 |  |  | 0.044409 |  |  | 1954
2019 | GA | Hammond | 708 | 2 | ST | OP | WALL | BIT | 0 |  |  | 0.044409 |  |  | 1954
2019 | GA | Hammond | 708 | 3 | ST | OP | WALL | BIT | 0 |  |  | 0.044409 |  |  | 1955
2019 | GA | Hammond | 708 | 4 | ST | OP | WALL | BIT | 724 | 1738631 | 5.7536 | 0.0066186 | EPA/CAMD | EPA/NEI | 1970
2019 | GA | Hartwell Energy Facility | 70454 | MAG1 | GT | OP | CT | NG | 1753 | 2435154 | 9.5159 | 0.0078154 | EPA/CAMD | NEI avg EF - PM, fuel type, firing type | 1994
2019 | GA | Hartwell Energy Facility | 70454 | MAG2 | GT | OP | CT | NG | 1777 | 2423646 | 9.4709 | 0.0078154 | EPA/CAMD | NEI avg EF - PM, fuel type, firing type | 1994
2019 | GA | Hawk Road Energy Facility | 55141 | CT1 | GT | OP | CT | NG | 1201 | 1847134 | 8.7015 | 0.0094217 | EPA/CAMD | EPA/NEI | 2001
2019 | GA | Hawk Road Energy Facility | 55141 | CT2 | GT | OP | CT | NG | 1689 | 2580244 | 11.8816 | 0.0092097 | EPA/CAMD | EPA/NEI | 2001
2019 | GA | Hawk Road Energy Facility | 55141 | CT3 | GT | OP | CT | NG | 1288 | 1944074 | 7.3297 | 0.0075406 | EPA/CAMD | EPA/NEI | 2001
2019 | GA | Jack McDonough | 710 | 3AA | GT | OP | CT | DFO | 51 | 2537.3 | 0.0061885 | 0.004878 | EPA/CAMD | EPA/NEI | 1971
2019 | GA | Jack McDonough | 710 | 3AB | GT | OP | CT | DFO | 35 | 3248.8 | 0.0089358 | 0.005501 | EPA/CAMD | EPA/NEI | 1971
2019 | GA | Jack McDonough | 710 | 3BA | GT | OP | CT | DFO | 46 | 2348 | 0.0024912 | 0.002122 | EPA/CAMD | EPA/NEI | 1971
2019 | GA | Jack McDonough | 710 | 3BB | GT | OP | CT | DFO | 39 | 2657.4 | 0.002845 | 0.0021412 | EPA/CAMD | EPA/NEI | 1971
2019 | GA | Jack McDonough | 710 | 4A | CT | OP | CC | NG | 8661 | 23035510 | 77.3461 | 0.0067154 | EPA/CAMD | EPA/NEI | 2011
2019 | GA | Jack McDonough | 710 | 4B | CT | OP | CC | NG | 8640 | 22521830 | 75.621 | 0.0067153 | EPA/CAMD | EPA/NEI | 2011
2019 | GA | Jack McDonough | 710 | 5A | CT | OP | CC | NG | 8106 | 21039840 | 69.9551 | 0.0066498 | EPA/CAMD | EPA/NEI | 2012
2019 | GA | Jack McDonough | 710 | 5B | CT | OP | CC | NG | 8204 | 22218680 | 73.8747 | 0.0066498 | EPA/CAMD | EPA/NEI | 2012
2019 | GA | Jack McDonough | 710 | 6A | CT | OP | CC | NG | 8124 | 20855870 | 70.2214 | 0.006734 | EPA/CAMD | EPA/NEI | 2012
2019 | GA | Jack McDonough | 710 | 6B | CT | OP | CC | NG | 8075 | 20538870 | 69.1538 | 0.0067339 | EPA/CAMD | EPA/NEI | 2012
2019 | GA | McIntosh (6124) | 6124 | 1 | ST | OP | WALL | SUB | 232 | 248444.5 | 0.31413 | 0.0025288 | EPA/CAMD | EPA/NEI | 1979
2019 | GA | McIntosh (6124) | 6124 | CT1 | GT | OP | CT | NG | 124 | 76982.3 | 0.29915 | 0.007772 | EPA/CAMD | EPA/NEI | 1995
2019 | GA | McIntosh (6124) | 6124 | CT2 | GT | OP | CT | NG | 153 | 92177.3 | 0.35324 | 0.0076643 | EPA/CAMD | EPA/NEI | 1995
2019 | GA | McIntosh (6124) | 6124 | CT3 | GT | OP | CT | NG | 93 | 53774.8 | 0.20767 | 0.0077236 | EPA/CAMD | EPA/NEI | 1994
2019 | GA | McIntosh (6124) | 6124 | CT4 | GT | OP | CT | NG | 216 | 127432.1 | 0.48773 | 0.0076548 | EPA/CAMD | EPA/NEI | 1994
2019 | GA | McIntosh (6124) | 6124 | CT5 | GT | OP | CT | NG | 212 | 128685.7 | 0.48019 | 0.007463 | EPA/CAMD | EPA/NEI | 1994
2019 | GA | McIntosh (6124) | 6124 | CT6 | GT | OP | CT | NG | 177 | 105788.4 | 0.43722 | 0.0082659 | EPA/CAMD | EPA/NEI | 1994
2019 | GA | McIntosh (6124) | 6124 | CT7 | GT | OP | CT | NG | 135 | 79918.4 | 0.32376 | 0.0081023 | EPA/CAMD | EPA/NEI | 1994
2019 | GA | McIntosh (6124) | 6124 | CT8 | GT | OP | CT | NG | 83 | 45064.8 | 0.17024 | 0.0075554 | EPA/CAMD | EPA/NEI | 1994
2019 | GA | McIntosh Combined Cycle Facility | 56150 | 10A | CT | OP | CC | NG | 6473 | 12837140 | 42.2138 | 0.0065768 | EPA/CAMD | EPA/NEI | 2005
2019 | GA | McIntosh Combined Cycle Facility | 56150 | 10B | CT | OP | CC | NG | 6405 | 13230620 | 43.5071 | 0.0065767 | EPA/CAMD | EPA/NEI | 2005
2019 | GA | McIntosh Combined Cycle Facility | 56150 | 11A | CT | OP | CC | NG | 8399 | 16802190 | 55.2111 | 0.0065719 | EPA/CAMD | EPA/NEI | 2005
2019 | GA | McIntosh Combined Cycle Facility | 56150 | 11B | CT | OP | CC | NG | 8191 | 16473440 | 54.1299 | 0.0065718 | EPA/CAMD | EPA/NEI | 2005
2019 | GA | McManus | 715 | 3A | GT | OP | CT | DFO | 59 | 28823.2 | 0.16272 | 0.011291 | EPA/CAMD | EPA/NEI | 1972
2019 | GA | McManus | 715 | 3B | GT | OP | CT | DFO | 91 | 48521.4 | 0.27395 | 0.011292 | EPA/CAMD | EPA/NEI | 1972
2019 | GA | McManus | 715 | 3C | GT | OP | CT | DFO | 116 | 61025.8 | 0.34166 | 0.011197 | EPA/CAMD | EPA/NEI | 1972
2019 | GA | McManus | 715 | 4A | GT | OP | CT | DFO | 15 | 4797.1 | 0.027061 | 0.011282 | EPA/CAMD | EPA/NEI | 1972
2019 | GA | McManus | 715 | 4B | GT | OP | CT | DFO | 14 | 4828.9 | 0.027304 | 0.011308 | EPA/CAMD | EPA/NEI | 1972
2019 | GA | McManus | 715 | 4C | GT | OP | CT | DFO | 19 | 5862.1 | 0.033106 | 0.011295 | EPA/CAMD | EPA/NEI | 1972
2019 | GA | McManus | 715 | 4D | GT | OP | CT | DFO | 17 | 6511.8 | 0.036993 | 0.011362 | EPA/CAMD | EPA/NEI | 1972
2019 | GA | McManus | 715 | 4E | GT | OP | CT | DFO | 20 | 6050.9 | 0.034213 | 0.011309 | EPA/CAMD | EPA/NEI | 1972
2019 | GA | McManus | 715 | 4F | GT | OP | CT | DFO | 19 | 7451.8 | 0.042254 | 0.011341 | EPA/CAMD | EPA/NEI | 1972
2019 | GA | Mid-Georgia Cogeneration | 55040 | 1 | CT | OP | CC | NG | 911 | 938903.7 | 7.6116 | 0.016214 | EPA/CAMD | EPA/NEI | 1997
2019 | GA | Mid-Georgia Cogeneration | 55040 | 2 | CT | OP | CC | NG | 975 | 1003725 | 8.1362 | 0.016212 | EPA/CAMD | EPA/NEI | 1998
2019 | GA | MPC Generating | 7764 | 1 | GT | OP | CT | NG | 56 | 60973.76 | 0.12103 | 0.0039701 | EPA/CAMD | EPA/NEI | 1999
2019 | GA | MPC Generating | 7764 | 2 | GT | OP | CT | NG | 62 | 62297.28 | 0.19633 | 0.006303 | EPA/CAMD | EPA/NEI | 2001
2019 | GA | Robins | 7348 | CT1 | GT | OP | CT | NG | 222 | 140175.5 | 0.48142 | 0.0068687 | EPA/CAMD | EPA/NEI | 1995
2019 | GA | Robins | 7348 | CT2 | GT | OP | CT | NG | 265 | 163547.4 | 0.61441 | 0.0075135 | EPA/CAMD | EPA/NEI | 1995
2019 | GA | Scherer | 6257 | 1 | ST | OP | TANGENTIAL | SUB | 6981 | 32375230 | 22.1381 | 0.0013676 | EPA/CAMD | EPA/NEI | 1982
2019 | GA | Scherer | 6257 | 2 | ST | OP | TANGENTIAL | SUB | 6245 | 34018150 | 15.0378 | 0.00088411 | EPA/CAMD | EPA/NEI | 1984
2019 | GA | Scherer | 6257 | 3 | ST | OP | TANGENTIAL | SUB | 6331 | 32617340 | 24.6128 | 0.0015092 | EPA/CAMD | EPA/NEI | 1987
2019 | GA | Scherer | 6257 | 4 | ST | OP | TANGENTIAL | SUB | 8682 | 44521250 | 18.3927 | 0.00082624 | EPA/CAMD | EPA/NEI | 1989
2019 | GA | Sewell Creek Energy | 7813 | 1 | GT | OP | CT | NG | 1235 | 1163955 | 4.5484 | 0.0078154 | EPA/CAMD | NEI avg EF - PM, fuel type, firing type | 2000
2019 | GA | Sewell Creek Energy | 7813 | 2 | GT | OP | CT | NG | 1305 | 1196089 | 4.674 | 0.0078154 | EPA/CAMD | NEI avg EF - PM, fuel type, firing type | 2000
2019 | GA | Sewell Creek Energy | 7813 | 3 | GT | OP | CT | NG | 1955 | 2237389 | 8.7431 | 0.0078154 | EPA/CAMD | NEI avg EF - PM, fuel type, firing type | 2000
2019 | GA | Sewell Creek Energy | 7813 | 4 | GT | OP | CT | NG | 1942 | 2188296 | 8.5512 | 0.0078154 | EPA/CAMD | NEI avg EF - PM, fuel type, firing type | 2000
2019 | GA | Smarr Energy Facility | 7829 | 1 | GT | OP | CT | NG | 1721 | 1903476 | 21.9239 | 0.023036 | EPA/CAMD | EPA/NEI | 1999
2019 | GA | Smarr Energy Facility | 7829 | 2 | GT | OP | CT | NG | 1647 | 1701700 | 17.807 | 0.020929 | EPA/CAMD | EPA/NEI | 1999
2019 | GA | Sowega Power Project | 7768 | CT2 | GT | OP | CT | NG | 1465 | 525366.1 | 0.86818 | 0.003305 | EPA/CAMD | EPA/NEI | 1999
2019 | GA | Sowega Power Project | 7768 | CT3 | GT | OP | CT | NG | 1521 | 587415.4 | 0.82749 | 0.0028174 | EPA/CAMD | EPA/NEI | 1999
2019 | GA | Talbot Energy Facility | 7916 | 1 | GT | OP | CT | NG | 1167 | 1081098 | 10.2586 | 0.018978 | EPA/CAMD | EPA/NEI | 2002
2019 | GA | Talbot Energy Facility | 7916 | 2 | GT | OP | CT | NG | 1167 | 1092201 | 10.282 | 0.018828 | EPA/CAMD | EPA/NEI | 2002
2019 | GA | Talbot Energy Facility | 7916 | 3 | GT | OP | CT | NG | 1156 | 1077553 | 10.4007 | 0.019304 | EPA/CAMD | EPA/NEI | 2002
2019 | GA | Talbot Energy Facility | 7916 | 4 | GT | OP | CT | NG | 1187 | 1121271 | 10.8212 | 0.019302 | EPA/CAMD | EPA/NEI | 2002
2019 | GA | Talbot Energy Facility | 7916 | 5 | GT | OP | CT | NG | 926 | 872690.2 | 8.9369 | 0.020481 | EPA/CAMD | EPA/NEI | 2003
2019 | GA | Talbot Energy Facility | 7916 | 6 | GT | OP | CT | NG | 835 | 762299.9 | 7.9466 | 0.020849 | EPA/CAMD | EPA/NEI | 2003
2019 | GA | Tenaska Georgia Generating Station | 55061 | CT1 | GT | OP | CT | NG | 107 | 143577.3 | 0.25423 | 0.0035414 | EPA/CAMD | EPA/NEI | 2001
2019 | GA | Tenaska Georgia Generating Station | 55061 | CT2 | GT | OP | CT | NG | 219 | 304481 | 0.45971 | 0.0030196 | EPA/CAMD | EPA/NEI | 2001
2019 | GA | Tenaska Georgia Generating Station | 55061 | CT3 | GT | OP | CT | NG | 225 | 299589.9 | 0.44875 | 0.0029958 | EPA/CAMD | EPA/NEI | 2001
2019 | GA | Tenaska Georgia Generating Station | 55061 | CT4 | GT | OP | CT | NG | 165 | 221463 | 0.46433 | 0.0041933 | EPA/CAMD | EPA/NEI | 2002
2019 | GA | Tenaska Georgia Generating Station | 55061 | CT5 | GT | OP | CT | NG | 141 | 194589.8 | 0.29361 | 0.0030177 | EPA/CAMD | EPA/NEI | 2002
2019 | GA | Tenaska Georgia Generating Station | 55061 | CT6 | GT | OP | CT | NG | 120 | 158093.1 | 0.24975 | 0.0031595 | EPA/CAMD | EPA/NEI | 2002
2019 | GA | Thomas A. Smith Energy Facility | 55382 | CCCT1 | CT | OP | CC | NG | 6343 | 10978770 | 34.5632 | 0.0062964 | EPA/CAMD | EPA/NEI | 2002
2019 | GA | Thomas A. Smith Energy Facility | 55382 | CCCT2 | CT | OP | CC | NG | 6100 | 10700360 | 33.758 | 0.0063097 | EPA/CAMD | EPA/NEI | 2002
2019 | GA | Thomas A. Smith Energy Facility | 55382 | CCCT3 | CT | OP | CC | NG | 6893 | 12604010 | 39.6793 | 0.0062963 | EPA/CAMD | EPA/NEI | 2002
2019 | GA | Thomas A. Smith Energy Facility | 55382 | CCCT4 | CT | OP | CC | NG | 6795 | 12385920 | 39.046 | 0.0063049 | EPA/CAMD | EPA/NEI | 2002
2019 | GA | Walton Bainbridge Power Facility | 56015 | P1A | GT | OP | CT | DFO | 6 | 170.6 | 0.00016349 | 0.0019166 | EPA/CAMD | EPA/NEI | 1977
2019 | GA | Walton Bainbridge Power Facility | 56015 | P1B | GT | OP | CT | DFO | 6 | 167.7 | 0.00016033 | 0.001912 | EPA/CAMD | EPA/NEI | 1977
2019 | GA | Walton Bainbridge Power Facility | 56015 | P2A | GT | OP | CT | DFO | 4 | 173 | 0.00015745 | 0.0018203 | EPA/CAMD | EPA/NEI | 1977
2019 | GA | Walton Bainbridge Power Facility | 56015 | P2B | GT | OP | CT | DFO | 4 | 159.2 | 0.00015471 | 0.0019436 | EPA/CAMD | EPA/NEI | 1977
2019 | GA | Walton County Power | 55128 | T1 | GT | OP | CT | NG | 1096 | 1509492 | 1.1687 | 0.0015484 | EPA/CAMD | EPA/NEI | 2001
2019 | GA | Walton County Power | 55128 | T2 | GT | OP | CT | NG | 1175 | 1621760 | 1.4236 | 0.0017557 | EPA/CAMD | EPA/NEI | 2001
2019 | GA | Walton County Power | 55128 | T3 | GT | OP | CT | NG | 1154 | 1603921 | 1.6017 | 0.0019972 | EPA/CAMD | EPA/NEI | 2001
2019 | GA | Wansley (6052) | 6052 | 1 | ST | OP | TANGENTIAL | BIT | 3014 | 13758740 | 48.0609 | 0.0069862 | EPA/CAMD | EPA/NEI | 1976
2019 | GA | Wansley (6052) | 6052 | 2 | ST | OP | TANGENTIAL | BIT | 2032 | 9388886 | 30.5276 | 0.0065029 | EPA/CAMD | EPA/NEI | 1978
2019 | GA | Wansley (6052) | 6052 | 5A | GT | OP | CT | DFO | 27 | 6001 | 0.017033 | 0.0056766 | EPA/CAMD | EPA/NEI | 1980
2019 | GA | Wansley (7946) | 7946 | CT9A | CT | OP | CC | NG | 6268 | 10189870 | 32.3116 | 0.0063419 | EPA/CAMD | EPA/NEI | 2004
2019 | GA | Wansley (7946) | 7946 | CT9B | CT | OP | CC | NG | 6667 | 10968880 | 49.1239 | 0.008957 | EPA/CAMD | EPA/NEI | 2004
2019 | GA | Wansley CC (55965) | 55965 | 6A | CT | OP | CC | NG | 8196 | 15486850 | 60.5974 | 0.0078257 | EPA/CAMD | EPA/NEI | 2001
2019 | GA | Wansley CC (55965) | 55965 | 6B | CT | OP | CC | NG | 8112 | 15323120 | 59.9698 | 0.0078274 | EPA/CAMD | EPA/NEI | 2001
2019 | GA | Wansley CC (55965) | 55965 | 7A | CT | OP | CC | NG | 8185 | 15114880 | 59.1557 | 0.0078275 | EPA/CAMD | EPA/NEI | 2001
2019 | GA | Wansley CC (55965) | 55965 | 7B | CT | OP | CC | NG | 8157 | 15256720 | 59.7265 | 0.0078295 | EPA/CAMD | EPA/NEI | 2001
2019 | GA | Washington County Power | 55332 | T1 | GT | OP | CT | NG | 399 | 558892.6 | 0.9908 | 0.0035456 | EPA/CAMD | EPA/NEI | 2003
2019 | GA | Washington County Power | 55332 | T2 | GT | OP | CT | NG | 427 | 619569.3 | 5.054 | 0.016314 | EPA/CAMD | EPA/NEI | 2003
2019 | GA | Washington County Power | 55332 | T3 | GT | OP | CT | NG | 411 | 585996.1 | 3.848 | 0.013133 | EPA/CAMD | EPA/NEI | 2003
2019 | GA | Washington County Power | 55332 | T4 | GT | OP | CT | NG | 422 | 600077.3 | 0.78609 | 0.00262 | EPA/CAMD | EPA/NEI | 2003
2019 | GA | Yates | 728 | Y6BR | ST | OP | TANGENTIAL | NG | 5995 | 11087730 | 40.5995 | 0.0073233 | EPA/CAMD | EPA/NEI | 1974
2019 | GA | Yates | 728 | Y7BR | ST | OP | TANGENTIAL | NG | 5564 | 11405940 | 42.2968 | 0.0074166 | EPA/CAMD | EPA/NEI | 1974
2019 | HI | AES Hawaii | 10673 | BLRA | ST | OP | FLUIDIZED | SUB |  | 6958024 | 59.7841 | 0.017184 | EIA Unit-level Data | NEI avg EF - PM, fuel type
2019 | HI | AES Hawaii | 10673 | BLRB | ST | OP | FLUIDIZED | SUB |  | 7388788 | 63.4853 | 0.017184 | EIA Unit-level Data | NEI avg EF - PM, fuel type
2019 | HI | AES Kekaha Solar, LLC Hybrid | 63280 | BESS | BA | TS | NA | MWH
2019 | HI | AES Kekaha Solar, LLC Hybrid | 63280 | KEKAH | PV | OP | NA | SUN |  | 4434 |  | 0 | EIA Prime Mover-level Data | Estimated using an emission factor
2019 | HI | AES LAWAI SOLAR Hybrid | 61068 | LAWA1 | PV | OP | NA | SUN |  | 333909 |  | 0 | EIA Prime Mover-level Data | Estimated using an emission factor
2019 | HI | AES LAWAI SOLAR Hybrid | 61068 | LAWA2 | BA | OP | NA | MWH
2019 | HI | AES Waikoloa Solar Hybrid | 63900 | KLOAB | BA | L | NA | MWH
2019 | HI | AES Waikoloa Solar Hybrid | 63900 | YKLOA | PV | L | NA | SUN
2019 | HI | Aloha Solar Energy Fund 1 PK1 | 58659 | PK-1 | PV | OP | NA | SUN |  | 77535 |  | 0 | EIA Prime Mover-level Data | Estimated using an emission factor
2019 | HI | Auwahi Wind Energy Hybrid | 57996 | AWEB | BA | OP | NA | MWH |  | 0 |  |  | EIA Prime Mover-level Data
2019 | HI | Auwahi Wind Energy Hybrid | 57996 | AWET | WT | OP | NA | WND |  | 771531 |  | 0 | EIA Prime Mover-level Data | Estimated using an emission factor
2019 | HI | Biomass to Energy Facility, Kauai | 59035 | MKA1 | ST |  | NA |  |  | 752380.8 |  |  | EIA Unit-level Data
2019 | HI | Biomass to Energy Facility, Kauai | 59035 | XKA1 | IC | OP | NA | DFO |  | 1039 | 0.16074 | 0.30942 | EIA Prime Mover-level Data | NEI avg EF - PM, fuel type, firing type
2019 | HI | Biomass to Energy Facility, Kauai | 59035 | XKA2 | IC | OP | NA | DFO |  | 1039 | 0.16074 | 0.30942 | EIA Prime Mover-level Data | NEI avg EF - PM, fuel type, firing type
2019 | HI | Campbell Industrial Park | 56329 | CIP1 | GT | OP | NA | DFO |  | 1703597 | 14.7015 | 0.017259 | EIA Prime Mover-level Data | NEI avg EF - PM, fuel type, firing type
2019 | HI | Campbell Industrial Park BESS | 61851 | CIPB1 | BA | OP | NA | MWH |  | 0 |  |  | EIA Prime Mover-level Data
2019 | HI | CEIP Substation Distributed Generation | 56515 | DG1 | IC | RE | NA | DFO
2019 | HI | CEIP Substation Distributed Generation | 56515 | DG2 | IC | RE | NA | DFO
2019 | HI | CEIP Substation Distributed Generation | 56515 | DG3 | IC | RE | NA | DFO
2019 | HI | EE Waianae Solar Project | 61172 | WAIAN | PV | OP | NA | SUN |  | 596409 |  | 0 | EIA Prime Mover-level Data | Estimated using an emission factor
2019 | HI | Ewa Nui Substation DG | 56330 | DG1 | IC | RE | NA | DFO
2019 | HI | Ewa Nui Substation DG | 56330 | DG2 | IC | RE | NA | DFO
2019 | HI | Ewa Nui Substation DG | 56330 | DG3 | IC | RE | NA | DFO
2019 | HI | Ewa Nui Substation DG | 56330 | DG4 | IC | RE | NA | DFO
2019 | HI | Ewa Nui Substation DG | 56330 | DG5 | IC | RE | NA | DFO
2019 | HI | Ewa Nui Substation DG | 56330 | DG6 | IC | RE | NA | DFO
2019 | HI | Gay Robinson | 50333 | DSL1 | IC | RE | NA | DFO
2019 | HI | Gay Robinson | 50333 | DSL4 | IC | RE | NA | DFO
2019 | HI | Gay Robinson | 50333 | DSL5 | IC | SB | NA | DFO |  |  |  | 0.30942
2019 | HI | Gay Robinson | 50333 | DSL6 | IC | SB | NA | DFO |  |  |  | 0.30942
2019 | HI | Gay Robinson | 50333 | HYD2 | HY | OP | NA | WAT |  | 46226.49 |  | 1.5381e-07 | EIA Prime Mover-level Data | NEI avg EF - PM, fuel type, firing type
2019 | HI | Gay Robinson | 50333 | HYD3 | HY | OP | NA | WAT |  | 250393.5 |  | 1.5381e-07 | EIA Prime Mover-level Data | NEI avg EF - PM, fuel type, firing type
2019 | HI | Gay Robinson | 50333 | ST4 | ST | RE | NA | AB
2019 | HI | H Power | 10334 | 1 | ST | OP | NA | MSW |  | 2300734 | 1.7946 | 0.00156 | EIA Unit-level Data | Estimated using an emission factor
2019 | HI | H Power | 10334 | 2 | ST | OP | NA | MSW |  | 2124599 | 1.6572 | 0.00156 | EIA Unit-level Data | Estimated using an emission factor
2019 | HI | H Power | 10334 | 3 | ST | OP | NA | MSW |  | 3494171 | 2.7255 | 0.00156 | EIA Unit-level Data | Estimated using an emission factor
2019 | HI | H Power | 10334 | PV1 | PV | U | NA | SUN
2019 | HI | Hale Kuawehi Solar Hybrid | 62529 | HKBA | BA | P | NA | MWH
2019 | HI | Hale Kuawehi Solar Hybrid | 62529 | HKSOL | PV | P | NA | SUN
2019 | HI | Hamakua Energy Plant | 55369 | CT1 | CT |  | NA | WO |  | 1716673 | 266.0844 | 0.31 | EIA Unit-level Data | Estimated using an emission factor
2019 | HI | Hamakua Energy Plant | 55369 | CT2 | CT |  | NA | WO |  | 1649285 | 255.6392 | 0.31 | EIA Unit-level Data | Estimated using an emission factor
2019 | HI | Hamakua Energy Plant | 55369 | HRSG1 | CA | OP | NA | DFO |  | 0 | 0 | 0.011 | EIA Unit-level Data | NEI avg EF - PM, fuel type, firing type
2019 | HI | Hamakua Energy Plant | 55369 | HRSG2 | CA | OP | NA | DFO |  | 0 | 0 | 0.011 | EIA Unit-level Data | NEI avg EF - PM, fuel type, firing type
2019 | HI | Hana Substation | 56055 | MH1 | IC | OP | NA | DFO |  | 715 | 0.11082 | 0.31 | EIA Prime Mover-level Data | Estimated using an emission factor
2019 | HI | Hana Substation | 56055 | MH2 | IC | OP | NA | DFO |  | 715 | 0.11082 | 0.31 | EIA Prime Mover-level Data | Estimated using an emission factor
2019 | HI | Hawaii Cogen | 10194 | GEN1 | GT | OP | NA | WO |  | 208597.9 | 32.3327 | 0.31 | EIA Prime Mover-level Data | NEI avg EF - PM, fuel type, firing type
2019 | HI | Hawaii Cogen | 10194 | GEN2 | GT | OP | NA | WO |  | 208597.9 | 32.3327 | 0.31 | EIA Prime Mover-level Data | Estimated using an emission factor
2019 | HI | Hawaii Cogen | 10194 | GEN3 | GT | OP | NA | WO |  | 208597.9 | 32.3327 | 0.31 | EIA Prime Mover-level Data | NEI avg EF - PM, fuel type, firing type
2019 | HI | Hawaii Cogen | 10194 | GEN4 | GT | OP | NA | WO |  | 222504.4 | 34.4882 | 0.31 | EIA Prime Mover-level Data | Estimated using an emission factor
2019 | HI | Hawi Wind Farm | 56447 | V-47 | WT | OP | NA | WND |  | 280138 |  | 0 | EIA Prime Mover-level Data | Estimated using an emission factor
2019 | HI | Helemano Substation DG | 56332 | DG1 | IC | RE | NA | DFO
2019 | HI | Helemano Substation DG | 56332 | DG2 | IC | RE | NA | DFO
2019 | HI | Helemano Substation DG | 56332 | DG3 | IC | RE | NA | DFO
2019 | HI | HNL Emergency Power Facility | 58469 | AP1 | IC | OP | NA | OBL |  | 1604.25 | 0.14198 | 0.177 | EIA Prime Mover-level Data | Estimated using an emission factor
2019 | HI | HNL Emergency Power Facility | 58469 | AP2 | IC | OP | NA | OBL |  | 1604.25 | 0.14198 | 0.177 | EIA Prime Mover-level Data | Estimated using an emission factor
2019 | HI | HNL Emergency Power Facility | 58469 | AP3 | IC | OP | NA | OBL |  | 1604.25 | 0.14198 | 0.177 | EIA Prime Mover-level Data | Estimated using an emission factor
2019 | HI | HNL Emergency Power Facility | 58469 | AP4 | IC | OP | NA | OBL |  | 1604.25 | 0.14198 | 0.177 | EIA Prime Mover-level Data | Estimated using an emission factor
2019 | HI | Honolulu | 764 | H8 | ST | RE | NA | RFO
2019 | HI | Honolulu | 764 | H9 | ST | RE | NA | RFO
2019 | HI | Ho'Ohana Solar 1 | 63723 | H0001 | PV | P | NA | SUN
2019 | HI | Ho'Ohana Solar 1 | 63723 | HESS1 | BA | P | NA | MWH
2019 | HI | Hu Honua Bioenergy Facility | 61364 | HHB | ST | V | NA | OBS
2019 | HI | Iwilei Tank Farm DG | 56331 | DG1 | IC | RE | NA | DFO
2019 | HI | Iwilei Tank Farm DG | 56331 | DG2 | IC | RE | NA | DFO
2019 | HI | Iwilei Tank Farm DG | 56331 | DG3 | IC | RE | NA | DFO
2019 | HI | Kahe | 765 | 1 | ST | OP | WALL | RFO |  | 3520338 | 18.1183 | 0.010293 | EIA Unit-level Data | NEI avg EF - PM, fuel type, firing type
2019 | HI | Kahe | 765 | 2 | ST | OP | WALL | RFO |  | 2511572 | 12.9264 | 0.010293 | EIA Unit-level Data | NEI avg EF - PM, fuel type, firing type
2019 | HI | Kahe | 765 | 3 | ST | OP | TANGENTIAL | RFO |  | 3334451 | 14.8631 | 0.0089149 | EIA Unit-level Data | NEI avg EF - PM, fuel type, firing type
2019 | HI | Kahe | 765 | 4 | ST | OP | TANGENTIAL | RFO |  | 4163632 | 18.5591 | 0.0089149 | EIA Unit-level Data | NEI avg EF - PM, fuel type, firing type
2019 | HI | Kahe | 765 | 5 | ST | OP | WALL | RFO |  | 7048529 | 36.2769 | 0.010293 | EIA Unit-level Data | NEI avg EF - PM, fuel type, firing type
2019 | HI | Kahe | 765 | 6 | ST | OP | WALL | RFO |  | 4126032 | 21.2356 | 0.010293 | EIA Unit-level Data | NEI avg EF - PM, fuel type, firing type
2019 | HI | Kaheawa Pastures Wind Farm Hybrid | 56449 | 1 | WT | OP | NA | WND |  | 791112 |  | 0 | EIA Prime Mover-level Data | Estimated using an emission factor
2019 | HI | Kaheawa Wind Power II LLC | 57082 | 1 | WT | OP | NA | WND |  | 568457 |  | 0 | EIA Prime Mover-level Data | Estimated using an emission factor
2019 | HI | Kaheawa Wind Power II LLC | 57082 | 2 | BA | OP | NA | MWH
2019 | HI | Kaheka Hydro | 55864 | KAH1 | HY | OP | NA | WAT |  | 2448.667 |  | 1.5381e-07 | EIA Prime Mover-level Data | NEI avg EF - PM, fuel type, firing type
2019 | HI | Kaheka Hydro | 55864 | KAH2 | HY | OP | NA | WAT |  | 2448.667 |  | 1.5381e-07 | EIA Prime Mover-level Data | NEI avg EF - PM, fuel type, firing type
2019 | HI | Kaheka Hydro | 55864 | KAH3 | HY | OP | NA | WAT |  | 2448.667 |  | 1.5381e-07 | EIA Prime Mover-level Data | NEI avg EF - PM, fuel type, firing type
2019 | HI | Kahuku Wind Power LLC | 57087 | 1 | WT | OP | NA | WND |  | 482588 |  | 0 | EIA Prime Mover-level Data | Estimated using an emission factor
2019 | HI | Kahuku Wind Power LLC | 57087 | 2 | BA | RE | NA | MWH
2019 | HI | Kahului | 6056 | K1 | ST | OP | NA | RFO |  | 238724 | 1.0921 | 0.0091493 | EIA Unit-level Data | NEI avg EF - PM, fuel type
2019 | HI | Kahului | 6056 | K2 | ST | OP | NA | RFO |  | 282719.4 | 1.2933 | 0.0091493 | EIA Unit-level Data | NEI avg EF - PM, fuel type
2019 | HI | Kahului | 6056 | K3 | ST | OP | NA | RFO |  | 983355.4 | 4.4985 | 0.0091493 | EIA Unit-level Data | NEI avg EF - PM, fuel type
2019 | HI | Kahului | 6056 | K4 | ST | OP | NA | RFO |  | 913000 | 4.1767 | 0.0091493 | EIA Unit-level Data | NEI avg EF - PM, fuel type
2019 | HI | Kalaeloa Cogen Plant | 54646 | 1 | CA | OP | NA | DFO |  | 42476.53 | 0.23362 | 0.011 | EIA Unit-level Data | Estimated using an emission factor
2019 | HI | Kalaeloa Cogen Plant | 54646 | 2 | CA | OP | NA | DFO |  | 20090.9 | 0.1105 | 0.011 | EIA Unit-level Data | Estimated using an emission factor
2019 | HI | Kalaeloa Cogen Plant | 54646 | CT1 | CT |  | NA | RFO |  | 5520477 | 855.6739 | 0.31 | EIA Unit-level Data | Estimated using an emission factor
2019 | HI | Kalaeloa Cogen Plant | 54646 | CT2 | CT |  | NA | RFO |  | 5500442 | 852.5684 | 0.31 | EIA Unit-level Data | Estimated using an emission factor
2019 | HI | Kalaeloa Renewable Energy Park | 58651 | KREP | PV | OP | NA | SUN |  | 71855 |  | 0 | EIA Prime Mover-level Data | Estimated using an emission factor
2019 | HI | Kalaeloa Solar Two | 58259 | KAS2 | PV | OP | NA | SUN |  | 100338 |  | 0 | EIA Prime Mover-level Data | Estimated using an emission factor
2019 | HI | Kalaeoloa Pole Yard DG | 56514 | DG1 | IC | RE | NA | DFO
2019 | HI | Kalaeoloa Pole Yard DG | 56514 | DG2 | IC | RE | NA | DFO
2019 | HI | Kalaeoloa Pole Yard DG | 56514 | DG3 | IC | RE | NA | DFO
2019 | HI | Kalaheo Hydro | 10412 | KAL | HY | RE | NA | WAT
2019 | HI | Kalaheo Hydro | 10412 | KPH1 | HY | OP | NA | WAT |  | 39624 |  | 1.5381e-07 | EIA Prime Mover-level Data | NEI avg EF - PM, fuel type, firing type
2019 | HI | Kamaoa Wind Farm | 54390 | GEN1 | WT | RE | NA | WND
2019 | HI | Kanoelehua | 769 | 11 | IC | OP | NA | DFO |  | 1043.158 | 0.16169 | 0.31 | EIA Prime Mover-level Data | Estimated using an emission factor
2019 | HI | Kanoelehua | 769 | 15 | IC | OP | NA | DFO |  | 1303.947 | 0.20211 | 0.31 | EIA Prime Mover-level Data | Estimated using an emission factor
2019 | HI | Kanoelehua | 769 | 16 | IC | OP | NA | DFO |  | 1303.947 | 0.20211 | 0.31 | EIA Prime Mover-level Data | Estimated using an emission factor
2019 | HI | Kanoelehua | 769 | 17 | IC | OP | NA | DFO |  | 1303.947 | 0.20211 | 0.31 | EIA Prime Mover-level Data | Estimated using an emission factor
2019 | HI | Kanoelehua | 769 | CT1 | GT | OP | NA | DFO |  | 20466 | 0.17661 | 0.017259 | EIA Prime Mover-level Data | NEI avg EF - PM, fuel type, firing type
2019 | HI | Kapaa Photovoltaic Project | 57525 | KSPV | PV | OP | NA | SUN |  | 16019 |  | 0 | EIA Prime Mover-level Data | Estimated using an emission factor
2019 | HI | Kapaia Power Station | 56258 | CT1 | GT | OP | NA | OTH |  | 1591690 |  |  | EIA Prime Mover-level Data
2019 | HI | Kapolei Solar Energy Park | 58684 | KSEPV | PV | OP | NA | SUN |  | 16054 |  | 0 | EIA Prime Mover-level Data | Estimated using an emission factor
2019 | HI | Kawailoa Solar | 60125 | KAWS | PV | OP | NA | SUN |  | 53593 |  | 0 | EIA Prime Mover-level Data | Estimated using an emission factor
2019 | HI | Kawailoa Wind | 57529 | 1 | WT | OP | NA | WND |  | 829729 |  | 0 | EIA Prime Mover-level Data | Estimated using an emission factor
2019 | HI | Keahole | 8083 | 2 | GT | OP | NA | DFO |  | 83398 | 0.7197 | 0.017259 | EIA Prime Mover-level Data | NEI avg EF - PM, fuel type, firing type
2019 | HI | Keahole | 8083 | 18 | IC | RE | NA | DFO
2019 | HI | Keahole | 8083 | 19 | IC | RE | NA | DFO
2019 | HI | Keahole | 8083 | 20 | IC | RE | NA | DFO
2019 | HI | Keahole | 8083 | 21 | IC | OP | NA | DFO |  | 3915.667 | 0.60693 | 0.31 | EIA Prime Mover-level Data | Estimated using an emission factor
2019 | HI | Keahole | 8083 | 22 | IC | OP | NA | DFO |  | 3915.667 | 0.60693 | 0.31 | EIA Prime Mover-level Data | Estimated using an emission factor
2019 | HI | Keahole | 8083 | 23 | IC | OP | NA | DFO |  | 3915.667 | 0.60693 | 0.31 | EIA Prime Mover-level Data | Estimated using an emission factor
2019 | HI | Keahole | 8083 | CT4 | CT |  | NA | DFO |  | 1424068 | 5.4383 | 0.0076377 | EIA Unit-level Data | NEI avg EF - PM, fuel type
2019 | HI | Keahole | 8083 | CT5 | CT |  | NA | DFO |  | 1459679 | 5.5743 | 0.0076377 | EIA Unit-level Data | NEI avg EF - PM, fuel type
2019 | HI | Keahole | 8083 | ST7 | CA | OP | NA | DFO |  | 0 | 0 | 0.011 | EIA Unit-level Data | NEI avg EF - PM, fuel type, firing type
2019 | HI | Kihei Solar Farm | 61099 | KIHEI | PV | OP | NA | SUN |  | 28003 |  | 0 | EIA Prime Mover-level Data | Estimated using an emission factor
2019 | HI | KIUC Kapaia PV and BA Storage Project Hybrid | 60546 | BA1 | BA | OP | NA | MWH
2019 | HI | KIUC Kapaia PV and BA Storage Project Hybrid | 60546 | PV1 | PV | OP | NA | SUN |  | 194836 |  | 0 | EIA Prime Mover-level Data | Estimated using an emission factor
2019 | HI | KRS I Anahola Solar Hybrid | 58639 | ANAPV | PV | OP | NA | SUN |  | 160263 |  | 0 | EIA Prime Mover-level Data | Estimated using an emission factor
2019 | HI | KRS I Anahola Solar Hybrid | 58639 | B5B6 | BA | OP | NA | MWH |  | 0 |  |  | EIA Prime Mover-level Data
2019 | HI | KRS II Koloa Solar | 58640 | BESS3 | BA | RE | NA | MWH
2019 | HI | KRS II Koloa Solar | 58640 | KOLPV | PV | OP | NA | SUN |  | 157833 |  | 0 | EIA Prime Mover-level Data | Estimated using an emission factor
2019 | HI | Ku'ia Solar | 61101 | KUIA | PV | OP | NA | SUN |  | 40585 |  | 0 | EIA Prime Mover-level Data | Estimated using an emission factor
2019 | HI | Kupehau | 63799 | KUP01 | PV | P | NA | SUN
2019 | HI | Kupehau | 63799 | KUPB1 | BA | P | NA | MWH
2019 | HI | Lalamilo Windfarm | 7769 | 8211 | WT | RE | NA | WND
2019 | HI | Lalamilo Windfarm | 7769 | 1-81 | WT | RE | NA | WND
2019 | HI | Lanai Solar-Electric Plant | 56667 | 0001 | PV | OP | NA | SUN |  | 1087.917 |  | 0 | EIA Prime Mover-level Data | Estimated using an emission factor
2019 | HI | Lanai Solar-Electric Plant | 56667 | 0002 | PV | OP | NA | SUN |  | 1087.917 |  | 0 | EIA Prime Mover-level Data | Estimated using an emission factor
2019 | HI | Lanai Solar-Electric Plant | 56667 | 0003 | PV | OP | NA | SUN |  | 1087.917 |  | 0 | EIA Prime Mover-level Data | Estimated using an emission factor
2019 | HI | Lanai Solar-Electric Plant | 56667 | 0004 | PV | OP | NA | SUN |  | 1087.917 |  | 0 | EIA Prime Mover-level Data | Estimated using an emission factor
2019 | HI | Lanai Solar-Electric Plant | 56667 | 0005 | PV | OP | NA | SUN |  | 1087.917 |  | 0 | EIA Prime Mover-level Data | Estimated using an emission factor
2019 | HI | Lanai Solar-Electric Plant | 56667 | 0006 | PV | OP | NA | SUN |  | 1087.917 |  | 0 | EIA Prime Mover-level Data | Estimated using an emission factor
2019 | HI | Lanai Solar-Electric Plant | 56667 | 0007 | PV | OP | NA | SUN |  | 1087.917 |  | 0 | EIA Prime Mover-level Data | Estimated using an emission factor
2019 | HI | Lanai Solar-Electric Plant | 56667 | 0008 | PV | OP | NA | SUN |  | 1087.917 |  | 0 | EIA Prime Mover-level Data | Estimated using an emission factor
2019 | HI | Lanai Solar-Electric Plant | 56667 | 0009 | PV | OP | NA | SUN |  | 1087.917 |  | 0 | EIA Prime Mover-level Data | Estimated using an emission factor
2019 | HI | Lanai Solar-Electric Plant | 56667 | 0010 | PV | OP | NA | SUN |  | 1087.917 |  | 0 | EIA Prime Mover-level Data | Estimated using an emission factor
2019 | HI | Lanai Solar-Electric Plant | 56667 | 0011 | PV | OP | NA | SUN |  | 1087.917 |  | 0 | EIA Prime Mover-level Data | Estimated using an emission factor
2019 | HI | Lanai Solar-Electric Plant | 56667 | 0012 | PV | OP | NA | SUN |  | 1087.917 |  | 0 | EIA Prime Mover-level Data | Estimated using an emission factor
2019 | HI | Lanikuhana Solar LLC | 58281 | 1 | PV | OP | NA | SUN |  | 123303 |  | 0 | EIA Prime Mover-level Data | Estimated using an emission factor
2019 | HI | Maalaea | 6504 | 1 | IC | OP | NA | DFO |  | 53965.85 | 8.3647 | 0.31 | EIA Prime Mover-level Data | Estimated using an emission factor
2019 | HI | Maalaea | 6504 | 2 | IC | OP | NA | DFO |  | 53965.85 | 8.3647 | 0.31 | EIA Prime Mover-level Data | Estimated using an emission factor
2019 | HI | Maalaea | 6504 | 3 | IC | OP | NA | DFO |  | 53965.85 | 8.3647 | 0.31 | EIA Prime Mover-level Data | Estimated using an emission factor
2019 | HI | Maalaea | 6504 | 4 | IC | OP | NA | DFO |  | 116234.1 | 18.0163 | 0.31 | EIA Prime Mover-level Data | Estimated using an emission factor
2019 | HI | Maalaea | 6504 | 5 | IC | OP | NA | DFO |  | 116234.1 | 18.0163 | 0.31 | EIA Prime Mover-level Data | Estimated using an emission factor
2019 | HI | Maalaea | 6504 | 6 | IC | OP | NA | DFO |  | 116234.1 | 18.0163 | 0.31 | EIA Prime Mover-level Data | Estimated using an emission factor
2019 | HI | Maalaea | 6504 | 7 | IC | OP | NA | DFO |  | 116234.1 | 18.0163 | 0.31 | EIA Prime Mover-level Data | Estimated using an emission factor
2019 | HI | Maalaea | 6504 | 8 | IC | OP | NA | DFO |  | 116234.1 | 18.0163 | 0.31 | EIA Prime Mover-level Data | Estimated using an emission factor
2019 | HI | Maalaea | 6504 | 9 | IC | OP | NA | DFO |  | 116234.1 | 18.0163 | 0.31 | EIA Prime Mover-level Data | Estimated using an emission factor
2019 | HI | Maalaea | 6504 | 10 | IC | OP | NA | DFO |  | 259451.2 | 40.2149 | 0.31 | EIA Prime Mover-level Data | Estimated using an emission factor
2019 | HI | Maalaea | 6504 | 11 | IC | OP | NA | DFO |  | 259451.2 | 40.2149 | 0.31 | EIA Prime Mover-level Data | Estimated using an emission factor
2019 | HI | Maalaea | 6504 | 12 | IC | OP | NA | DFO |  | 259451.2 | 40.2149 | 0.31 | EIA Prime Mover-level Data | Estimated using an emission factor
2019 | HI | Maalaea | 6504 | 13 | IC | OP | NA | DFO |  | 259451.2 | 40.2149 | 0.31 | EIA Prime Mover-level Data | Estimated using an emission factor
2019 | HI | Maalaea | 6504 | 14 | CT |  | NA | DFO |  | 1217067 | 4.6478 | 0.0076377 | EIA Unit-level Data | NEI avg EF - PM, fuel type
2019 | HI | Maalaea | 6504 | 16 | CT |  | NA | DFO |  | 1256872 | 4.7998 | 0.0076377 | EIA Unit-level Data | NEI avg EF - PM, fuel type
2019 | HI | Maalaea | 6504 | 17 | CT |  | NA | DFO |  | 1320766 | 5.0438 | 0.0076377 | EIA Unit-level Data | NEI avg EF - PM, fuel type
2019 | HI | Maalaea | 6504 | 19 | CT |  | NA | DFO |  | 722667.1 | 2.7598 | 0.0076377 | EIA Unit-level Data | NEI avg EF - PM, fuel type
2019 | HI | Maalaea | 6504 | M14 | CA | OP | NA | DFO |  | 0 | 0 | 0.011 | EIA Unit-level Data | NEI avg EF - PM, fuel type, firing type
2019 | HI | Maalaea | 6504 | M16 | CA | OP | NA | DFO |  | 0 | 0 | 0.011 | EIA Unit-level Data | NEI avg EF - PM, fuel type, firing type
2019 | HI | Maalaea | 6504 | M17 | CA | OP | NA | DFO |  | 0 | 0 | 0.011 | EIA Unit-level Data | NEI avg EF - PM, fuel type, firing type
2019 | HI | Maalaea | 6504 | M19 | CA | OP | NA | DFO |  | 0 | 0 | 0.011 | EIA Unit-level Data | NEI avg EF - PM, fuel type, firing type
2019 | HI | Maalaea | 6504 | X1 | IC | OP | NA | DFO |  | 53965.85 | 8.3647 | 0.31 | EIA Prime Mover-level Data | Estimated using an emission factor
2019 | HI | Maalaea | 6504 | X2 | IC | OP | NA | DFO |  | 53965.85 | 8.3647 | 0.31 | EIA Prime Mover-level Data | Estimated using an emission factor
2019 | HI | Mauka FIT One | 58662 | 3501 | PV | U | NA | SUN
2019 | HI | Miki Basin | 7264 | LL1 | IC | OP | NA | DFO |  | 30332.88 | 4.7016 | 0.31 | EIA Prime Mover-level Data | Estimated using an emission factor
2019 | HI | Miki Basin | 7264 | LL2 | IC | OP | NA | DFO |  | 30332.88 | 4.7016 | 0.31 | EIA Prime Mover-level Data | Estimated using an emission factor
2019 | HI | Miki Basin | 7264 | LL3 | IC | OP | NA | DFO |  | 30332.88 | 4.7016 | 0.31 | EIA Prime Mover-level Data | Estimated using an emission factor
2019 | HI | Miki Basin | 7264 | LL4 | IC | OP | NA | DFO |  | 30332.88 | 4.7016 | 0.31 | EIA Prime Mover-level Data | Estimated using an emission factor
2019 | HI | Miki Basin | 7264 | LL5 | IC | OP | NA | DFO |  | 30332.88 | 4.7016 | 0.31 | EIA Prime Mover-level Data | Estimated using an emission factor
2019 | HI | Miki Basin | 7264 | LL6 | IC | OP | NA | DFO |  | 30332.88 | 4.7016 | 0.31 | EIA Prime Mover-level Data | Estimated using an emission factor
2019 | HI | Miki Basin | 7264 | LL7 | IC | OP | NA | DFO |  | 66732.34 | 10.3435 | 0.31 | EIA Prime Mover-level Data | Estimated using an emission factor
2019 | HI | Miki Basin | 7264 | LL8 | IC | OP | NA | DFO |  | 66732.34 | 10.3435 | 0.31 | EIA Prime Mover-level Data | Estimated using an emission factor
2019 | HI | Mililani South Solar Farm | 57242 | 1 | PV | T | NA | SUN
2019 | HI | Na Pua Makani Wind Project | 58837 | WT1 | WT | U | NA | WND
2019 | HI | Paeahu Solar Hybrid | 62534 | PHBA | BA | P | NA | MWH
2019 | HI | Paeahu Solar Hybrid | 62534 | PHSOL | PV | P | NA | SUN
2019 | HI | Paia Hydroelectric Plant | 58277 | PAH1 | HY | OS | NA | WAT |  |  |  | 1.5381e-07
2019 | HI | Pakini Nui Wind Farm | 56378 | 1 | WT | OP | NA | WND |  | 989422 |  | 0 | EIA Prime Mover-level Data | Estimated using an emission factor
2019 | HI | Palaau Power Hybrid | 792 | 7 | IC | OP | NA | DFO |  | 57737.78 | 8.9494 | 0.31 | EIA Prime Mover-level Data | Estimated using an emission factor
2019 | HI | Palaau Power Hybrid | 792 | 8 | IC | OP | NA | DFO |  | 57737.78 | 8.9494 | 0.31 | EIA Prime Mover-level Data | Estimated using an emission factor
2019 | HI | Palaau Power Hybrid | 792 | 9 | IC | OP | NA | DFO |  | 57737.78 | 8.9494 | 0.31 | EIA Prime Mover-level Data | Estimated using an emission factor
2019 | HI | Palaau Power Hybrid | 792 | 15 | GT | OA | NA | DFO |  |  |  | 0.022973
2019 | HI | Palaau Power Hybrid | 792 | BAT1 | BA | OP | NA | MWH
2019 | HI | Palaau Power Hybrid | 792 | CAT1 | IC | OP | NA | DFO |  | 31493.33 | 4.8815 | 0.31 | EIA Prime Mover-level Data | Estimated using an emission factor
2019 | HI | Palaau Power Hybrid | 792 | CAT2 | IC | OP | NA | DFO |  | 31493.33 | 4.8815 | 0.31 | EIA Prime Mover-level Data | Estimated using an emission factor
2019 | HI | Palaau Power Hybrid | 792 | CUM3 | IC | OP | NA | DFO |  | 23620 | 3.6611 | 0.31 | EIA Prime Mover-level Data | Estimated using an emission factor
2019 | HI | Palaau Power Hybrid | 792 | CUM4 | IC | OP | NA | DFO |  | 23620 | 3.6611 | 0.31 | EIA Prime Mover-level Data | Estimated using an emission factor
2019 | HI | Palaau Power Hybrid | 792 | CUM5 | IC | OP | NA | DFO |  | 23620 | 3.6611 | 0.31 | EIA Prime Mover-level Data | Estimated using an emission factor
2019 | HI | Palaau Power Hybrid | 792 | CUM6 | IC | OP | NA | DFO |  | 23620 | 3.6611 | 0.31 | EIA Prime Mover-level Data | Estimated using an emission factor
2019 | HI | Pearl City Peninsula Solar Park | 58676 | PCPPV | PV | OP | NA | SUN |  | 15450 |  | 0 | EIA Prime Mover-level Data | Estimated using an emission factor
2019 | HI | Port Allen (HI) | 6474 | 1 | ST | OP | NA | DFO |  | 143.25 | 0.00071611 | 0.0099981 | EIA Unit-level Data | NEI avg EF - PM, fuel type
2019 | HI | Port Allen (HI) | 6474 | 3 | IC | OP | NA | DFO |  | 37840.3 | 5.8652 | 0.31 | EIA Prime Mover-level Data | Estimated using an emission factor
2019 | HI | Port Allen (HI) | 6474 | 4 | IC | OP | NA | DFO |  | 37840.3 | 5.8652 | 0.31 | EIA Prime Mover-level Data | Estimated using an emission factor
2019 | HI | Port Allen (HI) | 6474 | 5 | IC | OP | NA | DFO |  | 37840.3 | 5.8652 | 0.31 | EIA Prime Mover-level Data | Estimated using an emission factor
2019 | HI | Port Allen (HI) | 6474 | 8 | IC | OP | NA | DFO |  | 120528.4 | 18.6819 | 0.31 | EIA Prime Mover-level Data | Estimated using an emission factor
2019 | HI | Port Allen (HI) | 6474 | 9 | IC | OP | NA | DFO |  | 120528.4 | 18.6819 | 0.31 | EIA Prime Mover-level Data | Estimated using an emission factor
2019 | HI | Port Allen (HI) | 6474 | D6 | IC | OP | NA | DFO |  | 120528.4 | 18.6819 | 0.31 | EIA Prime Mover-level Data | Estimated using an emission factor
2019 | HI | Port Allen (HI) | 6474 | D7 | IC | OP | NA | DFO |  | 120528.4 | 18.6819 | 0.31 | EIA Prime Mover-level Data | Estimated using an emission factor
2019 | HI | Port Allen (HI) | 6474 | GT1 | GT | OP | NA | DFO |  | 24351.85 | 0.21015 | 0.017259 | EIA Prime Mover-level Data | NEI avg EF - PM, fuel type, firing type
2019 | HI | Port Allen (HI) | 6474 | GT2 | GT | OP | NA | DFO |  | 30186.15 | 0.2605 | 0.017259 | EIA Prime Mover-level Data | NEI avg EF - PM, fuel type, firing type
2019 | HI | Port Allen (HI) | 6474 | IC1 | IC | OA | NA | DFO |  | 28029.85 | 4.3446 | 0.31 | EIA Prime Mover-level Data | Estimated using an emission factor
2019 | HI | Port Allen (HI) | 6474 | IC2 | IC | OP | NA | DFO |  | 28029.85 | 4.3446 | 0.31 | EIA Prime Mover-level Data | Estimated using an emission factor
2019 | HI | Port Allen Solar | 58549 | 1 | PV | OP | NA | SUN |  | 99022 |  | 0 | EIA Prime Mover-level Data | Estimated using an emission factor
2019 | HI | Puna | 7130 | 1 | ST | OP | NA | RFO |  | 524888.8 | 2.4012 | 0.0091493 | EIA Unit-level Data | NEI avg EF - PM, fuel type
2019 | HI | Puna | 7130 | 3 | GT | OP | NA | DFO |  | 351311 | 3.0317 | 0.017259 | EIA Prime Mover-level Data | NEI avg EF - PM, fuel type, firing type
2019 | HI | Puna Geothermal Venture I | 52028 | OEC11 | ST | OP | NA | GEO |  |  |  | 0
2019 | HI | Puna Geothermal Venture I | 52028 | OEC12 | ST | OP | NA | GEO |  |  |  | 0
2019 | HI | Puna Geothermal Venture I | 52028 | OEC13 | ST | OP | NA | GEO |  |  |  | 0
2019 | HI | Puna Geothermal Venture I | 52028 | OEC14 | ST | OP | NA | GEO |  |  |  | 0
2019 | HI | Puna Geothermal Venture I | 52028 | OEC15 | ST | OP | NA | GEO |  |  |  | 0
2019 | HI | Puna Geothermal Venture I | 52028 | OEC21 | ST | OP | NA | GEO |  |  |  | 0
2019 | HI | Puna Geothermal Venture I | 52028 | OEC22 | ST | OP | NA | GEO |  |  |  | 0
2019 | HI | Puna Geothermal Venture I | 52028 | OEC23 | ST | OP | NA | GEO |  |  |  | 0
2019 | HI | Puna Geothermal Venture I | 52028 | OEC24 | ST | OP | NA | GEO |  |  |  | 0
2019 | HI | Puna Geothermal Venture I | 52028 | OEC25 | ST | OP | NA | GEO |  |  |  | 0
2019 | HI | Puna Geothermal Venture I | 52028 | OEC31 | BT | OP | NA | GEO |  |  |  | 0
2019 | HI | Puna Geothermal Venture I | 52028 | OEC32 | BT | OP | NA | GEO |  |  |  | 0
2019 | HI | Puueo | 771 | 1 | HY | OP | NA | WAT |  | 23055.52 |  | 1.5381e-07 | EIA Prime Mover-level Data | NEI avg EF - PM, fuel type, firing type
2019 | HI | Puueo | 771 | 2 | HY | RE | NA | WAT
2019 | HI | Puueo | 771 | 2A | HY | OP | NA | WAT |  | 79047.48 |  | 1.5381e-07 | EIA Prime Mover-level Data | NEI avg EF - PM, fuel type, firing type
2019 | HI | Schofield Generating Station | 60328 | S1 | IC | OP | NA | OBL |  | 72755.84 | 6.4389 | 0.177 | EIA Prime Mover-level Data | Estimated using an emission factor
2019 | HI | Schofield Generating Station | 60328 | S2 | IC | OP | NA | OBL |  | 72755.84 | 6.4389 | 0.177 | EIA Prime Mover-level Data | Estimated using an emission factor
2019 | HI | Schofield Generating Station | 60328 | S3 | IC | OP | NA | OBL |  | 72755.84 | 6.4389 | 0.177 | EIA Prime Mover-level Data | Estimated using an emission factor
2019 | HI | Schofield Generating Station | 60328 | S4 | IC | OP | NA | OBL |  | 72755.84 | 6.4389 | 0.177 | EIA Prime Mover-level Data | Estimated using an emission factor
2019 | HI | Schofield Generating Station | 60328 | S5 | IC | OP | NA | OBL |  | 72755.84 | 6.4389 | 0.177 | EIA Prime Mover-level Data | Estimated using an emission factor
2019 | HI | Schofield Generating Station | 60328 | S6 | IC | OP | NA | OBL |  | 72755.84 | 6.4389 | 0.177 | EIA Prime Mover-level Data | Estimated using an emission factor
2019 | HI | Shipman | 6478 | 1 | ST | RE | NA | RFO
2019 | HI | Shipman | 6478 | 3 | ST | RE | NA | RFO
2019 | HI | Shipman | 6478 | 4 | ST | RE | NA | RFO
2019 | HI | Tesoro Hawaii | 10093 | GEN1 | GT | OP | NA | WO |  | 1805391 | 279.8356 | 0.31 | EIA Prime Mover-level Data | Estimated using an emission factor
2019 | HI | W H Hill | 772 | 5 | ST | OP | NA | RFO |  | 823263.6 | 3.7661 | 0.0091493 | EIA Unit-level Data | NEI avg EF - PM, fuel type
2019 | HI | W H Hill | 772 | 6 | ST | OP | NA | RFO |  | 1509332 | 6.9047 | 0.0091493 | EIA Unit-level Data | NEI avg EF - PM, fuel type
2019 | HI | Waiau | 766 | 3 | ST | OP | WALL | RFO |  | 128359.9 | 0.66063 | 0.010293 | EIA Unit-level Data | NEI avg EF - PM, fuel type, firing type
2019 | HI | Waiau | 766 | 4 | ST | OP | WALL | RFO |  | 171464.3 | 0.88248 | 0.010293 | EIA Unit-level Data | NEI avg EF - PM, fuel type, firing type
2019 | HI | Waiau | 766 | 5 | ST | OP | WALL | RFO |  | 851044.2 | 4.3801 | 0.010293 | EIA Unit-level Data | NEI avg EF - PM, fuel type, firing type
2019 | HI | Waiau | 766 | 6 | ST | OP | WALL | RFO |  | 1386534 | 7.1361 | 0.010293 | EIA Unit-level Data | NEI avg EF - PM, fuel type, firing type
2019 | HI | Waiau | 766 | 7 | ST | OP | TANGENTIAL | RFO |  | 4594083 | 20.4778 | 0.0089149 | EIA Unit-level Data | NEI avg EF - PM, fuel type, firing type
2019 | HI | Waiau | 766 | 8 | ST | OP | TANGENTIAL | RFO |  | 3633428 | 16.1958 | 0.0089149 | EIA Unit-level Data | NEI avg EF - PM, fuel type, firing type
2019 | HI | Waiau | 766 | W10 | GT | OP | NA | DFO |  | 171539 | 1.4803 | 0.017259 | EIA Prime Mover-level Data | NEI avg EF - PM, fuel type, firing type
2019 | HI | Waiau | 766 | W9 | GT | OP | NA | DFO |  | 171539 | 1.4803 | 0.017259 | EIA Prime Mover-level Data | NEI avg EF - PM, fuel type, firing type
2019 | HI | Waiau Hydro | 774 | 1 | HY | OP | NA | WAT |  |  |  | 1.5381e-07
2019 | HI | Waiau Hydro | 774 | 2 | HY | OP | NA | WAT |  |  |  | 1.5381e-07
2019 | HI | Waihonu North Solar | 58655 | INV-1 | PV | OP | NA | SUN |  | 7424.3 |  | 0 | EIA Prime Mover-level Data | Estimated using an emission factor
2019 | HI | Waihonu North Solar | 58655 | INV10 | PV | OP | NA | SUN |  | 7424.3 |  | 0 | EIA Prime Mover-level Data | Estimated using an emission factor
2019 | HI | Waihonu North Solar | 58655 | INV-2 | PV | OP | NA | SUN |  | 7424.3 |  | 0 | EIA Prime Mover-level Data | Estimated using an emission factor
2019 | HI | Waihonu North Solar | 58655 | INV-3 | PV | OP | NA | SUN |  | 7424.3 |  | 0 | EIA Prime Mover-level Data | Estimated using an emission factor
2019 | HI | Waihonu North Solar | 58655 | INV-4 | PV | OP | NA | SUN |  | 7424.3 |  | 0 | EIA Prime Mover-level Data | Estimated using an emission factor
2019 | HI | Waihonu North Solar | 58655 | INV-5 | PV | OP | NA | SUN |  | 7424.3 |  | 0 | EIA Prime Mover-level Data | Estimated using an emission factor
2019 | HI | Waihonu North Solar | 58655 | INV-6 | PV | OP | NA | SUN |  | 7424.3 |  | 0 | EIA Prime Mover-level Data | Estimated using an emission factor
2019 | HI | Waihonu North Solar | 58655 | INV-7 | PV | OP | NA | SUN |  | 7424.3 |  | 0 | EIA Prime Mover-level Data | Estimated using an emission factor
2019 | HI | Waihonu North Solar | 58655 | INV-8 | PV | OP | NA | SUN |  | 7424.3 |  | 0 | EIA Prime Mover-level Data | Estimated using an emission factor
2019 | HI | Waihonu North Solar | 58655 | INV-9 | PV | OP | NA | SUN |  | 7424.3 |  | 0 | EIA Prime Mover-level Data | Estimated using an emission factor
2019 | HI | Waihonu South Solar | 58656 | INV-1 | PV | OP | NA | SUN |  | 8254.333 |  | 0 | EIA Prime Mover-level Data | Estimated using an emission factor
2019 | HI | Waihonu South Solar | 58656 | INV-2 | PV | OP | NA | SUN |  | 8254.333 |  | 0 | EIA Prime Mover-level Data | Estimated using an emission factor
2019 | HI | Waihonu South Solar | 58656 | INV-3 | PV | OP | NA | SUN |  | 8254.333 |  | 0 | EIA Prime Mover-level Data | Estimated using an emission factor
2019 | HI | Wailuku River Hydroelectric | 54827 | 8101 | HY | OP | NA | WAT |  | 106629.5 |  | 1.5381e-07 | EIA Prime Mover-level Data | NEI avg EF - PM, fuel type, firing type
2019 | HI | Wailuku River Hydroelectric | 54827 | 8102 | HY | OP | NA | WAT |  | 106629.5 |  | 1.5381e-07 | EIA Prime Mover-level Data | NEI avg EF - PM, fuel type, firing type
2019 | HI | Waimea | 768 | 8 | IC | RE | NA | DFO
2019 | HI | Waimea | 768 | 9 | IC | RE | NA | DFO
2019 | HI | Waimea | 768 | 10 | IC | RE | NA | DFO
2019 | HI | Waimea | 768 | 12 | IC | OP | NA | DFO |  | 3416.667 | 0.52958 | 0.31 | EIA Prime Mover-level Data | Estimated using an emission factor
2019 | HI | Waimea | 768 | 13 | IC | OP | NA | DFO |  | 3416.667 | 0.52958 | 0.31 | EIA Prime Mover-level Data | Estimated using an emission factor
2019 | HI | Waimea | 768 | 14 | IC | OP | NA | DFO |  | 3416.667 | 0.52958 | 0.31 | EIA Prime Mover-level Data | Estimated using an emission factor
2019 | HI | Wainiha Hydro | 10413 | WAIA | HY | OP | NA | WAT |  | 91426 |  | 1.5381e-07 | EIA Prime Mover-level Data | NEI avg EF - PM, fuel type, firing type
2019 | HI | Wainiha Hydro | 10413 | WAIB | HY | OP | NA | WAT |  | 91426 |  | 1.5381e-07 | EIA Prime Mover-level Data | NEI avg EF - PM, fuel type, firing type
2019 | HI | Waipio Solar | 60024 | WPO | PV | OP | NA | SUN |  | 145617 |  | 0 | EIA Prime Mover-level Data | Estimated using an emission factor
2019 | HI | West Loch Solar One | 61987 | WLS1 | PV | OP | NA | SUN |  | 40389 |  | 0 | EIA Prime Mover-level Data | Estimated using an emission factor
2019 | IA | Adair Wind Farm | 56810 | AWF | WT | OP | NA | WND |  | 3499557 |  | 0 | EIA Prime Mover-level Data | Estimated using an emission factor
2019 | IA | Adams Wind | 59637 | ADWF | WT | OP | NA | WND |  | 124053.1 |  | 0 | EIA Prime Mover-level Data | Estimated using an emission factor
2019 | IA | Adams Wind | 59637 | ADWF2 | WT | OP | NA | WND |  | 1142872 |  | 0 | EIA Prime Mover-level Data | Estimated using an emission factor
2019 | IA | Adams Wind | 59637 | ADWF3 | WT | OP | NA | WND |  | 1530868 |  | 0 | EIA Prime Mover-level Data | Estimated using an emission factor
2019 | IA | Adams Wind | 59637 | ADWF4 | WT | OP | NA | WND |  | 1274844 |  | 0 | EIA Prime Mover-level Data | Estimated using an emission factor
2019 | IA | Agency GT | 7706 | 1 | GT | RE | NA | NG
2019 | IA | Agency GT | 7706 | 2 | GT | RE | NA | NG
2019 | IA | Agency GT | 7706 | 3 | GT | RE | NA | NG
2019 | IA | Agency GT | 7706 | 4 | GT | RE | NA | NG
2019 | IA | AgriReNew | 59181 | 00001 | GT | OP | NA | OBG |  | 287215 | 3.1019 | 0.0216 | EIA Prime Mover-level Data | Estimated using an emission factor
2019 | IA | Algona | 1120 | 3 | IC | RE | NA | DFO
2019 | IA | Algona | 1120 | 4 | IC | RE | NA | DFO
2019 | IA | Algona | 1120 | 5 | IC | RE | NA | DFO
2019 | IA | Algona | 1120 | 6 | IC | OP | NA | DFO |  | 884.87 | 0.13715 | 0.31 | EIA Prime Mover-level Data | Estimated using an emission factor
2019 | IA | Algona | 1120 | 7 | IC | OP | NA | DFO |  | 1133.739 | 0.17573 | 0.31 | EIA Prime Mover-level Data | Estimated using an emission factor
2019 | IA | Algona | 1120 | 8 | IC | OP | NA | DFO |  | 1216.696 | 0.18859 | 0.31 | EIA Prime Mover-level Data | Estimated using an emission factor
2019 | IA | Algona | 1120 | 9 | IC | OP | NA | DFO |  | 1216.696 | 0.18859 | 0.31 | EIA Prime Mover-level Data | Estimated using an emission factor
2019 | IA | Allendorf | 56215 | A1 | WT | OP | NA | WND |  | 4139.053 |  | 0 | EIA Prime Mover-level Data | Estimated using an emission factor
2019 | IA | Allendorf | 56215 | ET | WT | TS | NA | WND
2019 | IA | Allendorf | 56215 | ST | WT | OP | NA | WND |  | 2069.526 |  | 0 | EIA Prime Mover-level Data | Estimated using an emission factor
2019 | IA | Allendorf | 56215 | WT | WT | OP | NA | WND |  | 6898.421 |  | 0 | EIA Prime Mover-level Data | Estimated using an emission factor
2019 | IA | Alliant SBD 8501 Aegon LI | 54714 | 1265 | IC | SB | NA | DFO |  | 82.581 | 0.012776 | 0.30942 | EIA Prime Mover-level Data | NEI avg EF - PM, fuel type, firing type
2019 | IA | Alliant SBD 8501 Aegon LI | 54714 | 1270 | IC | SB | NA | DFO |  | 82.581 | 0.012776 | 0.30942 | EIA Prime Mover-level Data | NEI avg EF - PM, fuel type, firing type
2019 | IA | Alliant SBD 8501 Aegon LI | 54714 | 1794 | IC | SB | NA | DFO |  | 90.839 | 0.014054 | 0.30942 | EIA Prime Mover-level Data | NEI avg EF - PM, fuel type, firing type
2019 | IA | Alliant SBD 8601 Quad Graphics | 54720 | 2736 | IC | SB | NA | DFO |  |  |  | 0.30942
2019 | IA | Alliant SBD 8601 Quad Graphics | 54720 | 3489 | IC | SB | NA | DFO |  |  |  | 0.30942
2019 | IA | Alliant SBD 8601 Quad Graphics | 54720 | 7164 | IC | SB | NA | DFO |  |  |  | 0.30942
2019 | IA | Alliant SBD 8602 Marion Sub | 54716 | 1536 | IC | SB | NA | DFO |  | 112.768 | 0.017479 | 0.31 | EIA Prime Mover-level Data | Estimated using an emission factor
2019 | IA | Alliant SBD 8602 Marion Sub | 54716 | 2734 | IC | SB | NA | DFO |  | 112.768 | 0.017479 | 0.31 | EIA Prime Mover-level Data | Estimated using an emission factor
2019 | IA | Alliant SBD 8602 Marion Sub | 54716 | 2741 | IC | SB | NA | DFO |  | 82.696 | 0.012818 | 0.31 | EIA Prime Mover-level Data | Estimated using an emission factor
2019 | IA | Alliant SBD 8602 Marion Sub | 54716 | 2785 | IC | SB | NA | DFO |  | 112.768 | 0.017479 | 0.31 | EIA Prime Mover-level Data | Estimated using an emission factor
2019 | IA | Alliant SBD 8603 Donnelley | 54713 | 1233 | IC | RE | NA | DFO
2019 | IA | Alliant SBD 9106 Rockwell CR | 54717 | 2671 | IC | SB | NA | DFO |  | 341.5 | 0.052933 | 0.31 | EIA Prime Mover-level Data | Estimated using an emission factor
2019 | IA | Alliant SBD 9106 Rockwell CR | 54717 | 2672 | IC | SB | NA | DFO |  | 341.5 | 0.052933 | 0.31 | EIA Prime Mover-level Data | Estimated using an emission factor
2019 | IA | Alliant SBD 9106 Rockwell CR | 54717 | 2675 | IC | SB | NA | DFO |  | 341.5 | 0.052933 | 0.31 | EIA Prime Mover-level Data | Estimated using an emission factor
2019 | IA | Alliant SBD 9106 Rockwell CR | 54717 | 2678 | IC | SB | NA | DFO |  | 341.5 | 0.052933 | 0.31 | EIA Prime Mover-level Data | Estimated using an emission factor
2019 | IA | Alliant SBD 9106 Rockwell CR | 54717 | 2679 | IC | SB | NA | DFO |  | 341.5 | 0.052933 | 0.31 | EIA Prime Mover-level Data | Estimated using an emission factor
2019 | IA | Alliant SBD 9106 Rockwell CR | 54717 | 2682 | IC | SB | NA | DFO |  | 341.5 | 0.052933 | 0.31 | EIA Prime Mover-level Data | Estimated using an emission factor
2019 | IA | Alliant SBD 9106 Rockwell CR | 54717 | 2683 | IC | SB | NA | DFO |  | 341.5 | 0.052933 | 0.31 | EIA Prime Mover-level Data | Estimated using an emission factor
2019 | IA | Alliant SBD 9106 Rockwell CR | 54717 | 2684 | IC | SB | NA | DFO |  | 341.5 | 0.052933 | 0.31 | EIA Prime Mover-level Data | Estimated using an emission factor
2019 | IA | Alliant SBD 9106 Rockwell CR | 54717 | 2685 | IC | SB | NA | DFO |  | 341.5 | 0.052933 | 0.31 | EIA Prime Mover-level Data | Estimated using an emission factor
2019 | IA | Alliant SBD 9106 Rockwell CR | 54717 | 2690 | IC | SB | NA | DFO |  | 341.5 | 0.052933 | 0.31 | EIA Prime Mover-level Data | Estimated using an emission factor
2019 | IA | Alliant SBD 9107 JBS USA | 54715 | 2665 | IC | SB | NA | DFO |  | 32.982 | 0.0051122 | 0.31 | EIA Prime Mover-level Data | Estimated using an emission factor
2019 | IA | Alliant SBD 9107 JBS USA | 54715 | 2688 | IC | SB | NA | DFO |  | 32.982 | 0.0051122 | 0.31 | EIA Prime Mover-level Data | Estimated using an emission factor
2019 | IA | Alliant SBD 9107 JBS USA | 54715 | 2689 | IC | SB | NA | DFO |  | 32.982 | 0.0051122 | 0.31 | EIA Prime Mover-level Data | Estimated using an emission factor
2019 | IA | Alliant SBD 9107 JBS USA | 54715 | 4644 | IC | SB | NA | DFO |  | 32.982 | 0.0051122 | 0.31 | EIA Prime Mover-level Data | Estimated using an emission factor
2019 | IA | Alliant SBD 9107 JBS USA | 54715 | 4658 | IC | SB | NA | DFO |  | 32.982 | 0.0051122 | 0.31 | EIA Prime Mover-level Data | Estimated using an emission factor
2019 | IA | Alliant SBD 9107 JBS USA | 54715 | 4659 | IC | SB | NA | DFO |  | 32.982 | 0.0051122 | 0.31 | EIA Prime Mover-level Data | Estimated using an emission factor
2019 | IA | Alliant SBD 9107 JBS USA | 54715 | 4660 | IC | SB | NA | DFO |  | 37.105 | 0.0057513 | 0.31 | EIA Prime Mover-level Data | Estimated using an emission factor
2019 | IA | Alliant SBD 9201 Norplex | 54712 | 0002 | IC | SB | NA | DFO |  | 764.762 | 0.11854 | 0.31 | EIA Prime Mover-level Data | Estimated using an emission factor
2019 | IA | Alliant SBD 9201 Norplex | 54712 | 0044 | IC | SB | NA | DFO |  | 841.238 | 0.13039 | 0.31 | EIA Prime Mover-level Data | Estimated using an emission factor
2019 | IA | Alliant SBD 9203 Profol | 54719 | 6916 | IC | SB | NA | DFO |  | 691.393 | 0.10717 | 0.31 | EIA Prime Mover-level Data | Estimated using an emission factor
2019 | IA | Alliant SBD 9203 Profol | 54719 | 6917 | IC | SB | NA | DFO |  | 691.393 | 0.10717 | 0.31 | EIA Prime Mover-level Data | Estimated using an emission factor
2019 | IA | Alliant SBD 9203 Profol | 54719 | 6918 | IC | OP | NA | DFO |  | 768.214 | 0.11907 | 0.31 | EIA Prime Mover-level Data | Estimated using an emission factor
2019 | IA | Alliant SBD 9205 A Y McDonald | 54710 | 0001 | IC | SB | NA | DFO |  | 75 | 0.011625 | 0.31 | EIA Prime Mover-level Data | Estimated using an emission factor
2019 | IA | Alliant SBD 9205 A Y McDonald | 54710 | 0002 | IC | SB | NA | DFO |  | 80 | 0.0124 | 0.31 | EIA Prime Mover-level Data | Estimated using an emission factor
2019 | IA | Alliant SBD 9205 A Y McDonald | 54710 | 0003 | IC | SB | NA | DFO |  | 25 | 0.003875 | 0.31 | EIA Prime Mover-level Data | Estimated using an emission factor
2019 | IA | Alliant SBD 9206 Donaldson | 54718 | 4632 | IC | SB | NA | DFO |  | 76 | 0.01178 | 0.31 | EIA Prime Mover-level Data | Estimated using an emission factor
2019 | IA | Alliant SBD 9301 Prairie Farms | 54735 | 0079 | IC | SB | NA | DFO |  | 668.571 | 0.10363 | 0.31 | EIA Prime Mover-level Data | Estimated using an emission factor
2019 | IA | Alliant SBD 9301 Prairie Farms | 54735 | 0080 | IC | SB | NA | DFO |  | 408.571 | 0.063329 | 0.31 | EIA Prime Mover-level Data | Estimated using an emission factor
2019 | IA | Alliant SBD 9301 Prairie Farms | 54735 | 0081 | IC | SB | NA | DFO |  | 222.857 | 0.034478 | 0.30942 | EIA Prime Mover-level Data | NEI avg EF - PM, fuel type, firing type
2019 | IA | Alliant SBD 9302 Aegon NP | 54967 | 7906 | IC | SB | NA | DFO |  | 41 | 0.006355 | 0.31 | EIA Prime Mover-level Data | Estimated using an emission factor
2019 | IA | Alliant SBD 9402 Climax | 54930 | 5100 | IC | RE | NA | DFO
2019 | IA | Alliant SBD 9402 Climax | 54930 | 5200 | IC | RE | NA | DFO
2019 | IA | Alliant SBD 9402 Climax | 54930 | 5300 | IC | RE | NA | DFO
2019 | IA | Alliant SBD 9402 Climax | 54930 | 5400 | IC | RE | NA | DFO
2019 | IA | Alliant SBD 9402 Climax | 54930 | 5500 | IC | RE | NA | DFO
2019 | IA | Alliant SBD 9403 Aegon DC | 54929 | 6110 | IC | RE | NA | DFO
2019 | IA | Alliant SBD 9403 Aegon DC | 54929 | 6111 | IC | SB | NA | DFO |  | 54.732 | 0.0084835 | 0.31 | EIA Prime Mover-level Data | Estimated using an emission factor
2019 | IA | Alliant SBD 9403 Aegon DC | 54929 | 6112 | IC | SB | NA | DFO |  | 74.634 | 0.011568 | 0.31 | EIA Prime Mover-level Data | Estimated using an emission factor
2019 | IA | Alliant SBD 9403 Aegon DC | 54929 | 6113 | IC | SB | NA | DFO |  | 74.634 | 0.011568 | 0.31 | EIA Prime Mover-level Data | Estimated using an emission factor
2019 | IA | Alliant SBD 9502 Eaton | 54968 | 0385 | IC | SB | NA | DFO |  | 759.333 | 0.1177 | 0.31 | EIA Prime Mover-level Data | Estimated using an emission factor
2019 | IA | Alliant SBD 9502 Eaton | 54968 | 0386 | IC | SB | NA | DFO |  | 759.333 | 0.1177 | 0.31 | EIA Prime Mover-level Data | Estimated using an emission factor
2019 | IA | Alliant SBD 9502 Eaton | 54968 | 5824 | IC | SB | NA | DFO |  | 759.333 | 0.1177 | 0.31 | EIA Prime Mover-level Data | Estimated using an emission factor
2019 | IA | Alliant SBD 9702 Cedar Graphics | 55315 | GEN1 | IC | RE | NA | DFO
2019 | IA | Alliant SBD 9801 Aegon Martha's Way | 56072 | 01 | IC | RE | NA | DFO
2019 | IA | Alliant SBD 9901 Wells Fargo | 56074 | 01 | IC | SB | NA | DFO |  | 29 | 0.004495 | 0.31 | EIA Prime Mover-level Data | Estimated using an emission factor
2019 | IA | Alliant SBD0201 Ingredion | 55996 | 01 | IC | SB | NA | DFO |  | 127.77 | 0.019804 | 0.31 | EIA Prime Mover-level Data | Estimated using an emission factor
2019 | IA | Alliant SBD0201 Ingredion | 55996 | 02 | IC | SB | NA | DFO |  | 113.574 | 0.017604 | 0.31 | EIA Prime Mover-level Data | Estimated using an emission factor
2019 | IA | Alliant SBD0201 Ingredion | 55996 | 03 | IC | SB | NA | DFO |  | 113.574 | 0.017604 | 0.31 | EIA Prime Mover-level Data | Estimated using an emission factor
2019 | IA | Alliant SBD0201 Ingredion | 55996 | 04 | IC | SB | NA | DFO |  | 78.082 | 0.012103 | 0.31 | EIA Prime Mover-level Data | Estimated using an emission factor
2019 | IA | Alliant SBG 9802 Toyota | 56073 | 01 | IC | SB | NA | NG |  | 123 | 2.5953e-05 | 0.000422 | EIA Prime Mover-level Data | Estimated using an emission factor
2019 | IA | Alta Municipal Utilities | 1121 | 1 | IC | SB | NA | DFO |  | 232.2 | 0.035991 | 0.31 | EIA Prime Mover-level Data | Estimated using an emission factor
2019 | IA | Alta Municipal Utilities | 1121 | 3 | IC | RE | NA | DFO
2019 | IA | Alta Municipal Utilities | 1121 | 2A | IC | SB | NA | DFO |  | 464.4 | 0.071982 | 0.31 | EIA Prime Mover-level Data | Estimated using an emission factor
2019 | IA | Alta Municipal Utilities | 1121 | 3A | IC | SB | NA | DFO |  | 464.4 | 0.071982 | 0.31 | EIA Prime Mover-level Data | Estimated using an emission factor
2019 | IA | Amana Society Service Company | 61850 | IC1 | IC | SB | NA | DFO |  | 2180 | 0.3379 | 0.31 | EIA Prime Mover-level Data | Estimated using an emission factor
2019 | IA | Amana Society Service Company | 61850 | IC10 | IC | SB | NA | DFO |  | 2180 | 0.3379 | 0.31 | EIA Prime Mover-level Data | Estimated using an emission factor
2019 | IA | Amana Society Service Company | 61850 | IC11 | IC | SB | NA | DFO |  | 2180 | 0.3379 | 0.31 | EIA Prime Mover-level Data | Estimated using an emission factor
2019 | IA | Amana Society Service Company | 61850 | IC12 | IC | SB | NA | DFO |  | 2180 | 0.3379 | 0.31 | EIA Prime Mover-level Data | Estimated using an emission factor
2019 | IA | Amana Society Service Company | 61850 | IC2 | IC | SB | NA | DFO |  | 2180 | 0.3379 | 0.31 | EIA Prime Mover-level Data | Estimated using an emission factor
2019 | IA | Amana Society Service Company | 61850 | IC3 | IC | SB | NA | DFO |  | 2180 | 0.3379 | 0.31 | EIA Prime Mover-level Data | Estimated using an emission factor
2019 | IA | Amana Society Service Company | 61850 | IC4 | IC | SB | NA | DFO |  | 2180 | 0.3379 | 0.31 | EIA Prime Mover-level Data | Estimated using an emission factor
2019 | IA | Amana Society Service Company | 61850 | IC5 | IC | SB | NA | DFO |  | 2180 | 0.3379 | 0.31 | EIA Prime Mover-level Data | Estimated using an emission factor
2019 | IA | Amana Society Service Company | 61850 | IC6 | IC | SB | NA | DFO |  | 2180 | 0.3379 | 0.31 | EIA Prime Mover-level Data | Estimated using an emission factor
2019 | IA | Amana Society Service Company | 61850 | IC7 | IC | SB | NA | DFO |  | 2180 | 0.3379 | 0.31 | EIA Prime Mover-level Data | Estimated using an emission factor
2019 | IA | Amana Society Service Company | 61850 | IC8 | IC | SB | NA | DFO |  | 2180 | 0.3379 | 0.31 | EIA Prime Mover-level Data | Estimated using an emission factor
2019 | IA | Amana Society Service Company | 61850 | IC9 | IC | SB | NA | DFO |  | 2180 | 0.3379 | 0.31 | EIA Prime Mover-level Data | Estimated using an emission factor
2019 | IA | Ames Diesel Generating Station | 1052 | 1 | IC | RE | NA | DFO
2019 | IA | Ames Diesel Generating Station | 1052 | 2 | IC | RE | NA | DFO
2019 | IA | Anchor Wind, LLC | 58044 | GEN1 | WT | OP | NA | WND |  | 99618 |  | 0 | EIA Prime Mover-level Data | Estimated using an emission factor
2019 | IA | Anderson Erickson | 56138 | 1 | IC | OP | NA | DFO |  | 339 | 0.052545 | 0.31 | EIA Prime Mover-level Data | Estimated using an emission factor
2019 | IA | Anita | 1123 | 1 | IC | RE | NA | DFO
2019 | IA | Anita | 1123 | 2 | IC | OP | NA | DFO |  | 34.276 | 0.0053128 | 0.31 | EIA Prime Mover-level Data | Estimated using an emission factor
2019 | IA | Anita | 1123 | 3 | IC | OP | NA | DFO |  | 51.414 | 0.0079692 | 0.31 | EIA Prime Mover-level Data | Estimated using an emission factor
2019 | IA | Anita | 1123 | 4 | IC | OP | NA | DFO |  | 34.276 | 0.0053128 | 0.31 | EIA Prime Mover-level Data | Estimated using an emission factor
2019 | IA | Anita | 1123 | 5 | IC | OP | NA | DFO |  | 34.276 | 0.0053128 | 0.31 | EIA Prime Mover-level Data | Estimated using an emission factor
2019 | IA | Anita | 1123 | 6 | IC | OP | NA | DFO |  | 342.759 | 0.053128 | 0.31 | EIA Prime Mover-level Data | Estimated using an emission factor
2019 | IA | Arbor Hill Wind Farm | 62132 | 1 | WT | V | NA | WND
2019 | IA | Arbor Hill Wind Farm | 62132 | WT1 | WT | OP | NA | WND |  | 7971483 |  | 0 | EIA Prime Mover-level Data | Estimated using an emission factor
2019 | IA | Archer Daniels Midland Cedar Rapids | 10864 | 1 | ST | OP | FLUIDIZED | SUB |  | 3327317 | 28.5887 | 0.017184 | EIA Unit-level Data | NEI avg EF - PM, fuel type
2019 | IA | Archer Daniels Midland Cedar Rapids | 10864 | 2 | ST | OP | FLUIDIZED | SUB |  | 3631991 | 31.2065 | 0.017184 | EIA Unit-level Data | NEI avg EF - PM, fuel type
2019 | IA | Archer Daniels Midland Cedar Rapids | 10864 | 3 | ST | OP | FLUIDIZED | SUB |  | 3418303 | 29.3705 | 0.017184 | EIA Unit-level Data | NEI avg EF - PM, fuel type
2019 | IA | Archer Daniels Midland Cedar Rapids | 10864 | 4 | ST | OP | FLUIDIZED | SUB |  | 3451536 | 29.656 | 0.017184 | EIA Unit-level Data | NEI avg EF - PM, fuel type
2019 | IA | Archer Daniels Midland Cedar Rapids | 10864 | 5 | ST | OP | FLUIDIZED | SUB |  | 8597059 | 73.8669 | 0.017184 | EIA Unit-level Data | NEI avg EF - PM, fuel type
2019 | IA | Archer Daniels Midland Cedar Rapids | 10864 | GEN7 | GT | OP | NA | NG |  | 3200732 | 8.7754 | 0.0054834 | EIA Prime Mover-level Data | NEI avg EF - PM, fuel type, firing type
2019 | IA | Archer Daniels Midland Clinton | 10860 | CFB1 | ST | OP | FLUIDIZED | SUB |  | 7342320 | 63.086 | 0.017184 | EIA Unit-level Data | NEI avg EF - PM, fuel type
2019 | IA | Archer Daniels Midland Clinton | 10860 | CFB2 | ST | OP | FLUIDIZED | SUB |  | 4994917 | 42.9169 | 0.017184 | EIA Unit-level Data | NEI avg EF - PM, fuel type
2019 | IA | Archer Daniels Midland Clinton | 10860 | CFB3 | ST | OP | FLUIDIZED | SUB |  | 6080353 | 52.2431 | 0.017184 | EIA Unit-level Data | NEI avg EF - PM, fuel type
2019 | IA | Archer Daniels Midland Clinton | 10860 | GEN1 | ST | RE | NA | BIT
2019 | IA | Archer Daniels Midland Clinton | 10860 | GEN2 | ST | RE | NA | BIT
2019 | IA | Archer Daniels Midland Clinton | 10860 | GEN3 | ST | RE | NA | BIT
2019 | IA | Archer Daniels Midland Clinton | 10860 | GEN4 | ST | RE | NA | BIT
2019 | IA | Archer Daniels Midland Clinton | 10860 | GEN5 | ST | RE | NA | BIT
2019 | IA | Archer Daniels Midland Des Moines | 10861 | GEN1 | ST | OP | NA | SUB |  | 1258323 | 10.8117 | 0.017184 | EIA Prime Mover-level Data | NEI avg EF - PM, fuel type
2019 | IA | Atlantic | 1124 | 1 | IC | RE | NA | DFO
2019 | IA | Atlantic | 1124 | 6 | GT | OP | NA | NG |  | 1538 | 0.0042167 | 0.0054834 | EIA Prime Mover-level Data | NEI avg EF - PM, fuel type, firing type
2019 | IA | August Wind Farm | 61644 | AUG | WT | OP | NA | WND |  | 64742 |  | 0 | EIA Prime Mover-level Data | Estimated using an emission factor
2019 | IA | Bancroft | 1125 | 4 | IC | RE | NA | DFO
2019 | IA | Bancroft | 1125 | 5 | IC | SB | NA | DFO |  | 94.286 | 0.014587 | 0.30942 | EIA Prime Mover-level Data | NEI avg EF - PM, fuel type, firing type
2019 | IA | Bancroft | 1125 | 6 | IC | OP | NA | DFO |  | 282.857 | 0.04376 | 0.30942 | EIA Prime Mover-level Data | NEI avg EF - PM, fuel type, firing type
2019 | IA | Bancroft | 1125 | 7 | IC | OP | NA | DFO |  | 282.857 | 0.04376 | 0.30942 | EIA Prime Mover-level Data | NEI avg EF - PM, fuel type, firing type
2019 | IA | Barton Windpower LLC | 56765 | 1 | WT | OP | NA | WND |  | 597653.5 |  | 0 | EIA Prime Mover-level Data | Estimated using an emission factor
2019 | IA | Barton Windpower LLC | 56765 | 2 | WT | OP | NA | WND |  | 2817510 |  | 0 | EIA Prime Mover-level Data | Estimated using an emission factor
2019 | IA | Beaver Creek Wind | 61079 | 1 | WT | OP | NA | WND |  | 2645784 |  | 0 | EIA Prime Mover-level Data | Estimated using an emission factor
2019 | IA | Beaver Creek Wind | 61079 | GT1 | WT | OP | NA | WND |  | 2645784 |  | 0 | EIA Prime Mover-level Data | Estimated using an emission factor
2019 | IA | Bellevue | 1126 | 1 | IC | RE | NA | DFO |  |  |  | 0.31
2019 | IA | Bellevue | 1126 | 2 | IC | SB | NA | DFO |  | 69.4 | 0.010757 | 0.31 | EIA Prime Mover-level Data | Estimated using an emission factor
2019 | IA | Bellevue | 1126 | 3 | IC | SB | NA | DFO |  | 78.075 | 0.012102 | 0.31 | EIA Prime Mover-level Data | Estimated using an emission factor
2019 | IA | Bellevue | 1126 | 4 | IC | SB | NA | DFO |  | 30.362 | 0.0047061 | 0.31 | EIA Prime Mover-level Data | Estimated using an emission factor
2019 | IA | Bellevue | 1126 | 5 | IC | SB | NA | DFO |  | 39.037 | 0.0060507 | 0.31 | EIA Prime Mover-level Data | Estimated using an emission factor
2019 | IA | Bellevue | 1126 | 6 | IC | SB | NA | DFO |  | 130.125 | 0.020169 | 0.31 | EIA Prime Mover-level Data | Estimated using an emission factor
2019 | IA | Bellevue | 1126 | 1A | IC | U | NA | DFO
2019 | IA | Birch | 62172 | BIR | WT | OP | NA | WND |  | 63236 |  | 0 | EIA Prime Mover-level Data | Estimated using an emission factor
2019 | IA | Bloomfield | 1127 | 1 | IC | SB | NA | NG |  |  |  | 0.0004219
2019 | IA | Bloomfield | 1127 | 2 | IC | SB | NA | DFO |  |  |  | 0.30942
2019 | IA | Bloomfield | 1127 | 3 | IC | SB | NA | NG |  |  |  | 0.0004219
2019 | IA | Bloomfield | 1127 | 4 | IC | SB | NA | DFO |  |  |  | 0.30942
2019 | IA | Bloomfield | 1127 | 5 | IC | SB | NA | NG |  |  |  | 0.0004219
2019 | IA | Bloomfield | 1127 | 6 | IC | SB | NA | NG |  |  |  | 0.0004219
2019 | IA | Bloomfield Municipal Utilities Solar | 62607 | PV | PV | OP | NA | SUN |  | 16196 |  | 0 | EIA Prime Mover-level Data | Estimated using an emission factor
2019 | IA | Brooklyn | 1128 | 1 | IC | RE | NA | DFO
2019 | IA | Brooklyn | 1128 | 2 | IC | RE | NA | DFO
2019 | IA | Brooklyn | 1128 | 3 | IC | RE | NA | DFO
2019 | IA | Brooklyn | 1128 | 4 | IC | RE | NA | NG
2019 | IA | Brooklyn | 1128 | 5 | IC | RE | NA | NG
2019 | IA | Brooklyn | 1128 | 7 | IC | OP | NA | DFO |  | 72 | 0.01116 | 0.31 | EIA Prime Mover-level Data | Estimated using an emission factor
2019 | IA | Brooklyn City North Plant | 7922 | 6 | IC | RE | NA | DFO
2019 | IA | Buffalo Center Wind LLC | 58038 | BCW | WT | OP | NA | WND |  | 45437 |  | 0 | EIA Prime Mover-level Data | Estimated using an emission factor
2019 | IA | Bulldog | 57632 | 1 | WT | OP | NA | WND |  | 49008 |  | 0 | EIA Prime Mover-level Data | Estimated using an emission factor
2019 | IA | Cargill Corn Milling Division | 10855 | HPGAS1 | ST | OP | NA | NG |  | 2663388 | 10.7234 | 0.0080524 | EIA Unit-level Data | NEI avg EF - PM, fuel type
2019 | IA | Cargill Corn Milling Division | 10855 | HPGAS2 | ST | OP | NA | NG |  | 3157561 | 12.713 | 0.0080524 | EIA Unit-level Data | NEI avg EF - PM, fuel type
2019 | IA | Cargill Corn Milling Division | 10855 | STKR1 | ST | RE | NA | SUB |  | 0 |  |  | EIA Unit-level Data
2019 | IA | Cargill Corn Milling Division | 10855 | STKR2 | ST | RE | NA | SUB |  | 0 |  |  | EIA Unit-level Data
2019 | IA | Cargill Corn Milling Division | 10855 | STKR3 | ST | RE | NA | SUB |  | 0 |  |  | EIA Unit-level Data
2019 | IA | Carroll Area Wind Farm | 59071 | WT 1 | WT | OP | NA | WND |  | 677472 |  | 0 | EIA Prime Mover-level Data | Estimated using an emission factor
2019 | IA | Carroll Wind Farm | 56809 | CWF | WT | OP | NA | WND |  | 3584314 |  | 0 | EIA Prime Mover-level Data | Estimated using an emission factor
2019 | IA | Cascade | 1129 | 1 | IC | SB | NA | DFO |  | 55.462 | 0.0085966 | 0.31 | EIA Prime Mover-level Data | Estimated using an emission factor
2019 | IA | Cascade | 1129 | 2 | IC | SB | NA | DFO |  | 158.462 | 0.024562 | 0.31 | EIA Prime Mover-level Data | Estimated using an emission factor
2019 | IA | Cascade | 1129 | 4 | IC | SB | NA | DFO |  | 55.462 | 0.0085966 | 0.31 | EIA Prime Mover-level Data | Estimated using an emission factor
2019 | IA | Cascade | 1129 | 3A | IC | SB | NA | DFO |  | 142.615 | 0.022105 | 0.31 | EIA Prime Mover-level Data | Estimated using an emission factor
2019 | IA | CED Mason City Wind | 63521 | MCW1 | WT | V | NA | WND
2019 | IA | Cedar Falls Solar Farm | 62321 | 1 | PV | OP | NA | SUN |  | 21450 |  | 0 | EIA Prime Mover-level Data | Estimated using an emission factor
2019 | IA | Centerville | 1105 | 1 | IC | RE | NA | DFO
2019 | IA | Centerville | 1105 | 2 | IC | RE | NA | DFO
2019 | IA | Centerville | 1105 | 3 | IC | RE | NA | DFO
2019 | IA | Centerville | 1105 | GT1 | GT | RE | NA | DFO
2019 | IA | Centerville | 1105 | GT2 | GT | RE | NA | DFO
2019 | IA | Century | 56252 | CWF | WT | OP | NA | WND |  | 3559978 |  | 0 | EIA Prime Mover-level Data | Estimated using an emission factor
2019 | IA | Century | 56252 | CWF2 | WT | OP | NA | WND |  | 830661.5 |  | 0 | EIA Prime Mover-level Data | Estimated using an emission factor
2019 | IA | Century | 56252 | CWF3 | WT | OP | NA | WND |  | 384477.6 |  | 0 | EIA Prime Mover-level Data | Estimated using an emission factor
2019 | IA | Cerro Gordo Wind Farm | 63287 | CGWF | WT | T | NA | WND
2019 | IA | Charles City Wind Farm | 56677 | CCWF | WT | OP | NA | WND |  | 2109376 |  | 0 | EIA Prime Mover-level Data | Estimated using an emission factor
2019 | IA | Coggon | 1132 | 3 | IC | RE | NA | DFO
2019 | IA | Coggon | 1132 | 4 | IC | RE | NA | DFO
2019 | IA | Coggon | 1132 | IC1 | IC | RE | NA | DFO
2019 | IA | Coggon | 1132 | IC5 | IC | OP | NA | DFO |  | 482 | 0.07471 | 0.31 | EIA Prime Mover-level Data | Estimated using an emission factor
2019 | IA | Contrail Wind Farm | 63639 | COWF | WT | T | NA | WND
2019 | IA | Coon Rapids II | 7847 | 1 | IC | SB | NA | DFO |  | 460 | 0.0713 | 0.31 | EIA Prime Mover-level Data | Estimated using an emission factor
2019 | IA | Coon Rapids II | 7847 | 2 | IC | SB | NA | DFO |  | 460 | 0.0713 | 0.31 | EIA Prime Mover-level Data | Estimated using an emission factor
2019 | IA | Coon Rapids II | 7847 | 3 | IC | SB | NA | DFO |  | 460 | 0.0713 | 0.31 | EIA Prime Mover-level Data | Estimated using an emission factor
2019 | IA | Coralville GT | 1079 | 1 | GT | OP | NA | NG |  | 1702.25 | 0.0046671 | 0.0054834 | EIA Prime Mover-level Data | NEI avg EF - PM, fuel type, firing type
2019 | IA | Coralville GT | 1079 | 2 | GT | OP | NA | NG |  | 1702.25 | 0.0046671 | 0.0054834 | EIA Prime Mover-level Data | NEI avg EF - PM, fuel type, firing type
2019 | IA | Coralville GT | 1079 | 3 | GT | OP | NA | NG |  | 1702.25 | 0.0046671 | 0.0054834 | EIA Prime Mover-level Data | NEI avg EF - PM, fuel type, firing type
2019 | IA | Coralville GT | 1079 | 4 | GT | OP | NA | NG |  | 1702.25 | 0.0046671 | 0.0054834 | EIA Prime Mover-level Data | NEI avg EF - PM, fuel type, firing type
2019 | IA | Corning | 1134 | 1 | IC | RE | NA | DFO
2019 | IA | Corning | 1134 | 2 | IC | RE | NA | DFO
2019 | IA | Corning | 1134 | 3 | IC | RE | NA | DFO
2019 | IA | Corning | 1134 | 4 | IC | RE | NA | DFO
2019 | IA | Corning | 1134 | 5 | IC | SB | NA | DFO |  | 67.529 | 0.010467 | 0.31 | EIA Prime Mover-level Data | Estimated using an emission factor
2019 | IA | Corning | 1134 | 6 | IC | SB | NA | DFO |  | 48.235 | 0.0074764 | 0.31 | EIA Prime Mover-level Data | Estimated using an emission factor
2019 | IA | Corning | 1134 | 7 | IC | SB | NA | DFO |  | 48.235 | 0.0074764 | 0.31 | EIA Prime Mover-level Data | Estimated using an emission factor
2019 | IA | Crane Creek Wind Energy Center | 56831 | 1 | WT | OP | NA | WND |  | 2219597 |  | 0 | EIA Prime Mover-level Data | Estimated using an emission factor
2019 | IA | Crosswind Energy Project | 56859 | 1 | WT | OP | NA | WND |  | 583114 |  | 0 | EIA Prime Mover-level Data | Estimated using an emission factor
2019 | IA | Crystal Lake 3 LLC | 57468 | GE1.5 | WT | OP | NA | WND |  | 1829568 |  | 0 | EIA Prime Mover-level Data | Estimated using an emission factor
2019 | IA | Cumberland Rose | 58456 | 1 | WT | OP | NA | WND |  | 52188 |  | 0 | EIA Prime Mover-level Data | Estimated using an emission factor
2019 | IA | Davenport Water Pollution Control Plant | 55035 | GEN1 | IC | OP | NA | OBG |  | 329314.5 | 2.4205 | 0.0147 | EIA Prime Mover-level Data | Estimated using an emission factor
2019 | IA | Davenport Water Pollution Control Plant | 55035 | GEN2 | IC | OP | NA | OBG |  | 329314.5 | 2.4205 | 0.0147 | EIA Prime Mover-level Data | Estimated using an emission factor
2019 | IA | Dayton (IA) | 1135 | 1 | IC | RE | NA | DFO
2019 | IA | Dayton (IA) | 1135 | 4 | IC | RE | NA | DFO
2019 | IA | Dayton (IA) | 1135 | 5 | IC | OP | NA | DFO |  | 40 | 0.0062 | 0.31 | EIA Prime Mover-level Data | Estimated using an emission factor
2019 | IA | Des Moines Wastewater Reclamation Fac | 50932 | 01 | IC | RE | NA | OBG
2019 | IA | Des Moines Wastewater Reclamation Fac | 50932 | 02 | IC | RE | NA | OBG
2019 | IA | Des Moines Wastewater Reclamation Fac | 50932 | 03 | IC | RE | NA | OBG
2019 | IA | Des Moines Wastewater Reclamation Fac | 50932 | 72-04 | IC | OP | NA | OBG |  | 105092 | 0.77243 | 0.0147 | EIA Prime Mover-level Data | Estimated using an emission factor
2019 | IA | Des Moines Wastewater Reclamation Fac | 50932 | 72-05 | IC | OP | NA | OBG |  | 105092 | 0.77243 | 0.0147 | EIA Prime Mover-level Data | Estimated using an emission factor
2019 | IA | Diamond Trail Wind Farm | 63641 | DTWF | WT | U | NA | WND
2019 | IA | Dike City Power Plant | 56194 | 001 | IC | OP | NA | DFO |  | 958 | 0.14849 | 0.31 | EIA Prime Mover-level Data | Estimated using an emission factor
2019 | IA | Duane Arnold Energy Center | 1060 | 1 | ST | OP | NA | NUC |  | 54669300 |  | 0 | EIA Prime Mover-level Data | Estimated using an emission factor
2019 | IA | Dubuque | 1046 | 3 | ST | RE | NA | NG
2019 | IA | Dubuque | 1046 | 4 | ST | RE | NA | NG
2019 | IA | Dubuque | 1046 | IC1 | IC | RE | NA | DFO
2019 | IA | Dubuque | 1046 | IC2 | IC | RE | NA | DFO
2019 | IA | Dubuque | 1046 | ST2 | ST | RE | NA | SUB
2019 | IA | Durant | 6220 | 4 | IC | RE | NA | DFO
2019 | IA | Durant | 6220 | 5 | IC | RE | NA | DFO
2019 | IA | Durant | 6220 | 7 | IC | SB | NA | DFO |  | 58.091 | 0.0090041 | 0.31 | EIA Prime Mover-level Data | Estimated using an emission factor
2019 | IA | Durant | 6220 | 8 | IC | SB | NA | DFO |  | 83.909 | 0.013006 | 0.31 | EIA Prime Mover-level Data | Estimated using an emission factor
2019 | IA | Durant | 6220 | 6A | IC | RE | NA | DFO |  |  |  | 0.31
2019 | IA | Earlville | 7865 | 1 | IC | OP | NA | DFO |  | 96 | 0.01488 | 0.31 | EIA Prime Mover-level Data | Estimated using an emission factor
2019 | IA | Eastern Iowa Solar | 60876 | EIS1 | PV | OP | NA | SUN |  | 19616 |  | 0 | EIA Prime Mover-level Data | Estimated using an emission factor
2019 | IA | Eclipse Wind Farm | 57873 | EWF | WT | OP | NA | WND |  | 5639794 |  | 0 | EIA Prime Mover-level Data | Estimated using an emission factor
2019 | IA | Elk Wind Farm | 57417 | NORD | WT | OP | NA | WND |  | 1141705 |  | 0 | EIA Prime Mover-level Data | Estimated using an emission factor
2019 | IA | English Farms | 61565 | 1 | WT | OP | NA | WND |  | 3800806 |  | 0 | EIA Prime Mover-level Data | Estimated using an emission factor
2019 | IA | Estherville | 1137 | 2 | IC | OP | NA | DFO |  | 113.231 | 0.017551 | 0.31 | EIA Prime Mover-level Data | Estimated using an emission factor
2019 | IA | Estherville | 1137 | 3 | IC | OP | NA | NG |  | 212.308 | 4.4797e-05 | 0.000422 | EIA Prime Mover-level Data | Estimated using an emission factor
2019 | IA | Estherville | 1137 | 4 | IC | OP | NA | NG |  | 283.077 | 5.9729e-05 | 0.000422 | EIA Prime Mover-level Data | Estimated using an emission factor
2019 | IA | Estherville | 1137 | 5 | IC | OP | NA | NG |  | 283.077 | 5.9729e-05 | 0.000422 | EIA Prime Mover-level Data | Estimated using an emission factor
2019 | IA | Estherville | 1137 | 6 | IC | RE | NA | DFO
2019 | IA | Estherville | 1137 | 7 | IC | OP | NA | NG |  | 212.308 | 4.4797e-05 | 0.000422 | EIA Prime Mover-level Data | Estimated using an emission factor
2019 | IA | Fair Station | 1218 | 1 | ST | RE | NA | BIT
2019 | IA | Fair Station | 1218 | 2 | ST | RE | NA | BIT
2019 | IA | Farmers Electric Cooperative - Kalona | 62461 | 1 | IC | SB | NA | DFO |  | 392.667 | 0.060749 | 0.30942 | EIA Prime Mover-level Data | NEI avg EF - PM, fuel type, firing type
2019 | IA | Farmers Electric Cooperative - Kalona | 62461 | 2 | IC | SB | NA | DFO |  | 392.667 | 0.060749 | 0.30942 | EIA Prime Mover-level Data | NEI avg EF - PM, fuel type, firing type
2019 | IA | Farmers Electric Cooperative - Kalona | 62461 | 3 | IC | SB | NA | DFO |  | 392.667 | 0.060749 | 0.30942 | EIA Prime Mover-level Data | NEI avg EF - PM, fuel type, firing type
2019 | IA | Flying Cloud Power Partners LLC | 56172 | FC | WT | OP | NA | WND |  | 1038242 |  | 0 | EIA Prime Mover-level Data | Estimated using an emission factor
2019 | IA | Fontanelle | 58457 | 1 | WT | OP | NA | WND |  | 49773 |  | 0 | EIA Prime Mover-level Data | Estimated using an emission factor
2019 | IA | Forest City Light Plant | 1138 | 1 | IC | OP | NA | DFO |  | 242.236 | 0.037547 | 0.31 | EIA Prime Mover-level Data | Estimated using an emission factor
2019 | IA | Forest City Light Plant | 1138 | 2 | IC | OP | NA | DFO |  | 545.032 | 0.08448 | 0.31 | EIA Prime Mover-level Data | Estimated using an emission factor
2019 | IA | Forest City Light Plant | 1138 | 3 | IC | OP | NA | DFO |  | 706.523 | 0.10951 | 0.31 | EIA Prime Mover-level Data | Estimated using an emission factor
2019 | IA | Forest City Light Plant | 1138 | 4 | IC | OP | NA | DFO |  | 1271.741 | 0.19712 | 0.31 | EIA Prime Mover-level Data | Estimated using an emission factor
2019 | IA | Forest City Light Plant | 1138 | 5 | IC | OP | NA | DFO |  | 141.305 | 0.021902 | 0.31 | EIA Prime Mover-level Data | Estimated using an emission factor
2019 | IA | Forest City Light Plant | 1138 | 6 | IC | OP | NA | DFO |  | 1534.164 | 0.2378 | 0.31 | EIA Prime Mover-level Data | Estimated using an emission factor
2019 | IA | Forest City Solar | 62861 | FOR7 | PV | OP | NA | SUN |  | 9430 |  | 0 | EIA Prime Mover-level Data | Estimated using an emission factor
2019 | IA | FPL Energy Crystal Lake Wind II LLC | 56925 | CL25 | WT | OP | NA | WND |  | 4990380 |  | 0 | EIA Prime Mover-level Data | Estimated using an emission factor
2019 | IA | FPL Energy Crystal Lake Wind LLC | 56923 | GE15 | WT | OP | NA | WND |  | 4563567 |  | 0 | EIA Prime Mover-level Data | Estimated using an emission factor
2019 | IA | FPL Energy Story Wind LLC | 56924 | GE15 | WT | OP | NA | WND |  | 4017404 |  | 0 | EIA Prime Mover-level Data | Estimated using an emission factor
2019 | IA | Franklin County Wind Farm | 57844 | 1 | WT | OP | NA | WND |  | 2696834 |  | 0 | EIA Prime Mover-level Data | Estimated using an emission factor
2019 | IA | Garden Wind LLC | 57469 | GE1.5 | WT | OP | NA | WND |  | 4561522 |  | 0 | EIA Prime Mover-level Data | Estimated using an emission factor
2019 | IA | Gas Turbine (IA) | 1130 | 1 | GT | OP | NA | NG |  | 2502.839 | 0.006862 | 0.0054834 | EIA Prime Mover-level Data | NEI avg EF - PM, fuel type, firing type
2019 | IA | Gas Turbine (IA) | 1130 | 2 | GT | OP | NA | NG |  | 3039.161 | 0.0083325 | 0.0054834 | EIA Prime Mover-level Data | NEI avg EF - PM, fuel type, firing type
2019 | IA | Gilliam South | 7857 | 1 | IC | OP | NA | DFO |  | 62.791 | 0.0097326 | 0.31 | EIA Prime Mover-level Data | Estimated using an emission factor
2019 | IA | Gilliam South | 7857 | 7 | IC | OP | NA | DFO |  | 87.209 | 0.013517 | 0.31 | EIA Prime Mover-level Data | Estimated using an emission factor
2019 | IA | Glaciers Edge Wind Project | 62035 | GEW | WT | OP | NA | WND |  | 509647 |  | 0 | EIA Prime Mover-level Data | Estimated using an emission factor
2019 | IA | Golden Plains | 62081 | 1 | WT | V | NA | WND
2019 | IA | Golden Renewable Energy, LLC | 61632 | GREMC | GT | RE | NA | NG |  |  |  | 0.0054834
2019 | IA | Gowrie | 1141 | 1 | IC | RE | NA | DFO
2019 | IA | Gowrie | 1141 | 2 | IC | RE | NA | DFO
2019 | IA | Gowrie | 1141 | 3 | IC | OP | NA | DFO |  | 88 | 0.01364 | 0.31 | EIA Prime Mover-level Data | Estimated using an emission factor
2019 | IA | Graettinger | 1142 | 4 | IC | OP | NA | DFO |  | 119.722 | 0.018557 | 0.31 | EIA Prime Mover-level Data | Estimated using an emission factor
2019 | IA | Graettinger | 1142 | 5 | IC | OP | NA | DFO |  | 263.389 | 0.040825 | 0.31 | EIA Prime Mover-level Data | Estimated using an emission factor
2019 | IA | Graettinger | 1142 | 6 | IC | OP | NA | DFO |  | 478.889 | 0.074228 | 0.31 | EIA Prime Mover-level Data | Estimated using an emission factor
2019 | IA | Grand Junction | 1143 | 1 | IC | RE | NA | DFO
2019 | IA | Grand Junction | 1143 | 2 | IC | OP | NA | DFO |  | 72 | 0.01116 | 0.31 | EIA Prime Mover-level Data | Estimated using an emission factor
2019 | IA | Green Energy Machine | 60911 | GRN | WT | OP | NA | WND |  | 62934 |  | 0 | EIA Prime Mover-level Data | Estimated using an emission factor
2019 | IA | Greenfield | 1144 | 1 | IC | V | NA | DFO
2019 | IA | Greenfield | 1144 | 2 | IC | V | NA | DFO
2019 | IA | Greenfield | 1144 | 3 | IC | RE | NA | DFO |  |  |  | 0.31
2019 | IA | Greenfield | 1144 | 4 | IC | RE | NA | DFO |  |  |  | 0.31
2019 | IA | Greenfield | 1144 | 5 | IC | RE | NA | DFO |  |  |  | 0.31
2019 | IA | Greenfield Wind | 58458 | 1 | WT | OP | NA | WND |  | 49045 |  | 0 | EIA Prime Mover-level Data | Estimated using an emission factor
2019 | IA | Grinnell | 7137 | 1 | GT | RE | NA | NG
2019 | IA | Grinnell | 7137 | 2 | GT | RE | NA | NG
2019 | IA | Grundy Center City Light Plant | 1145 | IC1 | IC | OP | NA | DFO |  | 666.069 | 0.10324 | 0.31 | EIA Prime Mover-level Data | Estimated using an emission factor
2019 | IA | Grundy Center City Light Plant | 1145 | IC2 | IC | OP | NA | DFO |  | 1059.655 | 0.16425 | 0.31 | EIA Prime Mover-level Data | Estimated using an emission factor
2019 | IA | Grundy Center City Light Plant | 1145 | IC3 | IC | OP | NA | DFO |  | 908.276 | 0.14078 | 0.31 | EIA Prime Mover-level Data | Estimated using an emission factor
2019 | IA | Hancock County Wind Energy Center | 56010 | V-47 | WT | OP | NA | WND |  | 1782483 |  | 0 | EIA Prime Mover-level Data | Estimated using an emission factor
2019 | IA | Hardin Hilltop Wind LLC | 56860 | 1 | WT | OP | NA | WND |  | 351477 |  | 0 | EIA Prime Mover-level Data | Estimated using an emission factor
2019 | IA | Harlan | 1146 | HMU1 | IC | SB | NA | DFO |  |  |  | 0.30942
2019 | IA | Harlan | 1146 | HMU2 | IC | SB | NA | DFO |  |  |  | 0.30942
2019 | IA | Hawkeye Power Partners LLC | 55816 | 48M | WT | OP | NA | WND |  | 591038 |  | 0 | EIA Prime Mover-level Data | Estimated using an emission factor
2019 | IA | Hawkeye Wind Farm | 57832 | NORD | WT | OP | NA | WND |  | 1142837 |  | 0 | EIA Prime Mover-level Data | Estimated using an emission factor
2019 | IA | Heartland Divide Wind Project, LLC | 61609 | 1 | WT | OP | NA | WND |  | 3846092 |  | 0 | EIA Prime Mover-level Data | Estimated using an emission factor
2019 | IA | Highland Wind Project (IA) | 58883 | HLWF | WT | OP | NA | WND |  | 425007.7 |  | 0 | EIA Prime Mover-level Data | Estimated using an emission factor
2019 | IA | Highland Wind Project (IA) | 58883 | HLWF2 | WT | OP | NA | WND |  | 2612243 |  | 0 | EIA Prime Mover-level Data | Estimated using an emission factor
2019 | IA | Highland Wind Project (IA) | 58883 | HLWF3 | WT | OP | NA | WND |  | 2309036 |  | 0 | EIA Prime Mover-level Data | Estimated using an emission factor
2019 | IA | Highland Wind Project (IA) | 58883 | HLWF4 | WT | OP | NA | WND |  | 2311627 |  | 0 | EIA Prime Mover-level Data | Estimated using an emission factor
2019 | IA | Highland Wind Project (IA) | 58883 | HLWF5 | WT | OP | NA | WND |  | 2980237 |  | 0 | EIA Prime Mover-level Data | Estimated using an emission factor
2019 | IA | Highland Wind Project (IA) | 58883 | HLWF6 | WT | OP | NA | WND |  | 2249431 |  | 0 | EIA Prime Mover-level Data | Estimated using an emission factor
2019 | IA | Highland Wind Project (IA) | 58883 | HLWF7 | WT | OP | NA | WND |  | 121801 |  | 0 | EIA Prime Mover-level Data | Estimated using an emission factor
2019 | IA | Hopkinton | 8108 | 1 | IC | OP | NA | DFO |  | 20.293 | 0.0031454 | 0.31 | EIA Prime Mover-level Data | Estimated using an emission factor
2019 | IA | Hopkinton | 8108 | CAT | IC | OP | NA | DFO |  | 31.707 | 0.0049146 | 0.31 | EIA Prime Mover-level Data | Estimated using an emission factor
2019 | IA | Hopkinton | 8108 | IC2 | IC | RE | NA | DFO
2019 | IA | Hopkinton | 8108 | IC3 | IC | RE | NA | DFO
2019 | IA | Ida Grove II | 62795 | 1 | WT | OP | NA | WND |  | 214399 |  | 0 | EIA Prime Mover-level Data | Estimated using an emission factor
2019 | IA | Ida Grove Wind | 60342 | IGWF | WT | OP | NA | WND |  | 1885951 |  | 0 | EIA Prime Mover-level Data | Estimated using an emission factor
2019 | IA | Ida Grove Wind | 60342 | IGWF2 | WT | OP | NA | WND |  | 3691649 |  | 0 | EIA Prime Mover-level Data | Estimated using an emission factor
2019 | IA | Ida Grove Wind | 60342 | IGWF3 | WT | OP | NA | WND |  | 2864423 |  | 0 | EIA Prime Mover-level Data | Estimated using an emission factor
2019 | IA | Ida Grove Wind | 60342 | IGWF4 | WT | OP | NA | WND |  | 851918.9 |  | 0 | EIA Prime Mover-level Data | Estimated using an emission factor
2019 | IA | Ida Grove Wind | 60342 | IGWF5 | WT | IP | NA | WND
2019 | IA | Ida Grove Wind | 60342 | IGWF6 | WT | IP | NA | WND
2019 | IA | Indianola | 1150 | 1 | IC | RE | NA | DFO
2019 | IA | Indianola | 1150 | 2 | IC | RE | NA | DFO
2019 | IA | Indianola | 1150 | 3 | IC | RE | NA | DFO
2019 | IA | Indianola | 1150 | 4 | IC | RE | NA | DFO
2019 | IA | Indianola | 1150 | 5 | IC | OP | NA | DFO |  |  |  | 0.30942
2019 | IA | Indianola | 1150 | 6 | IC | OP | NA | DFO |  |  |  | 0.30942
2019 | IA | Indianola | 1150 | 7 | GT | OP | NA | DFO |  | 2410.552 | 0.020802 | 0.017259 | EIA Prime Mover-level Data | NEI avg EF - PM, fuel type, firing type
2019 | IA | Indianola | 1150 | 8 | GT | OP | NA | DFO |  | 2375.448 | 0.020499 | 0.017259 | EIA Prime Mover-level Data | NEI avg EF - PM, fuel type, firing type
2019 | IA | Intrepid | 56251 | INWF | WT | OP | NA | WND |  | 3975075 |  | 0 | EIA Prime Mover-level Data | Estimated using an emission factor
2019 | IA | Intrepid | 56251 | INWF2 | WT | OP | NA | WND |  | 371502.3 |  | 0 | EIA Prime Mover-level Data | Estimated using an emission factor
2019 | IA | Iowa Distributed Wind Generation Project | 7966 | IDWG | WT | OP | NA | WND |  | 39050 |  | 0 | EIA Prime Mover-level Data | Estimated using an emission factor
2019 | IA | Iowa Hydro LLC | 1067 | 1 | HY | OP | NA | WAT |  | 37209.5 |  | 1.5381e-07 | EIA Prime Mover-level Data | NEI avg EF - PM, fuel type, firing type
2019 | IA | Iowa Hydro LLC | 1067 | 2 | HY | OP | NA | WAT |  | 37209.5 |  | 1.5381e-07 | EIA Prime Mover-level Data | NEI avg EF - PM, fuel type, firing type
2019 | IA | Iowa Lakes Community College Wind Farm | 57257 | VMN82 | WT | OP | NA | WND |  | 35161 |  | 0 | EIA Prime Mover-level Data | Estimated using an emission factor
2019 | IA | Iowa Lakes Superior Wind Farm | 57252 | SUP1 | WT | OP | NA | WND |  | 321248 |  | 0 | EIA Prime Mover-level Data | Estimated using an emission factor
2019 | IA | Iowa State University | 54201 | 1 | ST | RE | NA | BIT
2019 | IA | Iowa State University | 54201 | BLR1 | ST | OP | NA | BIT |  | 768127.1 | 17.0858 | 0.044487 | EIA Unit-level Data | NEI avg EF - PM, fuel type
2019 | IA | Iowa State University | 54201 | BLR10 | ST | OP | NA | NG |  | 497060.1 | 2.0013 | 0.0080524 | EIA Unit-level Data | NEI avg EF - PM, fuel type
2019 | IA | Iowa State University | 54201 | BLR2 | ST | OP | NA | BIT |  | 573007.4 | 12.7456 | 0.044487 | EIA Unit-level Data | NEI avg EF - PM, fuel type
2019 | IA | Iowa State University | 54201 | BLR8 | ST | OP | NA | NG |  | 525983 | 2.1177 | 0.0080524 | EIA Unit-level Data | NEI avg EF - PM, fuel type
2019 | IA | Iowa State University | 54201 | BLR9 | ST | OP | NA | NG |  | 396522.3 | 1.5965 | 0.0080524 | EIA Unit-level Data | NEI avg EF - PM, fuel type
2019 | IA | Ivester Wind Farm | 61911 | WT1 | WT | OP | NA | WND |  | 2288435 |  | 0 | EIA Prime Mover-level Data | Estimated using an emission factor
2019 | IA | John Deere Dubuque Works | 54414 | GE10 | IC | SB | NA | DFO |  | 124.5 | 0.019297 | 0.31 | EIA Prime Mover-level Data | Estimated using an emission factor
2019 | IA | John Deere Dubuque Works | 54414 | GEN2 | ST | RE | NA | BIT
2019 | IA | John Deere Dubuque Works | 54414 | GEN3 | ST | RE | NA | BIT
2019 | IA | John Deere Dubuque Works | 54414 | GEN4 | ST | RE | NA | BIT
2019 | IA | John Deere Dubuque Works | 54414 | GEN5 | IC | SB | NA | DFO |  | 124.5 | 0.019297 | 0.31 | EIA Prime Mover-level Data | Estimated using an emission factor
2019 | IA | John Deere Dubuque Works | 54414 | GEN6 | IC | SB | NA | DFO |  | 124.5 | 0.019297 | 0.31 | EIA Prime Mover-level Data | Estimated using an emission factor
2019 | IA | John Deere Dubuque Works | 54414 | GEN7 | IC | SB | NA | DFO |  | 124.5 | 0.019297 | 0.31 | EIA Prime Mover-level Data | Estimated using an emission factor
2019 | IA | John Deere Dubuque Works | 54414 | GEN8 | IC | SB | NA | DFO |  | 124.5 | 0.019297 | 0.31 | EIA Prime Mover-level Data | Estimated using an emission factor
2019 | IA | John Deere Dubuque Works | 54414 | GEN9 | IC | SB | NA | DFO |  | 124.5 | 0.019297 | 0.31 | EIA Prime Mover-level Data | Estimated using an emission factor
2019 | IA | Junction Hilltop Wind Farm | 58444 | JHW | WT | OP | NA | WND |  | 186752 |  | 0 | EIA Prime Mover-level Data | Estimated using an emission factor
2019 | IA | Keokuk | 1109 | 1 | HY | OP | NA | WAT |  | 424142.6 |  | 1.5381e-07 | EIA Prime Mover-level Data | NEI avg EF - PM, fuel type, firing type
2019 | IA | Keokuk | 1109 | 2 | HY | OP | NA | WAT |  | 424142.6 |  | 1.5381e-07 | EIA Prime Mover-level Data | NEI avg EF - PM, fuel type, firing type
2019 | IA | Keokuk | 1109 | 3 | HY | OP | NA | WAT |  | 424142.6 |  | 1.5381e-07 | EIA Prime Mover-level Data | NEI avg EF - PM, fuel type, firing type
2019 | IA | Keokuk | 1109 | 4 | HY | OP | NA | WAT |  | 424142.6 |  | 1.5381e-07 | EIA Prime Mover-level Data | NEI avg EF - PM, fuel type, firing type
2019 | IA | Keokuk | 1109 | 5 | HY | OP | NA | WAT |  | 424142.6 |  | 1.5381e-07 | EIA Prime Mover-level Data | NEI avg EF - PM, fuel type, firing type
2019 | IA | Keokuk | 1109 | 6 | HY | OP | NA | WAT |  | 424142.6 |  | 1.5381e-07 | EIA Prime Mover-level Data | NEI avg EF - PM, fuel type, firing type
2019 | IA | Keokuk | 1109 | 7 | HY | OP | NA | WAT |  | 491112.5 |  | 1.5381e-07 | EIA Prime Mover-level Data | NEI avg EF - PM, fuel type, firing type
2019 | IA | Keokuk | 1109 | 8 | HY | OP | NA | WAT |  | 491112.5 |  | 1.5381e-07 | EIA Prime Mover-level Data | NEI avg EF - PM, fuel type, firing type
2019 | IA | Keokuk | 1109 | 9 | HY | OP | NA | WAT |  | 491112.5 |  | 1.5381e-07 | EIA Prime Mover-level Data | NEI avg EF - PM, fuel type, firing type
2019 | IA | Keokuk | 1109 | 10 | HY | OP | NA | WAT |  | 491112.5 |  | 1.5381e-07 | EIA Prime Mover-level Data | NEI avg EF - PM, fuel type, firing type
2019 | IA | Keokuk | 1109 | 11 | HY | OP | NA | WAT |  | 491112.5 |  | 1.5381e-07 | EIA Prime Mover-level Data | NEI avg EF - PM, fuel type, firing type
2019 | IA | Keokuk | 1109 | 12 | HY | OP | NA | WAT |  | 491112.5 |  | 1.5381e-07 | EIA Prime Mover-level Data | NEI avg EF - PM, fuel type, firing type
2019 | IA | Keokuk | 1109 | 13 | HY | OP | NA | WAT |  | 491112.5 |  | 1.5381e-07 | EIA Prime Mover-level Data | NEI avg EF - PM, fuel type, firing type
2019 | IA | Keokuk | 1109 | 14 | HY | OP | NA | WAT |  | 491112.5 |  | 1.5381e-07 | EIA Prime Mover-level Data | NEI avg EF - PM, fuel type, firing type
2019 | IA | Keokuk | 1109 | 15 | HY | OP | NA | WAT |  | 491112.5 |  | 1.5381e-07 | EIA Prime Mover-level Data | NEI avg EF - PM, fuel type, firing type
2019 | IA | Kirkwood Wind Turbine | 59735 | KCC01 | WT | OP | NA | WND |  | 36132 |  | 0 | EIA Prime Mover-level Data | Estimated using an emission factor
2019 | IA | Knoxville Battery Energy Storage | 62569 | ES1 | BA | OP | NA | MWH |  | 0 |  |  | EIA Prime Mover-level Data
2019 | IA | Knoxville Industrial | 7849 | 1 | IC | OP | NA | DFO |  | 215.125 | 0.033344 | 0.31 | EIA Prime Mover-level Data | Estimated using an emission factor
2019 | IA | Knoxville Industrial | 7849 | 2 | IC | OP | NA | DFO |  | 215.125 | 0.033344 | 0.31 | EIA Prime Mover-level Data | Estimated using an emission factor
2019 | IA | Knoxville Industrial | 7849 | 3 | IC | OP | NA | DFO |  | 215.125 | 0.033344 | 0.31 | EIA Prime Mover-level Data | Estimated using an emission factor
2019 | IA | Knoxville Industrial | 7849 | 4 | IC | OP | NA | DFO |  | 215.125 | 0.033344 | 0.31 | EIA Prime Mover-level Data | Estimated using an emission factor
2019 | IA | Knoxville Industrial | 7849 | 5 | IC | OP | NA | DFO |  | 215.125 | 0.033344 | 0.31 | EIA Prime Mover-level Data | Estimated using an emission factor
2019 | IA | Knoxville Industrial | 7849 | 6 | IC | OP | NA | DFO |  | 215.125 | 0.033344 | 0.31 | EIA Prime Mover-level Data | Estimated using an emission factor
2019 | IA | Knoxville Industrial | 7849 | 7 | IC | OP | NA | DFO |  | 215.125 | 0.033344 | 0.31 | EIA Prime Mover-level Data | Estimated using an emission factor
2019 | IA | Knoxville Industrial | 7849 | 8 | IC | OP | NA | DFO |  | 215.125 | 0.033344 | 0.31 | EIA Prime Mover-level Data | Estimated using an emission factor
2019 | IA | Kossuth | 62103 | 1 | WT | U | NA | WND
2019 | IA | La Porte | 1156 | 2 | IC | RE | NA | DFO
2019 | IA | La Porte | 1156 | 5 | IC | RE | NA | DFO
2019 | IA | La Porte | 1156 | 6 | IC | SB | NA | DFO |  | 1235 | 0.19143 | 0.31 | EIA Prime Mover-level Data | Estimated using an emission factor
2019 | IA | La Porte | 1156 | 3A | IC | SB | NA | DFO |  | 1235 | 0.19143 | 0.31 | EIA Prime Mover-level Data | Estimated using an emission factor
2019 | IA | La Porte | 1156 | 4A | IC | SB | NA | DFO |  | 1235 | 0.19143 | 0.31 | EIA Prime Mover-level Data | Estimated using an emission factor
2019 | IA | Lake Mills | 1154 | 4 | IC | OP | NA | DFO |  | 170.616 | 0.026445 | 0.31 | EIA Prime Mover-level Data | Estimated using an emission factor
2019 | IA | Lake Mills | 1154 | 5 | IC | OP | NA | DFO |  | 118.119 | 0.018308 | 0.31 | EIA Prime Mover-level Data | Estimated using an emission factor
2019 | IA | Lake Mills | 1154 | 6 | IC | OP | NA | DFO |  | 748.086 | 0.11595 | 0.31 | EIA Prime Mover-level Data | Estimated using an emission factor
2019 | IA | Lake Mills | 1154 | 7 | IC | OP | NA | DFO |  | 997.449 | 0.1546 | 0.31 | EIA Prime Mover-level Data | Estimated using an emission factor
2019 | IA | Lake Mills | 1154 | 1A | IC | OP | NA | DFO |  | 393.73 | 0.061028 | 0.31 | EIA Prime Mover-level Data | Estimated using an emission factor
2019 | IA | Lake Mills Gas Recovery | 56521 | GEN1 | IC | OP | NA | LFG |  | 40464.2 | 0.29741 | 0.0147 | EIA Prime Mover-level Data | Estimated using an emission factor
2019 | IA | Lake Mills Gas Recovery | 56521 | GEN2 | IC | OP | NA | LFG |  | 40464.2 | 0.29741 | 0.0147 | EIA Prime Mover-level Data | Estimated using an emission factor
2019 | IA | Lake Mills Gas Recovery | 56521 | GEN3 | IC | OP | NA | LFG |  | 40464.2 | 0.29741 | 0.0147 | EIA Prime Mover-level Data | Estimated using an emission factor
2019 | IA | Lake Mills Gas Recovery | 56521 | GEN4 | IC | OP | NA | LFG |  | 40464.2 | 0.29741 | 0.0147 | EIA Prime Mover-level Data | Estimated using an emission factor
2019 | IA | Lake Mills Gas Recovery | 56521 | GEN5 | IC | OP | NA | LFG |  | 40464.2 | 0.29741 | 0.0147 | EIA Prime Mover-level Data | Estimated using an emission factor
2019 | IA | Lake Mills Gas Recovery | 56521 | GEN6 | IC | RE | NA | LFG |  |  |  | 0.0147
2019 | IA | Lake Park | 1153 | 1 | IC | RE | NA | DFO
2019 | IA | Lake Park | 1153 | 2 | IC | RE | NA | DFO
2019 | IA | Lake Park | 1153 | 3 | IC | OP | NA | DFO |  | 484 | 0.07502 | 0.31 | EIA Prime Mover-level Data | Estimated using an emission factor
2019 | IA | Lake Park | 1153 | G2 | IC | OP | NA | DFO |  | 484 | 0.07502 | 0.31 | EIA Prime Mover-level Data | Estimated using an emission factor
2019 | IA | Lakota Wind Wind Farm | 57251 | LAK1 | WT | OP | NA | WND |  | 300519 |  | 0 | EIA Prime Mover-level Data | Estimated using an emission factor
2019 | IA | Lamoni Municipal Utilities | 1155 | 1 | IC | OP | NA | DFO |  | 228.8 | 0.035464 | 0.31 | EIA Prime Mover-level Data | Estimated using an emission factor
2019 | IA | Lamoni Municipal Utilities | 1155 | 2 | IC | OP | NA | DFO |  | 16.343 | 0.0025332 | 0.31 | EIA Prime Mover-level Data | Estimated using an emission factor
2019 | IA | Lamoni Municipal Utilities | 1155 | 3 | IC | OP | NA | DFO |  | 24.514 | 0.0037997 | 0.31 | EIA Prime Mover-level Data | Estimated using an emission factor
2019 | IA | Lamoni Municipal Utilities | 1155 | 4 | IC | OP | NA | DFO |  | 49.029 | 0.0075995 | 0.31 | EIA Prime Mover-level Data | Estimated using an emission factor
2019 | IA | Lamoni Municipal Utilities | 1155 | 5 | IC | OP | NA | DFO |  | 89.886 | 0.013932 | 0.31 | EIA Prime Mover-level Data | Estimated using an emission factor
2019 | IA | Lamoni Municipal Utilities | 1155 | 6 | IC | OP | NA | DFO |  | 40.857 | 0.0063328 | 0.31 | EIA Prime Mover-level Data | Estimated using an emission factor
2019 | IA | Lamoni Municipal Utilities | 1155 | 7 | IC | OP | NA | DFO |  | 204.286 | 0.031664 | 0.31 | EIA Prime Mover-level Data | Estimated using an emission factor
2019 | IA | Lamoni Municipal Utilities | 1155 | 8 | IC | OP | NA | DFO |  | 204.286 | 0.031664 | 0.31 | EIA Prime Mover-level Data | Estimated using an emission factor
2019 | IA | Laurel Wind Farm | 57500 | LWF | WT | OP | NA | WND |  | 3030567 |  | 0 | EIA Prime Mover-level Data | Estimated using an emission factor
2019 | IA | Laurens | 1157 | 3 | IC | SB | NA | DFO |  | 252.747 | 0.039176 | 0.31 | EIA Prime Mover-level Data | Estimated using an emission factor
2019 | IA | Laurens | 1157 | 4 | IC | SB | NA | DFO |  | 252.747 | 0.039176 | 0.31 | EIA Prime Mover-level Data | Estimated using an emission factor
2019 | IA | Laurens | 1157 | 5 | IC | SB | NA | DFO |  | 789.835 | 0.12242 | 0.31 | EIA Prime Mover-level Data | Estimated using an emission factor
2019 | IA | Laurens | 1157 | 6 | IC | SB | NA | DFO |  | 789.835 | 0.12242 | 0.31 | EIA Prime Mover-level Data | Estimated using an emission factor
2019 | IA | Laurens | 1157 | 7 | IC | SB | NA | DFO |  | 789.835 | 0.12242 | 0.31 | EIA Prime Mover-level Data | Estimated using an emission factor
2019 | IA | Lenox | 1158 | 1 | IC | SB | NA | DFO |  | 30.836 | 0.0047796 | 0.31 | EIA Prime Mover-level Data | Estimated using an emission factor
2019 | IA | Lenox | 1158 | 2 | IC | SB | NA | DFO |  | 113.066 | 0.017525 | 0.31 | EIA Prime Mover-level Data | Estimated using an emission factor
2019 | IA | Lenox | 1158 | 3 | IC | SB | NA | DFO |  | 92.508 | 0.014339 | 0.31 | EIA Prime Mover-level Data | Estimated using an emission factor
2019 | IA | Lenox | 1158 | 4 | IC | SB | NA | DFO |  | 185.016 | 0.028677 | 0.31 | EIA Prime Mover-level Data | Estimated using an emission factor
2019 | IA | Lenox | 1158 | 5 | IC | SB | NA | DFO |  | 205.574 | 0.031864 | 0.31 | EIA Prime Mover-level Data | Estimated using an emission factor
2019 | IA | Leonardo Wind 1 LLC | 59228 | WT1 | WT | OP | NA | WND |  | 94310 |  | 0 | EIA Prime Mover-level Data | Estimated using an emission factor
2019 | IA | Lost Lakes Wind Farm LLC | 57111 | GEN 1 | WT | OP | NA | WND |  | 2688564 |  | 0 | EIA Prime Mover-level Data | Estimated using an emission factor
2019 | IA | Lundgren Wind Project | 58884 | LGWF | WT | OP | NA | WND |  | 6418645 |  | 0 | EIA Prime Mover-level Data | Estimated using an emission factor
2019 | IA | Luther College Wind Project | 58407 | WTG01 | WT | OP | NA | WND |  | 15520 |  | 0 | EIA Prime Mover-level Data | Estimated using an emission factor
2019 | IA | Macksburg Wind Project | 58885 | MBWF | WT | OP | NA | WND |  | 2992579 |  | 0 | EIA Prime Mover-level Data | Estimated using an emission factor
2019 | IA | Manning | 1160 | 1 | IC | SB | NA | DFO |  | 150.228 | 0.023285 | 0.31 | EIA Prime Mover-level Data | Estimated using an emission factor
2019 | IA | Manning | 1160 | 2 | IC | SB | NA | DFO |  | 150.228 | 0.023285 | 0.31 | EIA Prime Mover-level Data | Estimated using an emission factor
2019 | IA | Manning | 1160 | 4 | IC | SB | NA | DFO |  | 450.684 | 0.069856 | 0.31 | EIA Prime Mover-level Data | Estimated using an emission factor
2019 | IA | Manning | 1160 | M1 | IC | OP | NA | DFO |  | 1727.62 | 0.26778 | 0.31 | EIA Prime Mover-level Data | Estimated using an emission factor
2019 | IA | Manning | 1160 | M2 | IC | OP | NA | DFO |  | 1727.62 | 0.26778 | 0.31 | EIA Prime Mover-level Data | Estimated using an emission factor
2019 | IA | Manning | 1160 | M3 | IC | OP | NA | DFO |  | 1727.62 | 0.26778 | 0.31 | EIA Prime Mover-level Data | Estimated using an emission factor
2019 | IA | Maquoketa 1 | 1162 | 1 | IC | RE | NA | NG
2019 | IA | Maquoketa 1 | 1162 | 2 | IC | RE | NA | DFO
2019 | IA | Maquoketa 1 | 1162 | 3 | IC | SB | NA | NG |  | 140.717 | 2.9691e-05 | 0.000422 | EIA Prime Mover-level Data | Estimated using an emission factor
2019 | IA | Maquoketa 1 | 1162 | 5 | IC | SB | NA | NG |  | 113.914 | 2.4036e-05 | 0.000422 | EIA Prime Mover-level Data | Estimated using an emission factor
2019 | IA | Maquoketa 1 | 1162 | 6 | IC | SB | NA | NG |  | 167.52 | 3.5347e-05 | 0.000422 | EIA Prime Mover-level Data | Estimated using an emission factor
2019 | IA | Maquoketa 1 | 1162 | 7 | IC | SB | NA | NG |  | 435.553 | 9.1902e-05 | 0.000422 | EIA Prime Mover-level Data | Estimated using an emission factor
2019 | IA | Maquoketa 1 | 1162 | 8 | IC | SB | NA | DFO |  | 120.615 | 0.018695 | 0.31 | EIA Prime Mover-level Data | Estimated using an emission factor
2019 | IA | Maquoketa 1 | 1162 | 9 | IC | SB | NA | DFO |  | 120.615 | 0.018695 | 0.31 | EIA Prime Mover-level Data | Estimated using an emission factor
2019 | IA | Maquoketa 1 | 1162 | 1A | IC | SB | NA | NG |  | 207.725 | 4.383e-05 | 0.000422 | EIA Prime Mover-level Data | Estimated using an emission factor
2019 | IA | Maquoketa 1 | 1162 | 2A | IC | SB | NA | NG |  | 207.725 | 4.383e-05 | 0.000422 | EIA Prime Mover-level Data | Estimated using an emission factor
2019 | IA | Maquoketa 1 | 1162 | 4A | IC | SB | NA | DFO |  | 120.615 | 0.018695 | 0.31 | EIA Prime Mover-level Data | Estimated using an emission factor
2019 | IA | Maquoketa 2 | 7921 | 11 | IC | SB | NA | DFO |  | 0 | 0 | 0.30942 | EIA Prime Mover-level Data | NEI avg EF - PM, fuel type, firing type
2019 | IA | Maquoketa 2 | 7921 | 12 | IC | SB | NA | DFO |  | 0 | 0 | 0.30942 | EIA Prime Mover-level Data | NEI avg EF - PM, fuel type, firing type
2019 | IA | Maquoketa 2 | 7921 | 13 | IC | SB | NA | DFO |  | 0 | 0 | 0.30942 | EIA Prime Mover-level Data | NEI avg EF - PM, fuel type, firing type
2019 | IA | Maquoketa 2 | 7921 | 14 | IC | SB | NA | DFO |  | 0 | 0 | 0.30942 | EIA Prime Mover-level Data | NEI avg EF - PM, fuel type, firing type
2019 | IA | Marshalltown Generating Station | 58236 | PV1 | PV | TS | NA | SUN
2019 | IA | McGregor | 1163 | 1 | IC | OP | NA | DFO |  | 72 | 0.01116 | 0.31 | EIA Prime Mover-level Data | Estimated using an emission factor
2019 | IA | McGregor | 1163 | 2 | IC | OP | NA | DFO |  | 18 | 0.00279 | 0.31 | EIA Prime Mover-level Data | Estimated using an emission factor
2019 | IA | McGregor | 1163 | 3 | IC | RE | NA | DFO |  | 30 | 0.00465 | 0.31 | EIA Prime Mover-level Data | Estimated using an emission factor
2019 | IA | Meadow Ridge | 58459 | 1 | WT | OP | NA | WND |  | 51324 |  | 0 | EIA Prime Mover-level Data | Estimated using an emission factor
2019 | IA | Merl Parr | 1097 | 1 | GT | OP | NA | NG |  | 532 | 0.0014586 | 0.0054834 | EIA Prime Mover-level Data | NEI avg EF - PM, fuel type, firing type
2019 | IA | Merl Parr | 1097 | 2 | GT | OP | NA | NG |  | 532 | 0.0014586 | 0.0054834 | EIA Prime Mover-level Data | NEI avg EF - PM, fuel type, firing type
2019 | IA | Metro Methane Recovery Facility | 54700 | GEN1 | IC | OP | NA | LFG |  | 70058.86 | 0.51493 | 0.0147 | EIA Prime Mover-level Data | Estimated using an emission factor
2019 | IA | Metro Methane Recovery Facility | 54700 | GEN10 | IC | OP | NA | LFG |  | 140117.7 | 1.0299 | 0.0147 | EIA Prime Mover-level Data | Estimated using an emission factor
2019 | IA | Metro Methane Recovery Facility | 54700 | GEN11 | IC | OP | NA | LFG |  | 140117.7 | 1.0299 | 0.0147 | EIA Prime Mover-level Data | Estimated using an emission factor
2019 | IA | Metro Methane Recovery Facility | 54700 | GEN12 | IC | OP | NA | LFG |  | 140117.7 | 1.0299 | 0.0147 | EIA Prime Mover-level Data | Estimated using an emission factor
2019 | IA | Metro Methane Recovery Facility | 54700 | GEN2 | IC | OP | NA | LFG |  | 70058.86 | 0.51493 | 0.0147 | EIA Prime Mover-level Data | Estimated using an emission factor
2019 | IA | Metro Methane Recovery Facility | 54700 | GEN3 | IC | OP | NA | LFG |  | 70058.86 | 0.51493 | 0.0147 | EIA Prime Mover-level Data | Estimated using an emission factor
2019 | IA | Metro Methane Recovery Facility | 54700 | GEN4 | IC | OP | NA | LFG |  | 70058.86 | 0.51493 | 0.0147 | EIA Prime Mover-level Data | Estimated using an emission factor
2019 | IA | Metro Methane Recovery Facility | 54700 | GEN5 | IC | OP | NA | LFG |  | 70058.86 | 0.51493 | 0.0147 | EIA Prime Mover-level Data | Estimated using an emission factor
2019 | IA | Metro Methane Recovery Facility | 54700 | GEN6 | IC | OP | NA | LFG |  | 70058.86 | 0.51493 | 0.0147 | EIA Prime Mover-level Data | Estimated using an emission factor
2019 | IA | Metro Methane Recovery Facility | 54700 | GEN7 | IC | OP | NA | LFG |  | 70058.86 | 0.51493 | 0.0147 | EIA Prime Mover-level Data | Estimated using an emission factor
2019 | IA | Metro Methane Recovery Facility | 54700 | GEN8 | IC | OP | NA | LFG |  | 70058.86 | 0.51493 | 0.0147 | EIA Prime Mover-level Data | Estimated using an emission factor
2019 | IA | Metro Methane Recovery Facility | 54700 | GEN9 | IC | CN | NA | LFG
2019 | IA | Michelangelo Wind 1 LLC | 59231 | WT1 | WT | OP | NA | WND |  | 95077 |  | 0 | EIA Prime Mover-level Data | Estimated using an emission factor
2019 | IA | Michelangelo Wind 3 LLC | 59053 | WT1 | WT | OP | NA | WND |  | 96911 |  | 0 | EIA Prime Mover-level Data | Estimated using an emission factor
2019 | IA | Michelangelo Wind 4 LLC | 59232 | WT1 | WT | OP | NA | WND |  | 88400 |  | 0 | EIA Prime Mover-level Data | Estimated using an emission factor
2019 | IA | Milford | 1164 | 1 | IC | OP | NA | DFO |  | 207.231 | 0.032121 | 0.31 | EIA Prime Mover-level Data | Estimated using an emission factor
2019 | IA | Milford | 1164 | 3 | IC | RE | NA | DFO
2019 | IA | Milford | 1164 | 4 | IC | OP | NA | DFO |  | 172.692 | 0.026767 | 0.31 | EIA Prime Mover-level Data | Estimated using an emission factor
2019 | IA | Milford | 1164 | 5 | IC | OP | NA | DFO |  | 621.692 | 0.096362 | 0.31 | EIA Prime Mover-level Data | Estimated using an emission factor
2019 | IA | Milford | 1164 | 6 | IC | OP | NA | DFO |  | 621.692 | 0.096362 | 0.31 | EIA Prime Mover-level Data | Estimated using an emission factor
2019 | IA | Milford | 1164 | 7 | IC | OP | NA | DFO |  | 621.692 | 0.096362 | 0.31 | EIA Prime Mover-level Data | Estimated using an emission factor
2019 | IA | Milton L Kapp | 1048 | 1 | ST | RE | WALL | NG
2019 | IA | Milton L Kapp | 1048 | 2 | ST | RE | TANGENTIAL | NG |  |  |  | 0.0068124
2019 | IA | Montezuma | 1165 | 1 | IC | SB | NA | DFO |  | 50.367 | 0.0078069 | 0.31 | EIA Prime Mover-level Data | Estimated using an emission factor
2019 | IA | Montezuma | 1165 | 4 | IC | SB | NA | DFO |  | 125.918 | 0.019517 | 0.31 | EIA Prime Mover-level Data | Estimated using an emission factor
2019 | IA | Montezuma | 1165 | 5 | IC | SB | NA | DFO |  | 277.02 | 0.042938 | 0.31 | EIA Prime Mover-level Data | Estimated using an emission factor
2019 | IA | Montezuma | 1165 | 6 | IC | SB | NA | NG |  | 428.122 | 9.0334e-05 | 0.000422 | EIA Prime Mover-level Data | Estimated using an emission factor
2019 | IA | Montezuma | 1165 | 7 | IC | SB | NA | NG |  | 629.592 | 0.00013284 | 0.000422 | EIA Prime Mover-level Data | Estimated using an emission factor
2019 | IA | Montezuma | 1165 | 8 | IC | SB | NA | DFO |  | 453.306 | 0.070262 | 0.31 | EIA Prime Mover-level Data | Estimated using an emission factor
2019 | IA | Montezuma | 1165 | 9 | IC | SB | NA | DFO |  | 453.306 | 0.070262 | 0.31 | EIA Prime Mover-level Data | Estimated using an emission factor
2019 | IA | Montezuma | 1165 | 10 | IC | SB | NA | DFO |  | 50.367 | 0.0078069 | 0.31 | EIA Prime Mover-level Data | Estimated using an emission factor
2019 | IA | Morning Light Wind Farm | 57875 | MLWF | WT | OP | NA | WND |  | 2715114 |  | 0 | EIA Prime Mover-level Data | Estimated using an emission factor
2019 | IA | Mt Pleasant | 1166 | 1 | IC | SB | NA | DFO |  | 354.25 | 0.054909 | 0.31 | EIA Prime Mover-level Data | Estimated using an emission factor
2019 | IA | Mt Pleasant | 1166 | 2 | IC | SB | NA | DFO |  | 354.25 | 0.054909 | 0.31 | EIA Prime Mover-level Data | Estimated using an emission factor
2019 | IA | Mt Pleasant | 1166 | 3 | IC | SB | NA | DFO |  | 354.25 | 0.054909 | 0.31 | EIA Prime Mover-level Data | Estimated using an emission factor
2019 | IA | Mt Pleasant | 1166 | 5 | ST | RE | NA | NG
2019 | IA | Mt Pleasant | 1166 | 6 | IC | SB | NA | DFO |  | 354.25 | 0.054909 | 0.31 | EIA Prime Mover-level Data | Estimated using an emission factor
2019 | IA | Mt Pleasant | 1166 | 7 | IC | SB | NA | DFO |  | 354.25 | 0.054909 | 0.31 | EIA Prime Mover-level Data | Estimated using an emission factor
2019 | IA | Mt Pleasant | 1166 | 8 | IC | SB | NA | DFO |  | 354.25 | 0.054909 | 0.31 | EIA Prime Mover-level Data | Estimated using an emission factor
2019 | IA | Mt Pleasant | 1166 | 9 | IC | SB | NA | DFO |  | 354.25 | 0.054909 | 0.31 | EIA Prime Mover-level Data | Estimated using an emission factor
2019 | IA | Mt Pleasant | 1166 | 10 | IC | SB | NA | DFO |  | 354.25 | 0.054909 | 0.31 | EIA Prime Mover-level Data | Estimated using an emission factor
2019 | IA | Mt Pleasant | 1166 | 11 | IC | SB | NA | DFO |  | 354.25 | 0.054909 | 0.31 | EIA Prime Mover-level Data | Estimated using an emission factor
2019 | IA | Mt Pleasant | 1166 | 12 | IC | SB | NA | DFO |  | 354.25 | 0.054909 | 0.31 | EIA Prime Mover-level Data | Estimated using an emission factor
2019 | IA | Mt Pleasant | 1166 | 4A | IC | SB | NA | DFO |  | 354.25 | 0.054909 | 0.31 | EIA Prime Mover-level Data | Estimated using an emission factor
2019 | IA | Mt Pleasant | 1166 | 5A | IC | SB | NA | DFO |  | 354.25 | 0.054909 | 0.31 | EIA Prime Mover-level Data | Estimated using an emission factor
2019 | IA | Mt Pleasant | 1166 | D | IC | RE | NA | DFO
2019 | IA | NCAH Central Utility Plant | 58265 | C-3 | IC | SB | NA | DFO |  | 10.689 | 0.0016568 | 0.31 | EIA Prime Mover-level Data | Estimated using an emission factor
2019 | IA | NCAH Central Utility Plant | 58265 | EP-2 | IC | RE | NA | DFO
2019 | IA | NCAH Central Utility Plant | 58265 | EP-6 | IC | SB | NA | DFO |  | 42.756 | 0.0066272 | 0.31 | EIA Prime Mover-level Data | Estimated using an emission factor
2019 | IA | NCAH Central Utility Plant | 58265 | FRZRF | IC | SB | NA | DFO |  | 10.689 | 0.0016568 | 0.31 | EIA Prime Mover-level Data | Estimated using an emission factor
2019 | IA | NCAH Central Utility Plant | 58265 | MBGEN | IC | SB | NA | DFO |  | 26.723 | 0.0041421 | 0.31 | EIA Prime Mover-level Data | Estimated using an emission factor
2019 | IA | NCAH Central Utility Plant | 58265 | S-13 | IC | SB | NA | DFO |  | 112.235 | 0.017396 | 0.31 | EIA Prime Mover-level Data | Estimated using an emission factor
2019 | IA | NCAH Central Utility Plant | 58265 | S-14 | IC | SB | NA | DFO |  | 112.235 | 0.017396 | 0.31 | EIA Prime Mover-level Data | Estimated using an emission factor
2019 | IA | NCAH Central Utility Plant | 58265 | S-16 | GT | OP | NA | NG |  | 297081 | 0.81451 | 0.0054834 | EIA Prime Mover-level Data | NEI avg EF - PM, fuel type, firing type
2019 | IA | NCAH Central Utility Plant | 58265 | S-17 | IC | SB | NA | DFO |  | 106.891 | 0.016568 | 0.31 | EIA Prime Mover-level Data | Estimated using an emission factor
2019 | IA | NCAH Central Utility Plant | 58265 | S-18 | IC | SB | NA | DFO |  | 106.891 | 0.016568 | 0.31 | EIA Prime Mover-level Data | Estimated using an emission factor
2019 | IA | NCAH Central Utility Plant | 58265 | S-19 | IC | SB | NA | DFO |  | 106.891 | 0.016568 | 0.31 | EIA Prime Mover-level Data | Estimated using an emission factor
2019 | IA | NCAH Central Utility Plant | 58265 | S-7A | GT | RE | NA | NG |  |  |  | 0.0054834
2019 | IA | New Hampton | 1168 | 3 | IC | SB | NA | NG |  | 1096.887 | 0.00023144 | 0.000422 | EIA Prime Mover-level Data | Estimated using an emission factor
2019 | IA | New Hampton | 1168 | 4 | IC | SB | NA | NG |  | 1943.057 | 0.00040999 | 0.000422 | EIA Prime Mover-level Data | Estimated using an emission factor
2019 | IA | New Hampton | 1168 | 5 | IC | SB | NA | NG |  | 1943.057 | 0.00040999 | 0.000422 | EIA Prime Mover-level Data | Estimated using an emission factor
2019 | IA | New Hampton | 1168 | 7 | IC | OP | NA | DFO |  | 1661 | 0.25745 | 0.31 | EIA Prime Mover-level Data | Estimated using an emission factor
2019 | IA | New Hampton | 1168 | 8 | IC | OP | NA | DFO |  | 1661 | 0.25745 | 0.31 | EIA Prime Mover-level Data | Estimated using an emission factor
2019 | IA | New Harvest Wind Project LLC | 57609 | 1 | WT | OP | NA | WND |  | 2550221 |  | 0 | EIA Prime Mover-level Data | Estimated using an emission factor
2019 | IA | NLMU Wind | 58414 | NLMU | WT | OP | NA | WND |  | 44672 |  | 0 | EIA Prime Mover-level Data | Estimated using an emission factor
2019 | IA | North | 7856 | 1 | IC | OP | NA | DFO |  | 162 | 0.02511 | 0.31 | EIA Prime Mover-level Data | Estimated using an emission factor
2019 | IA | North | 7856 | 2 | IC | OP | NA | DFO |  | 162 | 0.02511 | 0.31 | EIA Prime Mover-level Data | Estimated using an emission factor
2019 | IA | North | 7856 | 3 | IC | OP | NA | DFO |  | 198 | 0.03069 | 0.31 | EIA Prime Mover-level Data | Estimated using an emission factor
2019 | IA | North | 7856 | 4 | IC | OP | NA | DFO |  | 198 | 0.03069 | 0.31 | EIA Prime Mover-level Data | Estimated using an emission factor
2019 | IA | North English | 62133 | 1 | WT | OP | NA | WND |  | 1541543 |  | 0 | EIA Prime Mover-level Data | Estimated using an emission factor
2019 | IA | North English | 62133 | GT1 | WT | OP | NA | WND |  | 2202205 |  | 0 | EIA Prime Mover-level Data | Estimated using an emission factor
2019 | IA | Northern Iowa Windfarm | 55804 | NM | WT | OP | NA | WND |  | 1104800 |  | 0 | EIA Prime Mover-level Data | Estimated using an emission factor
2019 | IA | Northern Iowa Windpower II | 56383 | TOI2 | WT | OP | NA | WND |  | 1407847 |  | 0 | EIA Prime Mover-level Data | Estimated using an emission factor
2019 | IA | Oakdale Renewable Energy Plant | 57672 | GE1 | IC | OP | NA | NG |  | 10100 | 0.0021311 | 0.000422 | EIA Prime Mover-level Data | Estimated using an emission factor
2019 | IA | Oakdale Renewable Energy Plant | 57672 | GE2 | IC | OP | NA | NG |  | 10100 | 0.0021311 | 0.000422 | EIA Prime Mover-level Data | Estimated using an emission factor
2019 | IA | O'Brien Wind | 60326 | OBWF | WT | OP | NA | WND |  | 1652652 |  | 0 | EIA Prime Mover-level Data | Estimated using an emission factor
2019 | IA | O'Brien Wind | 60326 | OBWF2 | WT | OP | NA | WND |  | 2902152 |  | 0 | EIA Prime Mover-level Data | Estimated using an emission factor
2019 | IA | O'Brien Wind | 60326 | OBWF3 | WT | OP | NA | WND |  | 2127889 |  | 0 | EIA Prime Mover-level Data | Estimated using an emission factor
2019 | IA | O'Brien Wind | 60326 | OBWF4 | WT | IP | NA | WND
2019 | IA | O'Brien Wind | 60326 | OBWF5 | WT | IP | NA | WND
2019 | IA | O'Brien Wind | 60326 | OBWF6 | WT | IP | NA | WND
2019 | IA | Ogden | 1169 | 4 | IC | SB | NA | DFO |  | 54.154 | 0.0083939 | 0.31 | EIA Prime Mover-level Data | Estimated using an emission factor
2019 | IA | Ogden | 1169 | 5 | IC | SB | NA | DFO |  | 135.385 | 0.020985 | 0.31 | EIA Prime Mover-level Data | Estimated using an emission factor
2019 | IA | Ogden | 1169 | 6 | IC | SB | NA | DFO |  | 338.462 | 0.052462 | 0.31 | EIA Prime Mover-level Data | Estimated using an emission factor
2019 | IA | Optimum Wind 3 LLC | 59227 | WT1 | WT | OP | NA | WND |  | 82462 |  | 0 | EIA Prime Mover-level Data | Estimated using an emission factor
2019 | IA | Optimum Wind 4 LLC | 59226 | WT1 | WT | OP | NA | WND |  | 78809 |  | 0 | EIA Prime Mover-level Data | Estimated using an emission factor
2019 | IA | Optimum Wind 5 LLC | 59223 | WT1 | WT | OP | NA | WND |  | 80420 |  | 0 | EIA Prime Mover-level Data | Estimated using an emission factor
2019 | IA | Optimum Wind 6 LLC | 59224 | WT1 | WT | OP | NA | WND |  | 88463 |  | 0 | EIA Prime Mover-level Data | Estimated using an emission factor
2019 | IA | Optimum Wind 7 LLC | 59225 | WT1 | WT | OP | NA | WND |  | 91514 |  | 0 | EIA Prime Mover-level Data | Estimated using an emission factor
2019 | IA | Orient Wind Farm | 61077 | 1 | WT | OP | NA | WND |  | 1240164 |  | 0 | EIA Prime Mover-level Data | Estimated using an emission factor
2019 | IA | Orient Wind Farm | 61077 | 2 | WT | OP | NA | WND |  | 4848800 |  | 0 | EIA Prime Mover-level Data | Estimated using an emission factor
2019 | IA | Osage (IA) | 1172 | 5 | IC | SB | NA | NG |  | 409.831 | 8.6474e-05 | 0.000422 | EIA Prime Mover-level Data | Estimated using an emission factor
2019 | IA | Osage (IA) | 1172 | 6 | IC | SB | NA | NG |  | 794.048 | 0.00016754 | 0.000422 | EIA Prime Mover-level Data | Estimated using an emission factor
2019 | IA | Osage (IA) | 1172 | 7 | IC | SB | NA | DFO |  | 461.06 | 0.071464 | 0.31 | EIA Prime Mover-level Data | Estimated using an emission factor
2019 | IA | Osage (IA) | 1172 | 8 | IC | SB | NA | DFO |  | 461.06 | 0.071464 | 0.31 | EIA Prime Mover-level Data | Estimated using an emission factor
2019 | IA | Osage (IA) | 1172 | SO | PV | OP | NA | SUN |  | 8023 |  | 0 | EIA Prime Mover-level Data | Estimated using an emission factor
2019 | IA | Osage (IA) | 1172 | W1 | WT | OP | NA | WND |  | 38073 |  | 0 | EIA Prime Mover-level Data | Estimated using an emission factor
2019 | IA | Osceola Windpower II | 56913 | CL25 | WT | OP | NA | WND |  | 1345973 |  | 0 | EIA Prime Mover-level Data | Estimated using an emission factor
2019 | IA | Osceola Windpower LLC | 56645 | CL25 | WT | OP | NA | WND |  | 2435920 |  | 0 | EIA Prime Mover-level Data | Estimated using an emission factor
2019 | IA | Otter Creek Ethanol Poet - Ashton | 58138 | 1 | GT | OP | NA | NG |  | 526414 | 1.4433 | 0.0054834 | EIA Prime Mover-level Data | NEI avg EF - PM, fuel type, firing type
2019 | IA | Ottumwa City of | 1173 | 1 | HY | OS | NA | WAT |  | 15837.81 |  | 1.5381e-07 | EIA Prime Mover-level Data | NEI avg EF - PM, fuel type, firing type
2019 | IA | Ottumwa City of | 1173 | 2 | HY | OP | NA | WAT |  | 19005.38 |  | 1.5381e-07 | EIA Prime Mover-level Data | NEI avg EF - PM, fuel type, firing type
2019 | IA | Ottumwa City of | 1173 | 3 | HY | OP | NA | WAT |  | 15837.81 |  | 1.5381e-07 | EIA Prime Mover-level Data | NEI avg EF - PM, fuel type, firing type
2019 | IA | Palo Alto Wind Farm | 63053 | PAWF | WT | V | NA | WND
2019 | IA | Palo Alto Wind Farm | 63053 | PAWF2 | WT | T | NA | WND
2019 | IA | Panora | 7584 | 1 | IC | SB | NA | DFO |  | 32 | 0.00496 | 0.31 | EIA Prime Mover-level Data | Estimated using an emission factor
2019 | IA | Panora | 7584 | 2 | IC | SB | NA | DFO |  | 21.333 | 0.0033066 | 0.31 | EIA Prime Mover-level Data | Estimated using an emission factor
2019 | IA | Panora | 7584 | 3 | IC | SB | NA | DFO |  | 42.667 | 0.0066134 | 0.31 | EIA Prime Mover-level Data | Estimated using an emission factor
2019 | IA | Pella | 1175 | 5 | ST | RE | NA | SUB
2019 | IA | Pella | 1175 | 6 | ST | RE | NA | SUB
2019 | IA | Pella Peaking | 7971 | 1 | IC | RE | NA | DFO
2019 | IA | Pella Peaking | 7971 | 2 | IC | RE | NA | DFO
2019 | IA | Pella Peaking | 7971 | 3 | IC | OP | NA | DFO |  | 213.357 | 0.03307 | 0.31 | EIA Prime Mover-level Data | Estimated using an emission factor
2019 | IA | Pella Peaking | 7971 | 4 | IC | OP | NA | DFO |  | 213.357 | 0.03307 | 0.31 | EIA Prime Mover-level Data | Estimated using an emission factor
2019 | IA | Pella Peaking | 7971 | 5 | IC | OP | NA | DFO |  | 213.357 | 0.03307 | 0.31 | EIA Prime Mover-level Data | Estimated using an emission factor
2019 | IA | Pella Peaking | 7971 | 6 | IC | OP | NA | DFO |  | 213.357 | 0.03307 | 0.31 | EIA Prime Mover-level Data | Estimated using an emission factor
2019 | IA | Pella Peaking | 7971 | 7 | IC | OP | NA | DFO |  | 213.357 | 0.03307 | 0.31 | EIA Prime Mover-level Data | Estimated using an emission factor
2019 | IA | Pella Peaking | 7971 | 8 | IC | OP | NA | DFO |  | 213.357 | 0.03307 | 0.31 | EIA Prime Mover-level Data | Estimated using an emission factor
2019 | IA | Pella Peaking | 7971 | 9 | IC | OP | NA | DFO |  | 213.357 | 0.03307 | 0.31 | EIA Prime Mover-level Data | Estimated using an emission factor
2019 | IA | Pella Peaking | 7971 | 10 | IC | OP | NA | DFO |  | 213.357 | 0.03307 | 0.31 | EIA Prime Mover-level Data | Estimated using an emission factor
2019 | IA | Pella Peaking | 7971 | 11 | IC | OP | NA | DFO |  | 213.357 | 0.03307 | 0.31 | EIA Prime Mover-level Data | Estimated using an emission factor
2019 | IA | Pella Peaking | 7971 | 12 | IC | OP | NA | DFO |  | 213.357 | 0.03307 | 0.31 | EIA Prime Mover-level Data | Estimated using an emission factor
2019 | IA | Pella Peaking | 7971 | 13 | IC | OP | NA | DFO |  | 213.357 | 0.03307 | 0.31 | EIA Prime Mover-level Data | Estimated using an emission factor
2019 | IA | Pella Peaking | 7971 | 14 | IC | OP | NA | DFO |  | 213.357 | 0.03307 | 0.31 | EIA Prime Mover-level Data | Estimated using an emission factor
2019 | IA | Pella Peaking | 7971 | 15 | IC | OP | NA | DFO |  | 213.357 | 0.03307 | 0.31 | EIA Prime Mover-level Data | Estimated using an emission factor
2019 | IA | Pella Peaking | 7971 | 16 | IC | OP | NA | DFO |  | 213.357 | 0.03307 | 0.31 | EIA Prime Mover-level Data | Estimated using an emission factor
2019 | IA | Pioneer Prairie Wind Farm | 56797 | 1 | WT | OP | NA | WND |  | 7350421 |  | 0 | EIA Prime Mover-level Data | Estimated using an emission factor
2019 | IA | Plum Creek Wind | 61078 | 1 | WT | CN | NA | WND
2019 | IA | Pocahontas Prairie Wind Farm | 57976 | 1 | WT | OP | NA | WND |  | 2084177 |  | 0 | EIA Prime Mover-level Data | Estimated using an emission factor
2019 | IA | POET Biorefining - Gowrie | 63923 | 1 | ST | OP | NA | NG |  |  |  | 0.0080534
2019 | IA | POET Biorefining - Jewell | 63826 | 1 | ST |  | NA |  |  | 1134478 |  |  | EIA Unit-level Data
2019 | IA | POET Biorefining LLC - Corning | 63919 | 1 | ST | OP | NA | NG |  |  |  | 0.0080534
2019 | IA | POET Biorefining-Hanlontown, LLC | 63832 | 1 | ST |  | NA |  |  | 1232620 |  |  | EIA Unit-level Data
2019 | IA | Pomeroy Wind Farm | 56501 | PWF | WT | OP | NA | WND |  | 2732052 |  | 0 | EIA Prime Mover-level Data | Estimated using an emission factor
2019 | IA | Pomeroy Wind Farm | 56501 | PWF2 | WT | OP | NA | WND |  | 1665885 |  | 0 | EIA Prime Mover-level Data | Estimated using an emission factor
2019 | IA | Pomeroy Wind Farm | 56501 | PWF3 | WT | OP | NA | WND |  | 1299391 |  | 0 | EIA Prime Mover-level Data | Estimated using an emission factor
2019 | IA | Pomeroy Wind Farm | 56501 | PWF4 | WT | OP | NA | WND |  | 664133 |  | 0 | EIA Prime Mover-level Data | Estimated using an emission factor
2019 | IA | Prairie Wind Farm | 60873 | PWE | WT | OP | NA | WND |  | 4778026 |  | 0 | EIA Prime Mover-level Data | Estimated using an emission factor
2019 | IA | Preston (IA) | 1176 | 1 | IC | OP | NA | DFO |  |  |  | 0.30942
2019 | IA | Preston (IA) | 1176 | 2 | IC | OP | NA | DFO |  |  |  | 0.30942
2019 | IA | Preston (IA) | 1176 | 4 | IC | OP | NA | NG |  |  |  | 0.0004219
2019 | IA | Primghar | 1177 | 2 | IC | RE | NA | DFO
2019 | IA | Primghar | 1177 | 4 | IC | OP | NA | DFO |  |  |  | 0.30942
2019 | IA | Primghar | 1177 | 5 | IC | OP | NA | DFO |  |  |  | 0.30942
2019 | IA | Red Cedar | 7595 | 1 | GT | RE | NA | NG
2019 | IA | Red Rock Hydro Plant | 58434 | 1 | HY | V | NA | WAT
2019 | IA | Red Rock Hydro Plant | 58434 | 2 | HY | V | NA | WAT
2019 | IA | Richland | 62080 | 1 | WT | U | NA | WND
2019 | IA | Rippey Wind Farm | 57830 | NORD | WT | OP | NA | WND |  | 1481964 |  | 0 | EIA Prime Mover-level Data | Estimated using an emission factor
2019 | IA | River Hills | 1084 | 1 | GT | OP | NA | NG |  | 1088.5 | 0.0029843 | 0.0054834 | EIA Prime Mover-level Data | NEI avg EF - PM, fuel type, firing type
2019 | IA | River Hills | 1084 | 2 | GT | OP | NA | NG |  | 1088.5 | 0.0029843 | 0.0054834 | EIA Prime Mover-level Data | NEI avg EF - PM, fuel type, firing type
2019 | IA | River Hills | 1084 | 3 | GT | OP | NA | NG |  | 1088.5 | 0.0029843 | 0.0054834 | EIA Prime Mover-level Data | NEI avg EF - PM, fuel type, firing type
2019 | IA | River Hills | 1084 | 4 | GT | OP | NA | NG |  | 1088.5 | 0.0029843 | 0.0054834 | EIA Prime Mover-level Data | NEI avg EF - PM, fuel type, firing type
2019 | IA | River Hills | 1084 | 5 | GT | OP | NA | NG |  | 1088.5 | 0.0029843 | 0.0054834 | EIA Prime Mover-level Data | NEI avg EF - PM, fuel type, firing type
2019 | IA | River Hills | 1084 | 6 | GT | OP | NA | NG |  | 1088.5 | 0.0029843 | 0.0054834 | EIA Prime Mover-level Data | NEI avg EF - PM, fuel type, firing type
2019 | IA | River Hills | 1084 | 7 | GT | OP | NA | NG |  | 1088.5 | 0.0029843 | 0.0054834 | EIA Prime Mover-level Data | NEI avg EF - PM, fuel type, firing type
2019 | IA | River Hills | 1084 | 8 | GT | OP | NA | NG |  | 1088.5 | 0.0029843 | 0.0054834 | EIA Prime Mover-level Data | NEI avg EF - PM, fuel type, firing type
2019 | IA | Rock Rapids | 1181 | 1 | IC | OP | NA | DFO |  | 390 | 0.06045 | 0.31 | EIA Prime Mover-level Data | Estimated using an emission factor
2019 | IA | Rockford | 1180 | 1 | IC | SB | NA | DFO |  | 1.517 | 0.00023513 | 0.31 | EIA Prime Mover-level Data | Estimated using an emission factor
2019 | IA | Rockford | 1180 | 5 | IC | SB | NA | DFO |  | 3.414 | 0.00052917 | 0.31 | EIA Prime Mover-level Data | Estimated using an emission factor
2019 | IA | Rockford | 1180 | 6 | IC | SB | NA | DFO |  | 6.069 | 0.00094069 | 0.31 | EIA Prime Mover-level Data | Estimated using an emission factor
2019 | IA | Roeder Family Wind Farm LLC | 58089 | 1 | WT | OP | NA | WND |  | 44805 |  | 0 | EIA Prime Mover-level Data | Estimated using an emission factor
2019 | IA | Rolling Hills Wind Farm | 57501 | RHWF | WT | OP | NA | WND |  | 10450720 |  | 0 | EIA Prime Mover-level Data | Estimated using an emission factor
2019 | IA | Roquette America | 57953 | COGEN | ST | OP | NA | PC |  | 3144015 | 9.9095 | 0.0063037 | EIA Unit-level Data | NEI avg EF - PM, fuel type
2019 | IA | Roquette America | 57953 | GT | CT |  | NA | NG |  | 1580610 | 4.5493 | 0.0057564 | EIA Unit-level Data | NEI avg EF - PM, fuel type
2019 | IA | Roquette America | 57953 | HRSG | CA | OP | NA | NG |  | 0 | 0 | 0.0017814 | EIA Unit-level Data | NEI avg EF - PM, fuel type, firing type
2019 | IA | Roseman | 62130 | ROS | WT | OP | NA | WND |  | 54770 |  | 0 | EIA Prime Mover-level Data | Estimated using an emission factor
2019 | IA | Saratoga Wind Farm | 61070 | SWE | WT | OP | NA | WND |  | 2070723 |  | 0 | EIA Prime Mover-level Data | Estimated using an emission factor
2019 | IA | Shenandoah | 7850 | 1 | IC | OP | NA | DFO |  | 481.6 | 0.074648 | 0.31 | EIA Prime Mover-level Data | Estimated using an emission factor
2019 | IA | Shenandoah | 7850 | 2 | IC | OP | NA | DFO |  | 481.6 | 0.074648 | 0.31 | EIA Prime Mover-level Data | Estimated using an emission factor
2019 | IA | Shenandoah | 7850 | 3 | IC | OP | NA | DFO |  | 481.6 | 0.074648 | 0.31 | EIA Prime Mover-level Data | Estimated using an emission factor
2019 | IA | Shenandoah | 7850 | 4 | IC | OP | NA | DFO |  | 481.6 | 0.074648 | 0.31 | EIA Prime Mover-level Data | Estimated using an emission factor
2019 | IA | Shenandoah | 7850 | 5 | IC | OP | NA | DFO |  | 481.6 | 0.074648 | 0.31 | EIA Prime Mover-level Data | Estimated using an emission factor
2019 | IA | Shenandoah | 7850 | 6 | IC | OP | NA | DFO |  | 481.6 | 0.074648 | 0.31 | EIA Prime Mover-level Data | Estimated using an emission factor
2019 | IA | Shenandoah | 7850 | 7 | IC | OP | NA | DFO |  | 481.6 | 0.074648 | 0.31 | EIA Prime Mover-level Data | Estimated using an emission factor
2019 | IA | Shenandoah | 7850 | 8 | IC | OP | NA | DFO |  | 481.6 | 0.074648 | 0.31 | EIA Prime Mover-level Data | Estimated using an emission factor
2019 | IA | Shenandoah | 7850 | 9 | IC | OP | NA | DFO |  | 481.6 | 0.074648 | 0.31 | EIA Prime Mover-level Data | Estimated using an emission factor
2019 | IA | Shenandoah | 7850 | 10 | IC | OP | NA | DFO |  | 481.6 | 0.074648 | 0.31 | EIA Prime Mover-level Data | Estimated using an emission factor
2019 | IA | Sibley No Two | 7060 | 4 | IC | OP | NA | DFO |  | 364 | 0.056314 | 0.30942 | EIA Prime Mover-level Data | NEI avg EF - PM, fuel type, firing type
2019 | IA | Sibley One | 1184 | 2 | IC | OP | NA | NG |  | 254.615 | 5.3724e-05 | 0.000422 | EIA Prime Mover-level Data | Estimated using an emission factor
2019 | IA | Sibley One | 1184 | 3 | IC | OP | NA | NG |  | 152.769 | 3.2234e-05 | 0.000422 | EIA Prime Mover-level Data | Estimated using an emission factor
2019 | IA | Sibley One | 1184 | 5 | IC | OP | NA | NG |  | 254.615 | 5.3724e-05 | 0.000422 | EIA Prime Mover-level Data | Estimated using an emission factor
2019 | IA | Sixth Street | 1058 | 1 | ST | RE | NA | BIT
2019 | IA | Sixth Street | 1058 | 2 | ST | RE | NA | SUB
2019 | IA | Sixth Street | 1058 | 4 | ST | RE | NA | SUB
2019 | IA | Sixth Street | 1058 | 6 | ST | RE | NA | BIT
2019 | IA | Sixth Street | 1058 | 7 | ST | RE | NA | SUB
2019 | IA | Sixth Street | 1058 | 8 | ST | RE | NA | SUB
2019 | IA | Sky Volt | 58460 | 1 | WT | OP | NA | WND |  | 48190 |  | 0 | EIA Prime Mover-level Data | Estimated using an emission factor
2019 | IA | South Plant | 7758 | 1 | IC | OP | NA | DFO |  | 98 | 0.01519 | 0.31 | EIA Prime Mover-level Data | Estimated using an emission factor
2019 | IA | South Plant | 7758 | 2 | IC | OP | NA | DFO |  | 98 | 0.01519 | 0.31 | EIA Prime Mover-level Data | Estimated using an emission factor
2019 | IA | South Plant | 7758 | 3 | IC | OP | NA | DFO |  | 98 | 0.01519 | 0.31 | EIA Prime Mover-level Data | Estimated using an emission factor
2019 | IA | South Plant | 7758 | 4 | IC | OP | NA | DFO |  | 98 | 0.01519 | 0.31 | EIA Prime Mover-level Data | Estimated using an emission factor
2019 | IA | South Plant | 7758 | 5 | IC | OP | NA | DFO |  | 98 | 0.01519 | 0.31 | EIA Prime Mover-level Data | Estimated using an emission factor
2019 | IA | South Plant | 7758 | 6 | IC | OP | NA | DFO |  | 98 | 0.01519 | 0.31 | EIA Prime Mover-level Data | Estimated using an emission factor
2019 | IA | South Strawberry | 7926 | 1A | IC | SB | NA | DFO |  | 103.5 | 0.016042 | 0.31 | EIA Prime Mover-level Data | Estimated using an emission factor
2019 | IA | South Strawberry | 7926 | 2A | IC | SB | NA | DFO |  | 103.5 | 0.016042 | 0.31 | EIA Prime Mover-level Data | Estimated using an emission factor
2019 | IA | Southern Hills Wind Farm | 63640 | SHWF | WT | T | NA | WND
2019 | IA | Spencer Gas Turbine | 1186 | GT1 | GT | OP | NA | KER |  | 6592 | 0.089603 | 0.027185 | EIA Prime Mover-level Data | NEI avg EF - PM, fuel type
2019 | IA | State Center | 1187 | 1 | IC | OP | NA | DFO |  | 184.952 | 0.028668 | 0.31 | EIA Prime Mover-level Data | Estimated using an emission factor
2019 | IA | State Center | 1187 | 2 | IC | OP | NA | DFO |  | 184.952 | 0.028668 | 0.31 | EIA Prime Mover-level Data | Estimated using an emission factor
2019 | IA | State Center | 1187 | 3 | IC | OP | NA | DFO |  | 400.73 | 0.062113 | 0.31 | EIA Prime Mover-level Data | Estimated using an emission factor
2019 | IA | State Center | 1187 | 4 | IC | OP | NA | DFO |  | 400.73 | 0.062113 | 0.31 | EIA Prime Mover-level Data | Estimated using an emission factor
2019 | IA | State Center | 1187 | 6 | IC | OP | NA | DFO |  | 770.635 | 0.11945 | 0.31 | EIA Prime Mover-level Data | Estimated using an emission factor
2019 | IA | Storm Lake 1 | 54793 | 2 | WT | OP | NA | WND |  | 10391.2 |  | 0 | EIA Prime Mover-level Data | Estimated using an emission factor
2019 | IA | Storm Lake 1 | 54793 | 3 | WT | OP | NA | WND |  | 10391.2 |  | 0 | EIA Prime Mover-level Data | Estimated using an emission factor
2019 | IA | Storm Lake 1 | 54793 | EXIS | WT | OP | NA | WND |  | 1670015 |  | 0 | EIA Prime Mover-level Data | Estimated using an emission factor
2019 | IA | Storm Lake II | 55287 | EXIS | WT | OP | NA | WND |  | 1217105 |  | 0 | EIA Prime Mover-level Data | Estimated using an emission factor
2019 | IA | Story City | 1188 | 1 | IC | OP | NA | DFO |  | 251.209 | 0.038937 | 0.31 | EIA Prime Mover-level Data | Estimated using an emission factor
2019 | IA | Story City | 1188 | 2 | IC | OP | NA | DFO |  | 386.475 | 0.059904 | 0.31 | EIA Prime Mover-level Data | Estimated using an emission factor
2019 | IA | Story City | 1188 | 6 | IC | OP | NA | DFO |  | 386.475 | 0.059904 | 0.31 | EIA Prime Mover-level Data | Estimated using an emission factor
2019 | IA | Story City | 1188 | 7 | IC | OP | NA | DFO |  | 386.475 | 0.059904 | 0.31 | EIA Prime Mover-level Data | Estimated using an emission factor
2019 | IA | Story City | 1188 | 4A | IC | OP | NA | DFO |  | 676.331 | 0.10483 | 0.31 | EIA Prime Mover-level Data | Estimated using an emission factor
2019 | IA | Story City | 1188 | 5A | IC | OP | NA | DFO |  | 599.036 | 0.092851 | 0.31 | EIA Prime Mover-level Data | Estimated using an emission factor
2019 | IA | Story City Wind Project | 58927 | WT01 | WT | OP | NA | WND |  | 45107 |  | 0 | EIA Prime Mover-level Data | Estimated using an emission factor
2019 | IA | Strawberry Point | 1189 | 3 | IC | RE | NA | DFO
2019 | IA | Strawberry Point | 1189 | 4 | IC | RE | NA | DFO
2019 | IA | Strawberry Point | 1189 | 6 | IC | RE | NA | DFO
2019 | IA | Strawberry Point DPC Solar | 60955 | PV1 | PV | OP | NA | SUN |  | 17657 |  | 0 | EIA Prime Mover-level Data | Estimated using an emission factor
2019 | IA | Stuart (IA) | 1190 | 1 | IC | OP | NA | DFO |  | 7.714 | 0.0011957 | 0.31 | EIA Prime Mover-level Data | Estimated using an emission factor
2019 | IA | Stuart (IA) | 1190 | 2 | IC | OP | NA | DFO |  | 14.143 | 0.0021922 | 0.31 | EIA Prime Mover-level Data | Estimated using an emission factor
2019 | IA | Stuart (IA) | 1190 | 4 | IC | OP | NA | DFO |  | 14.143 | 0.0021922 | 0.31 | EIA Prime Mover-level Data | Estimated using an emission factor
2019 | IA | Sumner | 1191 | 1 | IC | OP | NA | DFO |  | 710.821 | 0.11018 | 0.31 | EIA Prime Mover-level Data | Estimated using an emission factor
2019 | IA | Sumner | 1191 | 2 | IC | OP | NA | DFO |  | 328.071 | 0.050851 | 0.31 | EIA Prime Mover-level Data | Estimated using an emission factor
2019 | IA | Sumner | 1191 | 6 | IC | OP | NA | DFO |  | 492.107 | 0.076277 | 0.31 | EIA Prime Mover-level Data | Estimated using an emission factor
2019 | IA | Sutherland | 1077 | 1 | ST | RE | WALL | NG
2019 | IA | Sutherland | 1077 | 2 | ST | RE | WALL | SUB
2019 | IA | Sutherland | 1077 | 3 | ST | RE | CYCLONE | NG
2019 | IA | Tipton | 8106 | 2 | IC | OP | NA | NG |  | 89.896 | 1.8968e-05 | 0.000422 | EIA Prime Mover-level Data | Estimated using an emission factor
2019 | IA | Tipton | 8106 | 3 | IC | OP | NA | NG |  | 89.896 | 1.8968e-05 | 0.000422 | EIA Prime Mover-level Data | Estimated using an emission factor
2019 | IA | Tipton | 8106 | 4 | IC | RE | NA | DFO
2019 | IA | Tipton | 8106 | 5 | IC | OP | NA | DFO |  | 138.302 | 0.021437 | 0.31 | EIA Prime Mover-level Data | Estimated using an emission factor
2019 | IA | Tipton | 8106 | 6 | IC | OP | NA | DFO |  | 138.302 | 0.021437 | 0.31 | EIA Prime Mover-level Data | Estimated using an emission factor
2019 | IA | Tipton | 8106 | 7 | IC | OP | NA | DFO |  | 138.302 | 0.021397 | 0.30942 | EIA Prime Mover-level Data | NEI avg EF - PM, fuel type, firing type
2019 | IA | Tipton | 8106 | 1A | IC | OP | NA | NG |  | 138.302 | 2.9182e-05 | 0.000422 | EIA Prime Mover-level Data | Estimated using an emission factor
2019 | IA | Tipton | 8106 | 5A | IC | CN | NA | DFO
2019 | IA | Top of Iowa Windfarm III | 56386 | TOI3 | WT | OP | NA | WND |  | 594421 |  | 0 | EIA Prime Mover-level Data | Estimated using an emission factor
2019 | IA | Traer East | 56025 | 6 | IC | SB | NA | DFO |  | 153 | 0.023715 | 0.31 | EIA Prime Mover-level Data | Estimated using an emission factor
2019 | IA | Traer East | 56025 | 7 | IC | SB | NA | DFO |  | 153 | 0.023715 | 0.31 | EIA Prime Mover-level Data | Estimated using an emission factor
2019 | IA | Traer Main | 1192 | 3 | IC | SB | NA | DFO |  | 279.024 | 0.043249 | 0.31 | EIA Prime Mover-level Data | Estimated using an emission factor
2019 | IA | Traer Main | 1192 | 4 | IC | SB | NA | DFO |  | 279.024 | 0.043249 | 0.31 | EIA Prime Mover-level Data | Estimated using an emission factor
2019 | IA | Traer Main | 1192 | 5 | IC | RE | NA | DFO |  | 152.195 | 0.02359 | 0.31 | EIA Prime Mover-level Data | Estimated using an emission factor
2019 | IA | Traer Main | 1192 | 6 | IC | SB | NA | DFO |  | 329.756 | 0.051112 | 0.31 | EIA Prime Mover-level Data | Estimated using an emission factor
2019 | IA | Traer South | 7920 | 5 | IC | SB | NA | DFO |  | 300 | 0.0465 | 0.31 | EIA Prime Mover-level Data | Estimated using an emission factor
2019 | IA | Traer Wind Project | 58932 | WT01 | WT | OP | NA | WND |  | 53558 |  | 0 | EIA Prime Mover-level Data | Estimated using an emission factor
2019 | IA | Turtle Creek Wind Farm LLC | 61638 | TC1 | WT | OP | NA | WND |  | 5321635 |  | 0 | EIA Prime Mover-level Data | Estimated using an emission factor
2019 | IA | University of Iowa Main Power Plant | 54775 | BLR10 | ST | OP | NA | WDS |  | 675022.4 | 7.6994 | 0.022812 | EIA Unit-level Data | NEI avg EF - PM, fuel type, firing type
2019 | IA | University of Iowa Main Power Plant | 54775 | BLR11 | ST | OP | NA | BIT |  | 1179968 | 26.2465 | 0.044487 | EIA Unit-level Data | NEI avg EF - PM, fuel type
2019 | IA | University of Iowa Main Power Plant | 54775 | BLR12 | ST | OP | NA |  |  | 141985.7 |  |  | EIA Unit-level Data
2019 | IA | University of Iowa Main Power Plant | 54775 | BLR7 | ST | OP | NA | NG |  | 302120.3 | 1.2164 | 0.0080524 | EIA Unit-level Data | NEI avg EF - PM, fuel type
2019 | IA | University of Iowa Main Power Plant | 54775 | BLR8 | ST | OP | NA | NG |  | 543041.3 | 2.1864 | 0.0080524 | EIA Unit-level Data | NEI avg EF - PM, fuel type
2019 | IA | University of Iowa Main Power Plant | 54775 | DG7 | IC | OP | NA | DFO |  | 2225.247 | 0.00034491 | 0.00031 | EIA Prime Mover-level Data | Estimated using an emission factor
2019 | IA | University of Iowa Main Power Plant | 54775 | GEN10 | IC | OP | NA | NG |  | 2617.938 | 5.5238e-07 | 4.22e-07 | EIA Prime Mover-level Data | Estimated using an emission factor
2019 | IA | University of Iowa Main Power Plant | 54775 | GEN12 | ST | L | NA | NG
2019 | IA | University of Iowa Main Power Plant | 54775 | GEN13 | ST | L | NA | NG
2019 | IA | University of Iowa Main Power Plant | 54775 | GEN7 | IC | OP | NA | NG |  | 2617.938 | 5.5238e-07 | 4.22e-07 | EIA Prime Mover-level Data | Estimated using an emission factor
2019 | IA | University of Iowa Main Power Plant | 54775 | GEN8 | IC | OP | NA | NG |  | 2617.938 | 5.5238e-07 | 4.22e-07 | EIA Prime Mover-level Data | Estimated using an emission factor
2019 | IA | University of Iowa Main Power Plant | 54775 | GEN9 | IC | OP | NA | NG |  | 2617.938 | 5.5238e-07 | 4.22e-07 | EIA Prime Mover-level Data | Estimated using an emission factor
2019 | IA | University of Northern Iowa | 50088 | GEN1 | ST | OP | NA | NG |  | 802085 | 3.2294 | 0.0080524 | EIA Prime Mover-level Data | NEI avg EF - PM, fuel type, firing type
2019 | IA | Upland Prairie | 61564 | 1 | WT | OP | NA | WND |  | 6867602 |  | 0 | EIA Prime Mover-level Data | Estimated using an emission factor
2019 | IA | Venus Wind 3 LLC | 59230 | WT1 | WT | OP | NA | WND |  | 97330 |  | 0 | EIA Prime Mover-level Data | Estimated using an emission factor
2019 | IA | Victory Wind Farm | 56379 | VWF | WT | OP | NA | WND |  | 3071862 |  | 0 | EIA Prime Mover-level Data | Estimated using an emission factor
2019 | IA | Vienna Wind Farm | 57874 | VIIWF | WT | OP | NA | WND |  | 1017398 |  | 0 | EIA Prime Mover-level Data | Estimated using an emission factor
2019 | IA | Vienna Wind Farm | 57874 | VIWF | WT | OP | NA | WND |  | 2408906 |  | 0 | EIA Prime Mover-level Data | Estimated using an emission factor
2019 | IA | Villisca Municipal Power Plant | 1193 | 1 | IC | RE | NA | DFO
2019 | IA | Villisca Municipal Power Plant | 1193 | 2 | IC | RE | NA | DFO
2019 | IA | Villisca Municipal Power Plant | 1193 | 3 | IC | RE | NA | NG
2019 | IA | Villisca Municipal Power Plant | 1193 | 4 | IC | RE | NA | DFO
2019 | IA | Villisca Municipal Power Plant | 1193 | 5 | IC | SB | NA | DFO |  | 81 | 0.012555 | 0.31 | EIA Prime Mover-level Data | Estimated using an emission factor
2019 | IA | Villisca Municipal Power Plant | 1193 | 6 | IC | SB | NA | DFO |  | 81 | 0.012555 | 0.31 | EIA Prime Mover-level Data | Estimated using an emission factor
2019 | IA | Vinton | 1194 | 1 | IC | OP | NA | DFO |  | 724.509 | 0.1123 | 0.31 | EIA Prime Mover-level Data | Estimated using an emission factor
2019 | IA | Vinton | 1194 | 5 | IC | OS | NA | DFO |  | 334.389 | 0.05183 | 0.31 | EIA Prime Mover-level Data | Estimated using an emission factor
2019 | IA | Vinton | 1194 | 6 | IC | OP | NA | DFO |  | 1393.286 | 0.21596 | 0.31 | EIA Prime Mover-level Data | Estimated using an emission factor
2019 | IA | Vinton | 1194 | 7 | IC | OP | NA | DFO |  | 2062.063 | 0.31962 | 0.31 | EIA Prime Mover-level Data | Estimated using an emission factor
2019 | IA | Vinton | 1194 | 8 | IC | OP | NA | DFO |  | 3120.96 | 0.48375 | 0.31 | EIA Prime Mover-level Data | Estimated using an emission factor
2019 | IA | Vinton | 1194 | 9 | IC | OP | NA | DFO |  | 1671.943 | 0.25915 | 0.31 | EIA Prime Mover-level Data | Estimated using an emission factor
2019 | IA | Vinton | 1194 | 10 | IC | OP | NA | DFO |  | 445.851 | 0.069107 | 0.31 | EIA Prime Mover-level Data | Estimated using an emission factor
2019 | IA | Walnut Wind Farm | 56811 | WWF | WT | OP | NA | WND |  | 3593503 |  | 0 | EIA Prime Mover-level Data | Estimated using an emission factor
2019 | IA | Wapello Solar LLC | 63378 | WAPLO | PV | T | NA | SUN
2019 | IA | Wapsie Valley Creamery Back Up Generator | 59379 | 1 | IC | OP | NA | DFO |  |  |  | 0.30942
2019 | IA | Washburn Wind Farm | 61071 | WASH | WT | U | NA | WND
2019 | IA | Waterloo Lundquist | 7851 | 1 | IC | OP | NA | DFO |  | 120 | 0.0186 | 0.31 | EIA Prime Mover-level Data | Estimated using an emission factor
2019 | IA | Waterloo Lundquist | 7851 | 2 | IC | OP | NA | DFO |  | 120 | 0.0186 | 0.31 | EIA Prime Mover-level Data | Estimated using an emission factor
2019 | IA | Waterloo Lundquist | 7851 | 3 | IC | OP | NA | DFO |  | 120 | 0.0186 | 0.31 | EIA Prime Mover-level Data | Estimated using an emission factor
2019 | IA | Waterloo Lundquist | 7851 | 4 | IC | OP | NA | DFO |  | 120 | 0.0186 | 0.31 | EIA Prime Mover-level Data | Estimated using an emission factor
2019 | IA | Waterloo Lundquist | 7851 | 5 | IC | OP | NA | DFO |  | 120 | 0.0186 | 0.31 | EIA Prime Mover-level Data | Estimated using an emission factor
2019 | IA | Waterloo Lundquist | 7851 | 6 | IC | OP | NA | DFO |  | 120 | 0.0186 | 0.31 | EIA Prime Mover-level Data | Estimated using an emission factor
2019 | IA | Waterloo Lundquist | 7851 | 7 | IC | OP | NA | DFO |  | 120 | 0.0186 | 0.31 | EIA Prime Mover-level Data | Estimated using an emission factor
2019 | IA | Waterloo Lundquist | 7851 | 8 | IC | OP | NA | DFO |  | 120 | 0.0186 | 0.31 | EIA Prime Mover-level Data | Estimated using an emission factor
2019 | IA | Waterloo Lundquist | 7851 | 9 | IC | OP | NA | DFO |  | 120 | 0.0186 | 0.31 | EIA Prime Mover-level Data | Estimated using an emission factor
2019 | IA | Waverly Community Wind Project | 57214 | CAN1 | WT | OP | NA | WND |  | 16309.33 |  | 0 | EIA Prime Mover-level Data | Estimated using an emission factor
2019 | IA | Waverly Community Wind Project | 57214 | CAN2 | WT | OP | NA | WND |  | 16309.33 |  | 0 | EIA Prime Mover-level Data | Estimated using an emission factor
2019 | IA | Waverly Community Wind Project | 57214 | SK4 | WT | OP | NA | WND |  | 16309.33 |  | 0 | EIA Prime Mover-level Data | Estimated using an emission factor
2019 | IA | Waverly Municipal Electric North Plant | 6554 | 5 | IC | RE | NA | NG
2019 | IA | Waverly Municipal Electric North Plant | 6554 | 6 | IC | RE | NA | NG
2019 | IA | Waverly Municipal Electric North Plant | 6554 | 7 | IC | OP | NA | NG |  | 399.502 | 8.4295e-05 | 0.000422 | EIA Prime Mover-level Data | Estimated using an emission factor
2019 | IA | Waverly Municipal Electric North Plant | 6554 | 8 | IC | OP | NA | NG |  | 422.331 | 8.9112e-05 | 0.000422 | EIA Prime Mover-level Data | Estimated using an emission factor
2019 | IA | Waverly Municipal Electric North Plant | 6554 | 9 | IC | OP | NA | NG |  | 422.331 | 8.9112e-05 | 0.000422 | EIA Prime Mover-level Data | Estimated using an emission factor
2019 | IA | Waverly Municipal Electric North Plant | 6554 | 10 | IC | OP | NA | DFO |  | 799.004 | 0.12385 | 0.31 | EIA Prime Mover-level Data | Estimated using an emission factor
2019 | IA | Waverly Municipal Electric North Plant | 6554 | 17 | IC | OP | NA | DFO |  | 205.458 | 0.031846 | 0.31 | EIA Prime Mover-level Data | Estimated using an emission factor
2019 | IA | Waverly Municipal Electric North Plant | 6554 | 18 | IC | OP | NA | DFO |  | 205.458 | 0.031846 | 0.31 | EIA Prime Mover-level Data | Estimated using an emission factor
2019 | IA | Waverly Municipal Electric North Plant | 6554 | 19 | IC | OP | NA | DFO |  | 205.458 | 0.031846 | 0.31 | EIA Prime Mover-level Data | Estimated using an emission factor
2019 | IA | Waverly Municipal Electric North Plant | 6554 | 20 | IC | OP | NA | DFO |  | 205.458 | 0.031846 | 0.31 | EIA Prime Mover-level Data | Estimated using an emission factor
2019 | IA | Webster City | 1198 | 6 | GT | OP | NA | DFO |  | 8936 | 0.077115 | 0.017259 | EIA Prime Mover-level Data | NEI avg EF - PM, fuel type, firing type
2019 | IA | Wellsburg Wind Project | 58886 | WBWF | WT | OP | NA | WND |  | 3590779 |  | 0 | EIA Prime Mover-level Data | Estimated using an emission factor
2019 | IA | West Bend | 1199 | 1 | IC | SB | NA | DFO |  | 281.731 | 0.043668 | 0.31 | EIA Prime Mover-level Data | Estimated using an emission factor
2019 | IA | West Bend | 1199 | 3 | IC | SB | NA | DFO |  | 230.507 | 0.035729 | 0.31 | EIA Prime Mover-level Data | Estimated using an emission factor
2019 | IA | West Bend | 1199 | 4 | IC | SB | NA | DFO |  | 563.463 | 0.087337 | 0.31 | EIA Prime Mover-level Data | Estimated using an emission factor
2019 | IA | West Bend | 1199 | 5 | IC | SB | NA | DFO |  | 640.299 | 0.099246 | 0.31 | EIA Prime Mover-level Data | Estimated using an emission factor
2019 | IA | West Diesel Generation Unit | 56517 | East | IC | SB | NA | DFO |  | 9 | 0.001395 | 0.31 | EIA Prime Mover-level Data | Estimated using an emission factor
2019 | IA | West Diesel Generation Unit | 56517 | West | IC | SB | NA | DFO |  | 9 | 0.001395 | 0.31 | EIA Prime Mover-level Data | Estimated using an emission factor
2019 | IA | West Dubuque Solar | 60951 | PV1 | PV | OP | NA | SUN |  | 45072 |  | 0 | EIA Prime Mover-level Data | Estimated using an emission factor
2019 | IA | West Liberty | 1200 | 1 | IC | RE | NA | DFO
2019 | IA | West Liberty | 1200 | 2 | IC | SB | NA | DFO |  | 34.091 | 0.0052841 | 0.31 | EIA Prime Mover-level Data | Estimated using an emission factor
2019 | IA | West Liberty | 1200 | 3 | IC | SB | NA | DFO |  | 40.909 | 0.0063409 | 0.31 | EIA Prime Mover-level Data | Estimated using an emission factor
2019 | IA | West Liberty | 1200 | 5 | GT | SB | NA | DFO |  | 95.5 | 0.00082413 | 0.017259 | EIA Prime Mover-level Data | NEI avg EF - PM, fuel type, firing type
2019 | IA | West Liberty | 1200 | 6 | GT | SB | NA | DFO |  | 95.5 | 0.00082413 | 0.017259 | EIA Prime Mover-level Data | NEI avg EF - PM, fuel type, firing type
2019 | IA | West Liberty Wind Farm | 61057 | T1 | WT | IP | NA | WND
2019 | IA | West Liberty Wind Farm | 61057 | T2 | WT | IP | NA | WND
2019 | IA | West Receiving | 7853 | 1 | IC | OP | NA | DFO |  | 84 | 0.01302 | 0.31 | EIA Prime Mover-level Data | Estimated using an emission factor
2019 | IA | Whispering Willow North | 62079 | 1 | WT | V | NA | WND
2019 | IA | Whispering Willow Wind Farm - East | 56355 | 1 | WT | OP | NA | WND |  | 5039877 |  | 0 | EIA Prime Mover-level Data | Estimated using an emission factor
2019 | IA | Whittemore | 1201 | 1 | IC | RE | NA | DFO
2019 | IA | Whittemore | 1201 | 2 | IC | RE | NA | DFO
2019 | IA | Whittemore | 1201 | 3 | IC | RE | NA | DFO
2019 | IA | Whittemore | 1201 | 4 | IC | RE | NA | DFO
2019 | IA | Wilton | 1202 | 1 | IC | RE | NA | DFO
2019 | IA | Wilton | 1202 | 5 | IC | OP | NA | DFO |  | 19.478 | 0.0030191 | 0.31 | EIA Prime Mover-level Data | Estimated using an emission factor
2019 | IA | Wilton | 1202 | 6 | IC | OP | NA | DFO |  | 19.478 | 0.0030191 | 0.31 | EIA Prime Mover-level Data | Estimated using an emission factor
2019 | IA | Wilton | 1202 | 7 | IC | OP | NA | DFO |  | 19.478 | 0.0030191 | 0.31 | EIA Prime Mover-level Data | Estimated using an emission factor
2019 | IA | Wilton | 1202 | 8 | IC | OP | NA | DFO |  | 26.783 | 0.0041514 | 0.31 | EIA Prime Mover-level Data | Estimated using an emission factor
2019 | IA | Wilton | 1202 | 9 | IC | OP | NA | DFO |  | 26.783 | 0.0041514 | 0.31 | EIA Prime Mover-level Data | Estimated using an emission factor
2019 | IA | Wind GEM | 60541 | WT1 | WT | OP | NA | WND |  | 47842 |  | 0 | EIA Prime Mover-level Data | Estimated using an emission factor
2019 | IA | Windwalkers LLC | 58071 | 1 | WT | OP | NA | WND |  | 41937 |  | 0 | EIA Prime Mover-level Data | Estimated using an emission factor
2019 | IA | Winnebago Wind Power Project | 56764 | 1 | WT | OP | NA | WND |  | 483372 |  | 0 | EIA Prime Mover-level Data | Estimated using an emission factor
2019 | IA | Winterset | 1203 | 2 | IC | OP | NA | DFO |  | 34.522 | 0.0053509 | 0.31 | EIA Prime Mover-level Data | Estimated using an emission factor
2019 | IA | Winterset | 1203 | 3 | IC | OP | NA | DFO |  | 39.125 | 0.0060644 | 0.31 | EIA Prime Mover-level Data | Estimated using an emission factor
2019 | IA | Winterset | 1203 | 4 | IC | OP | NA | DFO |  | 101.265 | 0.015696 | 0.31 | EIA Prime Mover-level Data | Estimated using an emission factor
2019 | IA | Winterset | 1203 | 5 | IC | OP | NA | DFO |  | 46.029 | 0.0071345 | 0.31 | EIA Prime Mover-level Data | Estimated using an emission factor
2019 | IA | Winterset | 1203 | 6 | IC | OP | NA | DFO |  | 46.029 | 0.0071345 | 0.31 | EIA Prime Mover-level Data | Estimated using an emission factor
2019 | IA | Winterset | 1203 | 7 | IC | OP | NA | DFO |  | 46.029 | 0.0071345 | 0.31 | EIA Prime Mover-level Data | Estimated using an emission factor
2019 | IA | Wiota | 58461 | 1 | WT | OP | NA | WND |  | 50022 |  | 0 | EIA Prime Mover-level Data | Estimated using an emission factor
2019 | IA | Wolverine | 57631 | 1 | WT | OP | NA | WND |  | 46845 |  | 0 | EIA Prime Mover-level Data | Estimated using an emission factor
2019 | IA | Ames | 1122 | 7 | ST | OP | TANGENTIAL | NG | 317 | 16875.62 | 0.079841 | 0.0094623 | EPA/CAMD | EPA/NEI | 1968
2019 | IA | Ames | 1122 | 8 | ST | OP | WALL | NG | 4052 | 1571852 | 5.8805 | 0.0074823 | EPA/CAMD | EPA/NEI | 1982
2019 | IA | Burlington (IA) | 1104 | 1 | ST | OP | TANGENTIAL | SUB | 7511 | 12758790 | 82.4574 | 0.012926 | EPA/CAMD | EPA/NEI | 1968
2019 | IA | Dayton Avenue Substation | 6463 | GT2 | GT | OP | CT | DFO | 25 | 3699.9 | 0.022199 | 0.012 | EPA/CAMD | EPA/NEI | 2005
2019 | IA | Earl F Wisdom | 1217 | 1 | ST | OP | WALL | NG | 635 | 83895.69 | 0.31676 | 0.0075513 | EPA/CAMD | EPA/NEI | 1960
2019 | IA | Earl F Wisdom | 1217 | 2 | GT | OP | CT | NG | 435 | 234642.9 | 5.1507 | 0.043903 | EPA/CAMD | EPA/NEI | 2004
2019 | IA | Electrifarm | 6063 | 1 | GT | OP | CT | NG | 39 | 12972.8 | 0.041587 | 0.0064115 | EPA/CAMD | EPA/NEI | 1975
2019 | IA | Electrifarm | 6063 | 2 | GT | OP | CT | NG | 61 | 39257.1 | 0.12584 | 0.0064113 | EPA/CAMD | EPA/NEI | 1977
2019 | IA | Electrifarm | 6063 | 3 | GT | OP | CT | NG | 65 | 19488 | 0.062474 | 0.0064115 | EPA/CAMD | EPA/NEI | 1976
2019 | IA | Emery Station | 8031 | 11 | CT | OP | CC | NG | 4621 | 8469900 | 19.1097 | 0.0045124 | EPA/CAMD | EPA/NEI | 2004
2019 | IA | Emery Station | 8031 | 12 | CT | OP | CC | NG | 5982 | 10888650 | 27.8674 | 0.0051186 | EPA/CAMD | EPA/NEI | 2004
2019 | IA | Exira Station | 56013 | U-1 | GT | OP | CT | NG | 1575 | 374511.8 | 1.2629 | 0.0067441 | EPA/CAMD | EPA/NEI | 2004
2019 | IA | Exira Station | 56013 | U-2 | GT | OP | CT | NG | 1550 | 371603.2 | 1.2548 | 0.0067535 | EPA/CAMD | EPA/NEI | 2004
2019 | IA | Exira Station | 56013 | U-3 | GT | OP | CT | NG | 1592 | 381170.1 | 1.2876 | 0.0067558 | EPA/CAMD | EPA/NEI | 2007
2019 | IA | George Neal North | 1091 | 3 | ST | OP | WALL | RC | 4464 | 17928950 | 52.8619 | 0.0058968 | EPA/CAMD | EPA/NEI | 1975
2019 | IA | George Neal South | 7343 | 4 | ST | OP | WALL | RC | 3435 | 15250260 | 75.6962 | 0.0099272 | EPA/CAMD | EPA/NEI | 1979
2019 | IA | Greater Des Moines Energy Center | 7985 | 1 | CT | OP | CC | NG | 1034 | 1585553 | 8.344 | 0.010525 | EPA/CAMD | EPA/NEI | 2003
2019 | IA | Greater Des Moines Energy Center | 7985 | 2 | CT | OP | CC | NG | 1137 | 1736532 | 9.2483 | 0.010651 | EPA/CAMD | EPA/NEI | 2003
2019 | IA | Lansing | 1047 | 4 | ST | OP | TURBO | SUB | 3296 | 5113535 | 18.9823 | 0.0074243 | EPA/CAMD | EPA/NEI | 1977
2019 | IA | Lime Creek | 7155 | **1 | GT | OP | CT | DFO | 64 | 21610.84 | 0.10749 | 0.0099478 | EPA/CAMD | EPA/NEI | 1991
2019 | IA | Lime Creek | 7155 | **2 | GT | OP | CT | DFO | 20 | 2556.569 | 0.013325 | 0.010424 | EPA/CAMD | EPA/NEI | 1991
2019 | IA | Louisa | 6664 | 101 | ST | OP | WALL | RC | 6220 | 34547040 | 84.4043 | 0.0048863 | EPA/CAMD | EPA/NEI | 1983
2019 | IA | Marshalltown CTs | 1068 | 1A | GT | OP | CT | NG | 212 | 42297.76 | 0.1307 | 0.0061799 | EPA/CAMD | EPA/NEI | 1978
2019 | IA | Marshalltown CTs | 1068 | 1B | GT | OP | CT | NG | 213 | 46171.63 | 0.14268 | 0.0061804 | EPA/CAMD | EPA/NEI | 1978
2019 | IA | Marshalltown CTs | 1068 | 2A | GT | OP | CT | NG | 344 | 75068.34 | 0.23212 | 0.0061844 | EPA/CAMD | EPA/NEI | 1978
2019 | IA | Marshalltown CTs | 1068 | 2B | GT | OP | CT | NG | 343 | 68800.31 | 0.21277 | 0.0061852 | EPA/CAMD | EPA/NEI | 1978
2019 | IA | Marshalltown CTs | 1068 | 3A | GT | OP | CT | NG | 352 | 76866.22 | 0.23906 | 0.0062203 | EPA/CAMD | EPA/NEI | 1978
2019 | IA | Marshalltown CTs | 1068 | 3B | GT | OP | CT | NG | 351 | 73408.8 | 0.22831 | 0.0062202 | EPA/CAMD | EPA/NEI | 1978
2019 | IA | Marshalltown Generating Station | 58236 | CT1 | CT | OP | CC | NG | 6324 | 13955500 | 19.7114 | 0.0028249 | EPA/CAMD | EPA/NEI | 2016
2019 | IA | Marshalltown Generating Station | 58236 | CT2 | CT | OP | CC | NG | 6056 | 13366280 | 12.2639 | 0.0018351 | EPA/CAMD | EPA/NEI | 2016
2019 | IA | Muscatine | 1167 | 8 | ST | OP | CYCLONE | RC | 7911 | 4769775 | 37.6139 | 0.015772 | EPA/CAMD | EPA/NEI | 1969
2019 | IA | Muscatine | 1167 | 9 | ST | OP | TANGENTIAL | RC | 8288 | 7269096 | 19.2584 | 0.0052987 | EPA/CAMD | EPA/NEI | 1983
2019 | IA | Ottumwa | 6254 | 1 | ST | OP | TANGENTIAL | SUB | 7568 | 42568480 | 47.6947 | 0.0022408 | EPA/CAMD | EPA/NEI | 1981
2019 | IA | Pleasant Hill Energy Center | 7145 | 1 | GT | OP | CT | NG | 52 | 9955.9 | 0.054486 | 0.010945 | EPA/CAMD | EPA/NEI | 1990
2019 | IA | Pleasant Hill Energy Center | 7145 | 2 | GT | OP | CT | NG | 57 | 20311.2 | 0.065112 | 0.0064114 | EPA/CAMD | EPA/NEI | 1990
2019 | IA | Pleasant Hill Energy Center | 7145 | 3 | GT | OP | CT | NG | 100 | 32394.46 | 0.10493 | 0.0064782 | EPA/CAMD | EPA/NEI | 1994
2019 | IA | Prairie Creek | 1073 | 3 | ST | OP | WALL | SUB | 7873 | 2417113 | 21.899 | 0.01812 | EPA/CAMD | EPA/NEI | 1958
2019 | IA | Prairie Creek | 1073 | 4 | ST | OP | WALL | NG | 298 | 106278.9 | 0.39292 | 0.0073941 | EPA/CAMD | EPA/NEI | 1967
2019 | IA | Riverside (1081) | 1081 | 9 | ST | OP | TANGENTIAL | NG | 228 | 69079.72 | 0.23887 | 0.0069159 | EPA/CAMD | EPA/NEI | 1961
2019 | IA | Streeter Station | 1131 | 7 | ST | OP | WALL | BIT | 298 | 31323.28 | 0.75488 | 0.048199 | EPA/CAMD | NEI avg EF - PM, fuel type, firing type | 1973
2019 | IA | Summit Lake | 1206 | 1G | GT | OP | CT | NG | 189 | 51813.22 | 0.12371 | 0.0047753 | EPA/CAMD | EPA/NEI | 1973
2019 | IA | Summit Lake | 1206 | 2G | GT | OP | CT | NG | 145 | 45798.68 | 0.14486 | 0.0063261 | EPA/CAMD | EPA/NEI | 1975
2019 | IA | Sycamore Combustion Turbine | 8029 | 1 | GT | OP | CT | NG | 59 | 21936.19 | 0.070924 | 0.0064664 | EPA/CAMD | EPA/NEI | 1974
2019 | IA | Sycamore Combustion Turbine | 8029 | 2 | GT | OP | CT | NG | 26 | 11635.23 | 0.034858 | 0.0059918 | EPA/CAMD | EPA/NEI | 1974
2019 | IA | Walter Scott Jr. Energy Center | 1082 | 3 | ST | OP | WALL | RC | 6683 | 41855530 | 185.5854 | 0.0088679 | EPA/CAMD | EPA/NEI | 1978
2019 | IA | Walter Scott Jr. Energy Center | 1082 | 4 | ST | OP | WALL | RC | 6531 | 41913270 | 39.4713 | 0.0018835 | EPA/CAMD | EPA/NEI | 2007
2019 | ID | Albeni Falls | 851 | 1 | HY | OP | NA | WAT |  | 542532.7 |  | 1.5381e-07 | EIA Prime Mover-level Data | NEI avg EF - PM, fuel type, firing type
2019 | ID | Albeni Falls | 851 | 2 | HY | OP | NA | WAT |  | 542532.7 |  | 1.5381e-07 | EIA Prime Mover-level Data | NEI avg EF - PM, fuel type, firing type
2019 | ID | Albeni Falls | 851 | 3 | HY | OP | NA | WAT |  | 542532.7 |  | 1.5381e-07 | EIA Prime Mover-level Data | NEI avg EF - PM, fuel type, firing type
2019 | ID | Amalgamated Sugar LLC Nampa | 54690 | 500 | ST | RE | NA | NG
2019 | ID | Amalgamated Sugar LLC Nampa | 54690 | 2250 | ST | OP | NA | NG |  | 905367.1 | 3.6452 | 0.0080524 | EIA Prime Mover-level Data | NEI avg EF - PM, fuel type
2019 | ID | Amalgamated Sugar LLC Nampa | 54690 | 6500 | ST | OP | NA | NG |  | 2469183 | 9.9415 | 0.0080524 | EIA Prime Mover-level Data | NEI avg EF - PM, fuel type
2019 | ID | Amalgamated Sugar Twin Falls | 10504 | SB1 | ST | OP | NA | BIT |  | 1243753 | 27.6653 | 0.044487 | EIA Unit-level Data | NEI avg EF - PM, fuel type
2019 | ID | Amalgamated Sugar Twin Falls | 10504 | SB2 | ST | OP | NA | NG |  | 2046510 | 8.2397 | 0.0080524 | EIA Unit-level Data | NEI avg EF - PM, fuel type
2019 | ID | American Falls | 809 | 1 | HY | OP | NA | WAT |  | 1135370 |  | 1.5381e-07 | EIA Prime Mover-level Data | NEI avg EF - PM, fuel type, firing type
2019 | ID | American Falls | 809 | 2 | HY | OP | NA | WAT |  | 1135370 |  | 1.5381e-07 | EIA Prime Mover-level Data | NEI avg EF - PM, fuel type, firing type
2019 | ID | American Falls | 809 | 3 | HY | OP | NA | WAT |  | 1135370 |  | 1.5381e-07 | EIA Prime Mover-level Data | NEI avg EF - PM, fuel type, firing type
2019 | ID | American Falls Solar | 60011 | IPAF | PV | OP | NA | SUN |  | 389899 |  | 0 | EIA Prime Mover-level Data | Estimated using an emission factor
2019 | ID | American Falls Solar II | 60012 | IPAF2 | PV | OP | NA | SUN |  | 392471 |  | 0 | EIA Prime Mover-level Data | Estimated using an emission factor
2019 | ID | Anderson Ranch | 6395 | 1 | HY | OP | NA | WAT |  | 561237 |  | 1.5381e-07 | EIA Prime Mover-level Data | NEI avg EF - PM, fuel type, firing type
2019 | ID | Anderson Ranch | 6395 | 2 | HY | OP | NA | WAT |  | 561237 |  | 1.5381e-07 | EIA Prime Mover-level Data | NEI avg EF - PM, fuel type, firing type
2019 | ID | Arrowrock Hydroelectric Project | 56997 | 1 | HY | OP | NA | WAT |  | 265680.5 |  | 1.5381e-07 | EIA Prime Mover-level Data | NEI avg EF - PM, fuel type, firing type
2019 | ID | Arrowrock Hydroelectric Project | 56997 | 2 | HY | OP | NA | WAT |  | 265680.5 |  | 1.5381e-07 | EIA Prime Mover-level Data | NEI avg EF - PM, fuel type, firing type
2019 | ID | Ashton | 825 | 1 | HY | OP | NA | WAT |  | 142267.4 |  | 1.5381e-07 | EIA Prime Mover-level Data | NEI avg EF - PM, fuel type, firing type
2019 | ID | Ashton | 825 | 2 | HY | OP | NA | WAT |  | 105383.3 |  | 1.5381e-07 | EIA Prime Mover-level Data | NEI avg EF - PM, fuel type, firing type
2019 | ID | Ashton | 825 | 3 | HY | OP | NA | WAT |  | 105383.3 |  | 1.5381e-07 | EIA Prime Mover-level Data | NEI avg EF - PM, fuel type, firing type
2019 | ID | Bannock County LFG to Energy | 59529 | GEN 2 | IC | OP | NA | LFG |  | 46411 | 0.34112 | 0.0147 | EIA Prime Mover-level Data | NEI avg EF - PM, fuel type, firing type
2019 | ID | Bannock County LFG to Energy | 59529 | GEN1 | IC | OP | NA | LFG |  | 46411 | 0.34112 | 0.0147 | EIA Prime Mover-level Data | Estimated using an emission factor
2019 | ID | Barber Dam | 10735 | GEN1 | HY | OP | NA | WAT |  | 116465 |  | 1.5381e-07 | EIA Prime Mover-level Data | NEI avg EF - PM, fuel type, firing type
2019 | ID | Bennett Creek Windfarm LLC - Mountain Home | 56637 | 1 | WT | OP | NA | WND |  | 354592 |  | 0 | EIA Prime Mover-level Data | Estimated using an emission factor
2019 | ID | Big Sky Dairy Digester | 57393 | GEN1 | IC | OP | NA | OBG |  | 46240 | 0.33986 | 0.0147 | EIA Prime Mover-level Data | Estimated using an emission factor
2019 | ID | Big Sky Dairy Digester | 57393 | GEN2 | IC | OP | NA | OBG |  | 46240 | 0.33986 | 0.0147 | EIA Prime Mover-level Data | Estimated using an emission factor
2019 | ID | Birch Creek Power | 10140 | GEN1 | HY | OP | NA | WAT |  | 115849 |  | 1.5381e-07 | EIA Prime Mover-level Data | NEI avg EF - PM, fuel type, firing type
2019 | ID | Black Canyon | 6396 | 1 | HY | OP | NA | WAT |  | 241000.5 |  | 1.5381e-07 | EIA Prime Mover-level Data | NEI avg EF - PM, fuel type, firing type
2019 | ID | Black Canyon | 6396 | 2 | HY | OP | NA | WAT |  | 241000.5 |  | 1.5381e-07 | EIA Prime Mover-level Data | NEI avg EF - PM, fuel type, firing type
2019 | ID | Black Canyon | 6396 | 3 | HY | IP | NA | WAT
2019 | ID | Blind Canyon Hydro | 54514 | 1 | HY | OP | NA | WAT |  | 13223 |  | 1.5381e-07 | EIA Prime Mover-level Data | NEI avg EF - PM, fuel type, firing type
2019 | ID | Bliss | 810 | 1 | HY | OP | NA | WAT |  | 1152715 |  | 1.5381e-07 | EIA Prime Mover-level Data | NEI avg EF - PM, fuel type, firing type
2019 | ID | Bliss | 810 | 2 | HY | OP | NA | WAT |  | 1152715 |  | 1.5381e-07 | EIA Prime Mover-level Data | NEI avg EF - PM, fuel type, firing type
2019 | ID | Bliss | 810 | 3 | HY | OP | NA | WAT |  | 1152715 |  | 1.5381e-07 | EIA Prime Mover-level Data | NEI avg EF - PM, fuel type, firing type
2019 | ID | Boise R Diversion | 6397 | 1 | HY | RE | NA | WAT
2019 | ID | Boise R Diversion | 6397 | 2 | HY | RE | NA | WAT
2019 | ID | Boise R Diversion | 6397 | 3 | HY | RE | NA | WAT
2019 | ID | Boise R Diversion | 6397 | 1A | HY | OP | NA | WAT |  | 25908 |  | 1.5381e-07 | EIA Prime Mover-level Data | NEI avg EF - PM, fuel type, firing type
2019 | ID | Boise R Diversion | 6397 | 2A | HY | OP | NA | WAT |  | 25908 |  | 1.5381e-07 | EIA Prime Mover-level Data | NEI avg EF - PM, fuel type, firing type
2019 | ID | Boise R Diversion | 6397 | 3A | HY | OP | NA | WAT |  | 25908 |  | 1.5381e-07 | EIA Prime Mover-level Data | NEI avg EF - PM, fuel type, firing type
2019 | ID | Brownlee | 811 | 1 | HY | OP | NA | WAT |  | 3767486 |  | 1.5381e-07 | EIA Prime Mover-level Data | NEI avg EF - PM, fuel type, firing type
2019 | ID | Brownlee | 811 | 2 | HY | OA | NA | WAT |  | 3767486 |  | 1.5381e-07 | EIA Prime Mover-level Data | NEI avg EF - PM, fuel type, firing type
2019 | ID | Brownlee | 811 | 3 | HY | OP | NA | WAT |  | 3767486 |  | 1.5381e-07 | EIA Prime Mover-level Data | NEI avg EF - PM, fuel type, firing type
2019 | ID | Brownlee | 811 | 4 | HY | OP | NA | WAT |  | 3767486 |  | 1.5381e-07 | EIA Prime Mover-level Data | NEI avg EF - PM, fuel type, firing type
2019 | ID | Brownlee | 811 | 5 | HY | OP | NA | WAT |  | 7534972 |  | 1.5381e-07 | EIA Prime Mover-level Data | NEI avg EF - PM, fuel type, firing type
2019 | ID | Burley Butte Windpark | 56434 | BBWP | WT | OP | NA | WND |  | 499568 |  | 0 | EIA Prime Mover-level Data | Estimated using an emission factor
2019 | ID | Bypass | 50895 | GEN1 | HY | SB | NA | WAT |  | 76633.66 |  | 1.5381e-07 | EIA Prime Mover-level Data | NEI avg EF - PM, fuel type, firing type
2019 | ID | Bypass | 50895 | GEN2 | HY | SB | NA | WAT |  | 76633.66 |  | 1.5381e-07 | EIA Prime Mover-level Data | NEI avg EF - PM, fuel type, firing type
2019 | ID | Bypass | 50895 | GEN3 | HY | SB | NA | WAT |  | 76633.66 |  | 1.5381e-07 | EIA Prime Mover-level Data | NEI avg EF - PM, fuel type, firing type
2019 | ID | BYUI Central Energy Facility | 59496 | ST601 | GT | OP | NA | NG |  | 472518 | 1.2955 | 0.0054834 | EIA Prime Mover-level Data | NEI avg EF - PM, fuel type, firing type
2019 | ID | C J Strike | 812 | 1 | HY | OP | NA | WAT |  | 1471273 |  | 1.5381e-07 | EIA Prime Mover-level Data | NEI avg EF - PM, fuel type, firing type
2019 | ID | C J Strike | 812 | 2 | HY | OP | NA | WAT |  | 1471273 |  | 1.5381e-07 | EIA Prime Mover-level Data | NEI avg EF - PM, fuel type, firing type
2019 | ID | C J Strike | 812 | 3 | HY | OP | NA | WAT |  | 1471273 |  | 1.5381e-07 | EIA Prime Mover-level Data | NEI avg EF - PM, fuel type, firing type
2019 | ID | Cabinet Gorge | 833 | 1 | HY | OP | NA | WAT |  | 1976521 |  | 1.5381e-07 | EIA Prime Mover-level Data | NEI avg EF - PM, fuel type, firing type
2019 | ID | Cabinet Gorge | 833 | 2 | HY | OP | NA | WAT |  | 2435713 |  | 1.5381e-07 | EIA Prime Mover-level Data | NEI avg EF - PM, fuel type, firing type
2019 | ID | Cabinet Gorge | 833 | 3 | HY | OP | NA | WAT |  | 2435713 |  | 1.5381e-07 | EIA Prime Mover-level Data | NEI avg EF - PM, fuel type, firing type
2019 | ID | Cabinet Gorge | 833 | 4 | HY | OP | NA | WAT |  | 1976521 |  | 1.5381e-07 | EIA Prime Mover-level Data | NEI avg EF - PM, fuel type, firing type
2019 | ID | Camp Reed | 57125 | CRWP | WT | OP | NA | WND |  | 581628 |  | 0 | EIA Prime Mover-level Data | Estimated using an emission factor
2019 | ID | Cargill B6 Biofactory | 57343 | 1 | IC | OP | NA | OBG |  | 69288.5 | 0.50927 | 0.0147 | EIA Prime Mover-level Data | Estimated using an emission factor
2019 | ID | Cargill B6 Biofactory | 57343 | 2 | IC | OP | NA | OBG |  | 69288.5 | 0.50927 | 0.0147 | EIA Prime Mover-level Data | Estimated using an emission factor
2019 | ID | Cargill Dry Creek Biofactory | 57344 | GS1 | IC | OP | NA | OBG |  |  |  | 0.0147
2019 | ID | Cargill Dry Creek Biofactory | 57344 | GS2 | IC | OP | NA | OBG |  |  |  | 0.0147
2019 | ID | Cargill Dry Creek Biofactory | 57344 | GS3 | IC | OP | NA | OBG |  |  |  | 0.0147
2019 | ID | Carter Solar One, LLC | 60896 | CRTON | PV | CN | NA | SUN
2019 | ID | Cascade Dam | 813 | 1 | HY | OP | NA | WAT |  | 162924.5 |  | 1.5381e-07 | EIA Prime Mover-level Data | NEI avg EF - PM, fuel type, firing type
2019 | ID | Cascade Dam | 813 | 2 | HY | OP | NA | WAT |  | 162924.5 |  | 1.5381e-07 | EIA Prime Mover-level Data | NEI avg EF - PM, fuel type, firing type
2019 | ID | Cassia Gulch | 56935 | 1 | WT | OP | NA | WND |  | 356473 |  | 0 | EIA Prime Mover-level Data | Estimated using an emission factor
2019 | ID | Cassia Wind | 56934 | 1 | WT | OP | NA | WND |  | 166024 |  | 0 | EIA Prime Mover-level Data | Estimated using an emission factor
2019 | ID | Chester Diversion Hydroelectric Project | 56893 | 1 | HY | OP | NA | WAT |  | 22412 |  | 1.5381e-07 | EIA Prime Mover-level Data | NEI avg EF - PM, fuel type, firing type
2019 | ID | Chester Diversion Hydroelectric Project | 56893 | 2 | HY | OP | NA | WAT |  | 22412 |  | 1.5381e-07 | EIA Prime Mover-level Data | NEI avg EF - PM, fuel type, firing type
2019 | ID | Chester Diversion Hydroelectric Project | 56893 | 3 | HY | OP | NA | WAT |  | 22412 |  | 1.5381e-07 | EIA Prime Mover-level Data | NEI avg EF - PM, fuel type, firing type
2019 | ID | City Power Plant | 841 | 3 | HY | OP | NA | WAT |  | 416013 |  | 1.5381e-07 | EIA Prime Mover-level Data | NEI avg EF - PM, fuel type, firing type
2019 | ID | Clear Lake | 814 | 1 | HY | OP | NA | WAT |  | 153791 |  | 1.5381e-07 | EIA Prime Mover-level Data | NEI avg EF - PM, fuel type, firing type
2019 | ID | Clearwater Paper IPP Lewiston | 50637 | 1PWR | ST | OP | WALL | NG |  | 348948.8 | 1.2518 | 0.0071744 | EIA Unit-level Data | NEI avg EF - PM, fuel type, firing type
2019 | ID | Clearwater Paper IPP Lewiston | 50637 | 2PWR | ST | OP | WALL | NG |  | 0 | 0 | 0.0071744 | EIA Unit-level Data | NEI avg EF - PM, fuel type, firing type
2019 | ID | Clearwater Paper IPP Lewiston | 50637 | 4PWR | ST | OP | STOKER | WDS |  | 5360664 | 92.775 | 0.034613 | EIA Unit-level Data | NEI avg EF - PM, fuel type, firing type
2019 | ID | Clearwater Paper IPP Lewiston | 50637 | 4REC | ST | OP | WALL | BLQ |  | 3292224 | 0.10239 | 6.22e-05 | EIA Unit-level Data | Estimated using an emission factor
2019 | ID | Clearwater Paper IPP Lewiston | 50637 | 5REC | ST | OP | CYCLONE | BLQ |  | 9295651 | 0.28909 | 6.22e-05 | EIA Unit-level Data | Estimated using an emission factor
2019 | ID | Clif Bar Bakery of Twin Falls | 62151 | PV1 | PV | OP | NA | SUN |  | 12786 |  | 0 | EIA Prime Mover-level Data | Estimated using an emission factor
2019 | ID | Cold Springs Windfarm | 57431 | 1 | WT | OP | NA | WND |  | 446419 |  | 0 | EIA Prime Mover-level Data | Estimated using an emission factor
2019 | ID | Cove | 826 | 1 | HY | RE | NA | WAT
2019 | ID | Crystal Springs | 10806 | GEN1 | HY | OP | NA | WAT |  | 106161 |  | 1.5381e-07 | EIA Prime Mover-level Data | NEI avg EF - PM, fuel type, firing type
2019 | ID | Desert Meadow Windfarm | 57430 | 1 | WT | OP | NA | WND |  | 506264 |  | 0 | EIA Prime Mover-level Data | Estimated using an emission factor
2019 | ID | Dietrich Drop | 10807 | GEN1 | HY | OP | NA | WAT |  | 158099 |  | 1.5381e-07 | EIA Prime Mover-level Data | NEI avg EF - PM, fuel type, firing type
2019 | ID | Double A Digester | 57425 | 1 | IC | RE | NA | OBG |  | 68557.66 | 0.5039 | 0.0147 | EIA Prime Mover-level Data | Estimated using an emission factor
2019 | ID | Double A Digester | 57425 | 2 | IC | RE | NA | OBG |  | 68557.66 | 0.5039 | 0.0147 | EIA Prime Mover-level Data | Estimated using an emission factor
2019 | ID | Double A Digester | 57425 | 3 | IC | RE | NA | OBG |  | 68557.66 | 0.5039 | 0.0147 | EIA Prime Mover-level Data | Estimated using an emission factor
2019 | ID | Dry Creek Project | 54394 | GEN1 | HY | OP | NA | WAT |  | 92076 |  | 1.5381e-07 | EIA Prime Mover-level Data | NEI avg EF - PM, fuel type, firing type
2019 | ID | Dworshak | 840 | 1 | HY | OP | NA | WAT |  | 3357344 |  | 1.5381e-07 | EIA Prime Mover-level Data | NEI avg EF - PM, fuel type, firing type
2019 | ID | Dworshak | 840 | 2 | HY | OP | NA | WAT |  | 3357344 |  | 1.5381e-07 | EIA Prime Mover-level Data | NEI avg EF - PM, fuel type, firing type
2019 | ID | Dworshak | 840 | 3 | HY | OP | NA | WAT |  | 8442252 |  | 1.5381e-07 | EIA Prime Mover-level Data | NEI avg EF - PM, fuel type, firing type
2019 | ID | El Dorado Hydro Elk Creek | 50891 | GEN1 | HY | OP | NA | WAT |  | 40228 |  | 1.5381e-07 | EIA Prime Mover-level Data | NEI avg EF - PM, fuel type, firing type
2019 | ID | Falls River Hydro | 54668 | 1 | HY | OP | NA | WAT |  | 212961.5 |  | 1.5381e-07 | EIA Prime Mover-level Data | NEI avg EF - PM, fuel type, firing type
2019 | ID | Falls River Hydro | 54668 | 2 | HY | OP | NA | WAT |  | 212961.5 |  | 1.5381e-07 | EIA Prime Mover-level Data | NEI avg EF - PM, fuel type, firing type
2019 | ID | Fargo Drop | 58384 | GEN1 | HY | OP | NA | WAT |  | 33451 |  | 1.5381e-07 | EIA Prime Mover-level Data | NEI avg EF - PM, fuel type, firing type
2019 | ID | Felt | 6359 | 1 | HY | OP | NA | WAT |  | 95551.91 |  | 1.5381e-07 | EIA Prime Mover-level Data | NEI avg EF - PM, fuel type, firing type
2019 | ID | Felt | 6359 | 2 | HY | OP | NA | WAT |  | 95551.91 |  | 1.5381e-07 | EIA Prime Mover-level Data | NEI avg EF - PM, fuel type, firing type
2019 | ID | Felt | 6359 | 4 | HY | OP | NA | WAT |  | 31850.63 |  | 1.5381e-07 | EIA Prime Mover-level Data | NEI avg EF - PM, fuel type, firing type
2019 | ID | Felt | 6359 | 5 | HY | OP | NA | WAT |  | 38928.55 |  | 1.5381e-07 | EIA Prime Mover-level Data | NEI avg EF - PM, fuel type, firing type
2019 | ID | Fighting Creek LFGTE Plant | 57902 | G-123 | IC | OP | NA | LFG |  | 83040.5 | 0.61035 | 0.0147 | EIA Prime Mover-level Data | Estimated using an emission factor
2019 | ID | Fighting Creek LFGTE Plant | 57902 | G-162 | IC | OP | NA | LFG |  | 83040.5 | 0.61035 | 0.0147 | EIA Prime Mover-level Data | Estimated using an emission factor
2019 | ID | Ford Hydro LP | 54674 | GEN1 | HY | OP | NA | WAT |  | 10444.33 |  | 1.5381e-07 | EIA Prime Mover-level Data | NEI avg EF - PM, fuel type, firing type
2019 | ID | Ford Hydro LP | 54674 | GEN2 | HY | OP | NA | WAT |  | 10444.33 |  | 1.5381e-07 | EIA Prime Mover-level Data | NEI avg EF - PM, fuel type, firing type
2019 | ID | Ford Hydro LP | 54674 | GEN3 | HY | OP | NA | WAT |  | 10444.33 |  | 1.5381e-07 | EIA Prime Mover-level Data | NEI avg EF - PM, fuel type, firing type
2019 | ID | Fossil Gulch | 56308 | 1 | WT | OP | NA | WND |  | 218448 |  | 0 | EIA Prime Mover-level Data | Estimated using an emission factor
2019 | ID | Gem State | 790 | 1 | HY | OP | NA | WAT |  | 1163604 |  | 1.5381e-07 | EIA Prime Mover-level Data | NEI avg EF - PM, fuel type, firing type
2019 | ID | Golden Valley Wind Park LLC | 56435 | GVWP | WT | OP | NA | WND |  | 269071 |  | 0 | EIA Prime Mover-level Data | Estimated using an emission factor
2019 | ID | Goshen Phase II | 57211 | 1 | WT | OP | NA | WND |  | 3200087 |  | 0 | EIA Prime Mover-level Data | Estimated using an emission factor
2019 | ID | Grace | 827 | 3 | HY | OP | NA | WAT |  | 238561.7 |  | 1.5381e-07 | EIA Prime Mover-level Data | NEI avg EF - PM, fuel type, firing type
2019 | ID | Grace | 827 | 4 | HY | OP | NA | WAT |  | 238561.7 |  | 1.5381e-07 | EIA Prime Mover-level Data | NEI avg EF - PM, fuel type, firing type
2019 | ID | Grace | 827 | 5 | HY | OP | NA | WAT |  | 238561.7 |  | 1.5381e-07 | EIA Prime Mover-level Data | NEI avg EF - PM, fuel type, firing type
2019 | ID | Grand View Solar Two | 60068 | GVS2 | PV | OP | NA | SUN |  | 1203162 |  | 0 | EIA Prime Mover-level Data | Estimated using an emission factor
2019 | ID | Grand View Solar Two | 60068 | GVS5 | PV | OP | NA | SUN |  | 401054 |  | 0 | EIA Prime Mover-level Data | Estimated using an emission factor
2019 | ID | Hammett Hill Windfarm | 57428 | 1 | WT | OP | NA | WND |  | 460674 |  | 0 | EIA Prime Mover-level Data | Estimated using an emission factor
2019 | ID | Hazelton B Hydro | 54558 | U1 | HY | OP | NA | WAT |  | 100770.5 |  | 1.5381e-07 | EIA Prime Mover-level Data | NEI avg EF - PM, fuel type, firing type
2019 | ID | Hazelton B Hydro | 54558 | U2 | HY | OP | NA | WAT |  | 100770.5 |  | 1.5381e-07 | EIA Prime Mover-level Data | NEI avg EF - PM, fuel type, firing type
2019 | ID | Head of U Canal Hydro Project | 61217 | HY1 | HY | OP | NA | WAT |  | 39498 |  | 1.5381e-07 | EIA Prime Mover-level Data | NEI avg EF - PM, fuel type, firing type
2019 | ID | Hidden Hollow Energy | 57861 | UNT1 | IC | OP | NA | LFG |  |  |  | 0.0147
2019 | ID | Hidden Hollow Energy | 57861 | UNT2 | IC | OP | NA | LFG |  |  |  | 0.0147
2019 | ID | High Mesa | 58019 | 1 | WT | OP | NA | WND |  | 826246 |  | 0 | EIA Prime Mover-level Data | Estimated using an emission factor
2019 | ID | Horse Butte Wind I, LLC | 57890 | 1 | WT | OP | NA | WND |  | 1448146 |  | 0 | EIA Prime Mover-level Data | Estimated using an emission factor
2019 | ID | Horseshoe Bend Hydroelectric Co | 54524 | GEN1 | HY | OP | NA | WAT |  | 166603.5 |  | 1.5381e-07 | EIA Prime Mover-level Data | NEI avg EF - PM, fuel type, firing type
2019 | ID | Horseshoe Bend Hydroelectric Co | 54524 | GEN2 | HY | OP | NA | WAT |  | 166603.5 |  | 1.5381e-07 | EIA Prime Mover-level Data | NEI avg EF - PM, fuel type, firing type
2019 | ID | ID Solar | 60445 | INV1 | PV | OP | NA | SUN |  | 838115 |  | 0 | EIA Prime Mover-level Data | Estimated using an emission factor
2019 | ID | Island Park | 4204 | HY1 | HY | OP | NA | WAT |  | 60160 |  | 1.5381e-07 | EIA Prime Mover-level Data | NEI avg EF - PM, fuel type, firing type
2019 | ID | Island Park | 4204 | HY2 | HY | OP | NA | WAT |  | 60160 |  | 1.5381e-07 | EIA Prime Mover-level Data | NEI avg EF - PM, fuel type, firing type
2019 | ID | Jackpot Solar East, LLC | 60899 | JPTEA | PV | CN | NA | SUN
2019 | ID | Jackpot Solar North, LLC | 60897 | JPTNO | PV | CN | NA | SUN
2019 | ID | Jackpot Solar South, LLC | 60898 | JPTSO | PV | CN | NA | SUN
2019 | ID | Jackpot Solar West, LLC | 60900 | JPTWE | PV | CN | NA | SUN
2019 | ID | Kettle Butte Digester, LLC | 57345 | 1 | IC | OP | NA | OBG |  | 45899.5 | 0.33736 | 0.0147 | EIA Prime Mover-level Data | Estimated using an emission factor
2019 | ID | Kettle Butte Digester, LLC | 57345 | 2 | IC | OP | NA | OBG |  | 45899.5 | 0.33736 | 0.0147 | EIA Prime Mover-level Data | Estimated using an emission factor
2019 | ID | Koyle Ranch Hydroelectric Project | 10781 | GEN1 | HY | OP | NA | WAT |  | 5378.154 |  | 1.5381e-07 | EIA Prime Mover-level Data | NEI avg EF - PM, fuel type, firing type
2019 | ID | Koyle Ranch Hydroelectric Project | 10781 | GEN2 | HY | OP | NA | WAT |  | 8067.231 |  | 1.5381e-07 | EIA Prime Mover-level Data | NEI avg EF - PM, fuel type, firing type
2019 | ID | Koyle Ranch Hydroelectric Project | 10781 | GEN3 | HY | OP | NA | WAT |  | 21512.62 |  | 1.5381e-07 | EIA Prime Mover-level Data | NEI avg EF - PM, fuel type, firing type
2019 | ID | Last Chance | 987 | 1 | HY | OP | NA | WAT |  | 4918.118 |  | 1.5381e-07 | EIA Prime Mover-level Data | NEI avg EF - PM, fuel type, firing type
2019 | ID | Last Chance | 987 | 2 | HY | OP | NA | WAT |  | 12295.29 |  | 1.5381e-07 | EIA Prime Mover-level Data | NEI avg EF - PM, fuel type, firing type
2019 | ID | Last Chance | 987 | 3 | HY | OP | NA | WAT |  | 24590.59 |  | 1.5381e-07 | EIA Prime Mover-level Data | NEI avg EF - PM, fuel type, firing type
2019 | ID | Lateral 10 Ventures | 54753 | GEN1 | HY | OP | NA | WAT |  |  |  | 1.5381e-07
2019 | ID | Little Mac Project | 10049 | 1 | HY | OP | NA | WAT |  | 10366 |  | 1.5381e-07 | EIA Prime Mover-level Data | NEI avg EF - PM, fuel type, firing type
2019 | ID | Little Mac Project | 10049 | 2 | HY | OP | NA | WAT |  | 13821.33 |  | 1.5381e-07 | EIA Prime Mover-level Data | NEI avg EF - PM, fuel type, firing type
2019 | ID | Little Mac Project | 10049 | 3 | HY | OP | NA | WAT |  | 13821.33 |  | 1.5381e-07 | EIA Prime Mover-level Data | NEI avg EF - PM, fuel type, firing type
2019 | ID | Little Mac Project | 10049 | 4 | HY | OP | NA | WAT |  | 13821.33 |  | 1.5381e-07 | EIA Prime Mover-level Data | NEI avg EF - PM, fuel type, firing type
2019 | ID | Little Wood Hydro Project | 54386 | GEN1 | HY | SB | NA | WAT |  | 73138 |  | 1.5381e-07 | EIA Prime Mover-level Data | NEI avg EF - PM, fuel type, firing type
2019 | ID | Low Line Rapids | 10808 | GEN1 | HY | OP | NA | WAT |  | 16616 |  | 1.5381e-07 | EIA Prime Mover-level Data | NEI avg EF - PM, fuel type, firing type
2019 | ID | Lower Malad | 815 | 1 | HY | OP | NA | WAT |  | 869556 |  | 1.5381e-07 | EIA Prime Mover-level Data | NEI avg EF - PM, fuel type, firing type
2019 | ID | Lower No 1 | 7012 | 2 | HY | OP | NA | WAT |  | 380896 |  | 1.5381e-07 | EIA Prime Mover-level Data | NEI avg EF - PM, fuel type, firing type
2019 | ID | Lower No 2 | 843 | 1 | HY | OP | NA | WAT |  | 76590 |  | 1.5381e-07 | EIA Prime Mover-level Data | NEI avg EF - PM, fuel type, firing type
2019 | ID | Lower Salmon | 816 | 1 | HY | OP | NA | WAT |  | 545214 |  | 1.5381e-07 | EIA Prime Mover-level Data | NEI avg EF - PM, fuel type, firing type
2019 | ID | Lower Salmon | 816 | 2 | HY | OA | NA | WAT |  | 545214 |  | 1.5381e-07 | EIA Prime Mover-level Data | NEI avg EF - PM, fuel type, firing type
2019 | ID | Lower Salmon | 816 | 3 | HY | OP | NA | WAT |  | 545214 |  | 1.5381e-07 | EIA Prime Mover-level Data | NEI avg EF - PM, fuel type, firing type
2019 | ID | Lower Salmon | 816 | 4 | HY | OP | NA | WAT |  | 545214 |  | 1.5381e-07 | EIA Prime Mover-level Data | NEI avg EF - PM, fuel type, firing type
2019 | ID | Lucky Peak Power Plant Project | 10014 | U131 | HY | OP | NA | WAT |  | 1440669 |  | 1.5381e-07 | EIA Prime Mover-level Data | NEI avg EF - PM, fuel type, firing type
2019 | ID | Lucky Peak Power Plant Project | 10014 | U132 | HY | OP | NA | WAT |  | 1440669 |  | 1.5381e-07 | EIA Prime Mover-level Data | NEI avg EF - PM, fuel type, firing type
2019 | ID | Lucky Peak Power Plant Project | 10014 | U133 | HY | OP | NA | WAT |  | 358566.6 |  | 1.5381e-07 | EIA Prime Mover-level Data | NEI avg EF - PM, fuel type, firing type
2019 | ID | Magic Dam Hydroelectric Project | 10740 | GEN1 | HY | OP | NA | WAT |  | 82329 |  | 1.5381e-07 | EIA Prime Mover-level Data | NEI avg EF - PM, fuel type, firing type
2019 | ID | Magic Dam Hydroelectric Project | 10740 | GEN2 | HY | OP | NA | WAT |  | 82329 |  | 1.5381e-07 | EIA Prime Mover-level Data | NEI avg EF - PM, fuel type, firing type
2019 | ID | Magic Dam Hydroelectric Project | 10740 | GEN3 | HY | OP | NA | WAT |  | 82329 |  | 1.5381e-07 | EIA Prime Mover-level Data | NEI avg EF - PM, fuel type, firing type
2019 | ID | Mainline Windfarm | 57429 | 1 | WT | OP | NA | WND |  | 492293 |  | 0 | EIA Prime Mover-level Data | Estimated using an emission factor
2019 | ID | Marco Ranch | 50323 | 1 | HY | OP | NA | WAT |  | 6519.75 |  | 1.5381e-07 | EIA Prime Mover-level Data | NEI avg EF - PM, fuel type, firing type
2019 | ID | Marco Ranch | 50323 | 2 | HY | OP | NA | WAT |  | 6519.75 |  | 1.5381e-07 | EIA Prime Mover-level Data | NEI avg EF - PM, fuel type, firing type
2019 | ID | Marco Ranch | 50323 | 3 | HY | OP | NA | WAT |  | 6519.75 |  | 1.5381e-07 | EIA Prime Mover-level Data | NEI avg EF - PM, fuel type, firing type
2019 | ID | Marco Ranch | 50323 | 4 | HY | OP | NA | WAT |  | 6519.75 |  | 1.5381e-07 | EIA Prime Mover-level Data | NEI avg EF - PM, fuel type, firing type
2019 | ID | Marsh Valley Development | 50972 | 1 | HY | OP | NA | WAT |  | 68285 |  | 1.5381e-07 | EIA Prime Mover-level Data | NEI avg EF - PM, fuel type, firing type
2019 | ID | Meadow Creek Project Company | 58106 | MCPC | WT | OP | NA | WND |  | 2964666 |  | 0 | EIA Prime Mover-level Data | Estimated using an emission factor
2019 | ID | Mile 28 Water Power Project | 54812 | 1 | HY | OP | NA | WAT |  | 3997.5 |  | 1.5381e-07 | EIA Prime Mover-level Data | NEI avg EF - PM, fuel type, firing type
2019 | ID | Mile 28 Water Power Project | 54812 | 2 | HY | OP | NA | WAT |  | 3997.5 |  | 1.5381e-07 | EIA Prime Mover-level Data | NEI avg EF - PM, fuel type, firing type
2019 | ID | Milner Butte LFGE | 63755 | E2 | IC | OP | NA | LFG |  | 71876.5 | 0.52829 | 0.0147 | EIA Prime Mover-level Data | NEI avg EF - PM, fuel type, firing type
2019 | ID | Milner Butte LFGE | 63755 | E3 | IC | OP | NA | LFG |  | 71876.5 | 0.52829 | 0.0147 | EIA Prime Mover-level Data | NEI avg EF - PM, fuel type, firing type
2019 | ID | Milner Dam Wind Park LLC | 56437 | MDWP | WT | OP | NA | WND |  | 408206 |  | 0 | EIA Prime Mover-level Data | Estimated using an emission factor
2019 | ID | Milner Hydro | 7190 | 1 | HY | OP | NA | WAT |  | 1096390 |  | 1.5381e-07 | EIA Prime Mover-level Data | NEI avg EF - PM, fuel type, firing type
2019 | ID | Milner Hydro | 7190 | 2 | HY | OP | NA | WAT |  | 284684.9 |  | 1.5381e-07 | EIA Prime Mover-level Data | NEI avg EF - PM, fuel type, firing type
2019 | ID | Milner Hydro | 7190 | 3 | HY | OP | NA | WAT |  | 18822.14 |  | 1.5381e-07 | EIA Prime Mover-level Data | NEI avg EF - PM, fuel type, firing type
2019 | ID | Minidoka | 6398 | 6 | HY | OP | NA | WAT |  | 34674.34 |  | 1.5381e-07 | EIA Prime Mover-level Data | NEI avg EF - PM, fuel type, firing type
2019 | ID | Minidoka | 6398 | 7 | HY | OP | NA | WAT |  | 64211.73 |  | 1.5381e-07 | EIA Prime Mover-level Data | NEI avg EF - PM, fuel type, firing type
2019 | ID | Minidoka | 6398 | 8 | HY | OP | NA | WAT |  | 128423.5 |  | 1.5381e-07 | EIA Prime Mover-level Data | NEI avg EF - PM, fuel type, firing type
2019 | ID | Minidoka | 6398 | 9 | HY | OP | NA | WAT |  | 128423.5 |  | 1.5381e-07 | EIA Prime Mover-level Data | NEI avg EF - PM, fuel type, firing type
2019 | ID | Mink Creek Hydro | 10325 | GEN1 | HY | OP | NA | WAT |  | 91541 |  | 1.5381e-07 | EIA Prime Mover-level Data | NEI avg EF - PM, fuel type, firing type
2019 | ID | Mora Drop Hydroelectric Project | 56498 | 1 | HY | OP | NA | WAT |  | 40468 |  | 1.5381e-07 | EIA Prime Mover-level Data | NEI avg EF - PM, fuel type, firing type
2019 | ID | Mountain Home | 56636 | 1 | WT | OP | NA | WND |  | 330687 |  | 0 | EIA Prime Mover-level Data | Estimated using an emission factor
2019 | ID | Moyie Springs | 6506 | 1 | HY | OP | NA | WAT |  | 49687.44 |  | 1.5381e-07 | EIA Prime Mover-level Data | NEI avg EF - PM, fuel type, firing type
2019 | ID | Moyie Springs | 6506 | 2 | HY | OP | NA | WAT |  | 19874.97 |  | 1.5381e-07 | EIA Prime Mover-level Data | NEI avg EF - PM, fuel type, firing type
2019 | ID | Moyie Springs | 6506 | 3 | HY | OP | NA | WAT |  | 49687.44 |  | 1.5381e-07 | EIA Prime Mover-level Data | NEI avg EF - PM, fuel type, firing type
2019 | ID | Moyie Springs | 6506 | 4 | HY | OP | NA | WAT |  | 74531.16 |  | 1.5381e-07 | EIA Prime Mover-level Data | NEI avg EF - PM, fuel type, firing type
2019 | ID | Mt. Home Solar 1, LLC | 59695 | MHPV1 | PV | OP | NA | SUN |  | 445397 |  | 0 | EIA Prime Mover-level Data | Estimated using an emission factor
2019 | ID | Murphy Flat Solar | 60009 | IPMF | PV | OP | NA | SUN |  | 413519 |  | 0 | EIA Prime Mover-level Data | Estimated using an emission factor
2019 | ID | North Gooding Main Hydro | 61688 | NGM1 | HY | OP | NA | WAT |  | 42677 |  | 1.5381e-07 | EIA Prime Mover-level Data | NEI avg EF - PM, fuel type, firing type
2019 | ID | Notch Butte Hydro | 50718 | HYD1 | HY | OP | NA | WAT |  | 38885 |  | 1.5381e-07 | EIA Prime Mover-level Data | NEI avg EF - PM, fuel type, firing type
2019 | ID | Oneida | 829 | 1 | HY | OP | NA | WAT |  | 152181.7 |  | 1.5381e-07 | EIA Prime Mover-level Data | NEI avg EF - PM, fuel type, firing type
2019 | ID | Oneida | 829 | 2 | HY | OP | NA | WAT |  | 152181.7 |  | 1.5381e-07 | EIA Prime Mover-level Data | NEI avg EF - PM, fuel type, firing type
2019 | ID | Oneida | 829 | 3 | HY | OP | NA | WAT |  | 152181.7 |  | 1.5381e-07 | EIA Prime Mover-level Data | NEI avg EF - PM, fuel type, firing type
2019 | ID | Orchard Ranch Solar | 60010 | IPOR | PV | OP | NA | SUN |  | 431292 |  | 0 | EIA Prime Mover-level Data | Estimated using an emission factor
2019 | ID | Oregon Trail Wind Park | 56439 | OTWP | WT | OP | NA | WND |  | 324880 |  | 0 | EIA Prime Mover-level Data | Estimated using an emission factor
2019 | ID | Palisades Dam | 850 | 1 | HY | OP | NA | WAT |  | 1687920 |  | 1.5381e-07 | EIA Prime Mover-level Data | NEI avg EF - PM, fuel type, firing type
2019 | ID | Palisades Dam | 850 | 2 | HY | OP | NA | WAT |  | 1687920 |  | 1.5381e-07 | EIA Prime Mover-level Data | NEI avg EF - PM, fuel type, firing type
2019 | ID | Palisades Dam | 850 | 3 | HY | OP | NA | WAT |  | 1687920 |  | 1.5381e-07 | EIA Prime Mover-level Data | NEI avg EF - PM, fuel type, firing type
2019 | ID | Palisades Dam | 850 | 4 | HY | OP | NA | WAT |  | 1687920 |  | 1.5381e-07 | EIA Prime Mover-level Data | NEI avg EF - PM, fuel type, firing type
2019 | ID | Payne's Ferry | 57124 | PFWP | WT | OP | NA | WND |  | 548959 |  | 0 | EIA Prime Mover-level Data | Estimated using an emission factor
2019 | ID | Pilgrim Stage Wind Park | 56440 | PSWP | WT | OP | NA | WND |  | 282044 |  | 0 | EIA Prime Mover-level Data | Estimated using an emission factor
2019 | ID | Plummer Cogen | 55090 | GEN1 | ST | OP | NA | WDS |  | 794016 | 9.0566 | 0.022812 | EIA Prime Mover-level Data | NEI avg EF - PM, fuel type
2019 | ID | Post Falls | 835 | 1 | HY | OP | NA | WAT |  | 92756.55 |  | 1.5381e-07 | EIA Prime Mover-level Data | NEI avg EF - PM, fuel type, firing type
2019 | ID | Post Falls | 835 | 2 | HY | OP | NA | WAT |  | 92756.55 |  | 1.5381e-07 | EIA Prime Mover-level Data | NEI avg EF - PM, fuel type, firing type
2019 | ID | Post Falls | 835 | 3 | HY | OP | NA | WAT |  | 92756.55 |  | 1.5381e-07 | EIA Prime Mover-level Data | NEI avg EF - PM, fuel type, firing type
2019 | ID | Post Falls | 835 | 4 | HY | OP | NA | WAT |  | 92756.55 |  | 1.5381e-07 | EIA Prime Mover-level Data | NEI avg EF - PM, fuel type, firing type
2019 | ID | Post Falls | 835 | 5 | HY | OP | NA | WAT |  | 92756.55 |  | 1.5381e-07 | EIA Prime Mover-level Data | NEI avg EF - PM, fuel type, firing type
2019 | ID | Post Falls | 835 | 6 | HY | OS | NA | WAT |  | 147567.2 |  | 1.5381e-07 | EIA Prime Mover-level Data | NEI avg EF - PM, fuel type, firing type
2019 | ID | Power County Wind Park North | 57761 | PCWPN | WT | OP | NA | WND |  | 578895 |  | 0 | EIA Prime Mover-level Data | Estimated using an emission factor
2019 | ID | Power County Wind Park South | 57760 | PCWPS | WT | OP | NA | WND |  | 508437 |  | 0 | EIA Prime Mover-level Data | Estimated using an emission factor
2019 | ID | Raft River Geothermal Power Plant | 56317 | 1 | BT | OP | NA | GEO |  | 851348 |  | 0 | EIA Prime Mover-level Data | Estimated using an emission factor
2019 | ID | Raft River Geothermal Power Plant | 56317 | 2 | BT | CN | NA | GEO
2019 | ID | Rock Creek Dairy | 58142 | CHP1 | IC | OP | NA | OBG |  | 43747.5 | 0.32154 | 0.0147 | EIA Prime Mover-level Data | Estimated using an emission factor
2019 | ID | Rock Creek Dairy | 58142 | CHP2 | IC | OP | NA | OBG |  | 43747.5 | 0.32154 | 0.0147 | EIA Prime Mover-level Data | Estimated using an emission factor
2019 | ID | Rock Creek I | 50987 | GEN1 | HY | OP | NA | WAT |  | 82896 |  | 1.5381e-07 | EIA Prime Mover-level Data | NEI avg EF - PM, fuel type, firing type
2019 | ID | Rock Creek II | 10809 | GEN1 | HY | OP | NA | WAT |  | 9153 |  | 1.5381e-07 | EIA Prime Mover-level Data | NEI avg EF - PM, fuel type, firing type
2019 | ID | Rockland Wind Farm | 57766 | RLWF | WT | OP | NA | WND |  | 2204478 |  | 0 | EIA Prime Mover-level Data | Estimated using an emission factor
2019 | ID | Ryegrass Windfarm | 57427 | 1 | WT | OP | NA | WND |  | 465314 |  | 0 | EIA Prime Mover-level Data | Estimated using an emission factor
2019 | ID | S E Hazelton A | 50896 | GEN1 | HY | SB | NA | WAT |  | 68480.66 |  | 1.5381e-07 | EIA Prime Mover-level Data | NEI avg EF - PM, fuel type, firing type
2019 | ID | S E Hazelton A | 50896 | GEN2 | HY | SB | NA | WAT |  | 68480.66 |  | 1.5381e-07 | EIA Prime Mover-level Data | NEI avg EF - PM, fuel type, firing type
2019 | ID | S E Hazelton A | 50896 | GEN3 | HY | SB | NA | WAT |  | 68480.66 |  | 1.5381e-07 | EIA Prime Mover-level Data | NEI avg EF - PM, fuel type, firing type
2019 | ID | Salmon Diesel | 817 | 1 | IC | SB | NA | DFO |  | 188.5 | 0.029218 | 0.31 | EIA Prime Mover-level Data | Estimated using an emission factor
2019 | ID | Salmon Diesel | 817 | 2 | IC | SB | NA | DFO |  | 188.5 | 0.029218 | 0.31 | EIA Prime Mover-level Data | Estimated using an emission factor
2019 | ID | Salmon Falls Wind Park | 56441 | SFWP | WT | OP | NA | WND |  | 538292 |  | 0 | EIA Prime Mover-level Data | Estimated using an emission factor
2019 | ID | Sawtooth Wind Project | 57749 | ST | WT | OP | NA | WND |  | 463987 |  | 0 | EIA Prime Mover-level Data | Estimated using an emission factor
2019 | ID | Shoshone Falls | 818 | 1 | HY | RE | NA | WAT
2019 | ID | Shoshone Falls | 818 | 2 | HY | RE | NA | WAT
2019 | ID | Shoshone Falls | 818 | 3 | HY | OP | NA | WAT |  | 195917 |  | 1.5381e-07 | EIA Prime Mover-level Data | NEI avg EF - PM, fuel type, firing type
2019 | ID | Shoshone Falls | 818 | 4 | HY | U | NA | WAT
2019 | ID | Simcoe Solar | 60748 | IDSS | PV | OP | NA | SUN |  | 430401 |  | 0 | EIA Prime Mover-level Data | Estimated using an emission factor
2019 | ID | Simplot Leasing Don Plant | 50274 | GEN1 | ST | OP | NA | WH |  | 584591 |  | 0 | EIA Prime Mover-level Data | Estimated using an emission factor
2019 | ID | Smith Falls Hydro Project | 54249 | GEN1 | HY | OP | NA | WAT |  | 211710.2 |  | 1.5381e-07 | EIA Prime Mover-level Data | NEI avg EF - PM, fuel type, firing type
2019 | ID | Smith Falls Hydro Project | 54249 | GEN2 | HY | OP | NA | WAT |  | 211710.2 |  | 1.5381e-07 | EIA Prime Mover-level Data | NEI avg EF - PM, fuel type, firing type
2019 | ID | Smith Falls Hydro Project | 54249 | GEN3 | HY | OP | NA | WAT |  | 24699.53 |  | 1.5381e-07 | EIA Prime Mover-level Data | NEI avg EF - PM, fuel type, firing type
2019 | ID | Soda | 831 | 1 | HY | OP | NA | WAT |  | 94455 |  | 1.5381e-07 | EIA Prime Mover-level Data | NEI avg EF - PM, fuel type, firing type
2019 | ID | Soda | 831 | 2 | HY | OP | NA | WAT |  | 88158 |  | 1.5381e-07 | EIA Prime Mover-level Data | NEI avg EF - PM, fuel type, firing type
2019 | ID | South Forks Hydro | 10296 | GEN1 | HY | OP | NA | WAT |  | 117613 |  | 1.5381e-07 | EIA Prime Mover-level Data | NEI avg EF - PM, fuel type, firing type
2019 | ID | South Forks Hydro | 10296 | GEN2 | HY | OP | NA | WAT |  | 117613 |  | 1.5381e-07 | EIA Prime Mover-level Data | NEI avg EF - PM, fuel type, firing type
2019 | ID | Swan Falls | 819 | 1 | HY | OP | NA | WAT |  | 598033 |  | 1.5381e-07 | EIA Prime Mover-level Data | NEI avg EF - PM, fuel type, firing type
2019 | ID | Swan Falls | 819 | 2 | HY | OP | NA | WAT |  | 598033 |  | 1.5381e-07 | EIA Prime Mover-level Data | NEI avg EF - PM, fuel type, firing type
2019 | ID | Tamarack Energy Partnership | 50099 | GEN1 | ST | OP | NA | WDS |  | 540347 | 6.1633 | 0.022812 | EIA Prime Mover-level Data | NEI avg EF - PM, fuel type
2019 | ID | Thousand Springs | 820 | 1 | HY | RE | NA | WAT
2019 | ID | Thousand Springs | 820 | 2 | HY | RE | NA | WAT
2019 | ID | Thousand Springs | 820 | 3 | HY | OP | NA | WAT |  | 507109 |  | 1.5381e-07 | EIA Prime Mover-level Data | NEI avg EF - PM, fuel type, firing type
2019 | ID | Thousand Springs Wind Park | 56442 | TSWP | WT | OP | NA | WND |  | 273406 |  | 0 | EIA Prime Mover-level Data | Estimated using an emission factor
2019 | ID | Tuana Gulch Wind Park | 56443 | TGWP | WT | OP | NA | WND |  | 257468 |  | 0 | EIA Prime Mover-level Data | Estimated using an emission factor
2019 | ID | Tuana Springs | 57136 | 1 | WT | OP | NA | WND |  | 268047 |  | 0 | EIA Prime Mover-level Data | Estimated using an emission factor
2019 | ID | Twin Falls (ID) | 821 | 1 | HY | OP | NA | WAT |  | 209521.5 |  | 1.5381e-07 | EIA Prime Mover-level Data | NEI avg EF - PM, fuel type, firing type
2019 | ID | Twin Falls (ID) | 821 | 2 | HY | OP | NA | WAT |  | 1104977 |  | 1.5381e-07 | EIA Prime Mover-level Data | NEI avg EF - PM, fuel type, firing type
2019 | ID | Two Ponds Windfarm | 57444 | 1 | WT | OP | NA | WND |  | 449278 |  | 0 | EIA Prime Mover-level Data | Estimated using an emission factor
2019 | ID | UAMPS Carbon Free Power Plant | 61075 | NPM1 | ST | P | NA | NUC
2019 | ID | UAMPS Carbon Free Power Plant | 61075 | NPM10 | ST | P | NA | NUC
2019 | ID | UAMPS Carbon Free Power Plant | 61075 | NPM11 | ST | P | NA | NUC
2019 | ID | UAMPS Carbon Free Power Plant | 61075 | NPM12 | ST | P | NA | NUC
2019 | ID | UAMPS Carbon Free Power Plant | 61075 | NPM2 | ST | P | NA | NUC
2019 | ID | UAMPS Carbon Free Power Plant | 61075 | NPM3 | ST | P | NA | NUC
2019 | ID | UAMPS Carbon Free Power Plant | 61075 | NPM4 | ST | P | NA | NUC
2019 | ID | UAMPS Carbon Free Power Plant | 61075 | NPM5 | ST | P | NA | NUC
2019 | ID | UAMPS Carbon Free Power Plant | 61075 | NPM6 | ST | P | NA | NUC
2019 | ID | UAMPS Carbon Free Power Plant | 61075 | NPM7 | ST | P | NA | NUC
2019 | ID | UAMPS Carbon Free Power Plant | 61075 | NPM8 | ST | P | NA | NUC
2019 | ID | UAMPS Carbon Free Power Plant | 61075 | NPM9 | ST | P | NA | NUC
2019 | ID | Upper Malad | 823 | 1 | HY | OP | NA | WAT |  | 452795 |  | 1.5381e-07 | EIA Prime Mover-level Data | NEI avg EF - PM, fuel type, firing type
2019 | ID | Upper Power Plant | 844 | 4 | HY | OP | NA | WAT |  | 450525 |  | 1.5381e-07 | EIA Prime Mover-level Data | NEI avg EF - PM, fuel type, firing type
2019 | ID | Upper Salmon A | 822 | 1 | HY | OP | NA | WAT |  | 481412.5 |  | 1.5381e-07 | EIA Prime Mover-level Data | NEI avg EF - PM, fuel type, firing type
2019 | ID | Upper Salmon A | 822 | 2 | HY | OP | NA | WAT |  | 481412.5 |  | 1.5381e-07 | EIA Prime Mover-level Data | NEI avg EF - PM, fuel type, firing type
2019 | ID | Upper Salmon B | 7079 | 1 | HY | OP | NA | WAT |  | 478494.8 |  | 1.5381e-07 | EIA Prime Mover-level Data | NEI avg EF - PM, fuel type, firing type
2019 | ID | Upper Salmon B | 7079 | 2 | HY | OP | NA | WAT |  | 484330.2 |  | 1.5381e-07 | EIA Prime Mover-level Data | NEI avg EF - PM, fuel type, firing type
2019 | ID | Wilson Lake Hydroelectric Project | 54306 | 1 | HY | OP | NA | WAT |  | 113334 |  | 1.5381e-07 | EIA Prime Mover-level Data | NEI avg EF - PM, fuel type, firing type
2019 | ID | Wilson Lake Hydroelectric Project | 54306 | 2 | HY | OP | NA | WAT |  | 113334 |  | 1.5381e-07 | EIA Prime Mover-level Data | NEI avg EF - PM, fuel type, firing type
2019 | ID | Wolverine Creek | 56301 | 1 | WT | OP | NA | WND |  | 1459331 |  | 0 | EIA Prime Mover-level Data | Estimated using an emission factor
2019 | ID | Yahoo Creek | 57126 | YCWP | WT | OP | NA | WND |  | 560115 |  | 0 | EIA Prime Mover-level Data | Estimated using an emission factor
2019 | ID | Bennett Mountain Power Project | 55733 | CT01 | GT | OP | CT | NG | 2303 | 3437898 | 11.3416 | 0.006598 | EPA/CAMD | EPA/NEI | 2005
2019 | ID | Evander Andrews Power Complex | 7953 | CT1 | GT | OP | CT | NG | 1726 | 2637197 | 4.6359 | 0.0035158 | EPA/CAMD | EPA/NEI | 2008
2019 | ID | Evander Andrews Power Complex | 7953 | CT2 | GT | OP | CT | NG | 674 | 281426.4 | 0.3496 | 0.0024845 | EPA/CAMD | EPA/NEI | 2001
2019 | ID | Evander Andrews Power Complex | 7953 | CT3 | GT | OP | CT | NG | 646 | 298965.9 | 0.60858 | 0.0040712 | EPA/CAMD | EPA/NEI | 2001
2019 | ID | Langley Gulch Power Plant | 57028 | CT1 | CT | OP | CC | NG | 5559 | 10448380 | 41.1219 | 0.0078714 | EPA/CAMD | EPA/NEI | 2012
2019 | ID | Rathdrum Combustion Turbine Project | 7456 | 1 | GT | OP | CT | NG | 952 | 619405.4 | 1.3901 | 0.0044884 | EPA/CAMD | EPA/NEI | 1995
2019 | ID | Rathdrum Combustion Turbine Project | 7456 | 2 | GT | OP | CT | NG | 1805 | 1070289 | 3.2333 | 0.0060419 | EPA/CAMD | EPA/NEI | 1995
2019 | ID | Rathdrum Power, LLC | 55179 | CTGEN1 | CT | OP | CC | NG | 7566 | 12664890 | 36.4523 | 0.0057564 | EPA/CAMD | NEI avg EF - PM, fuel type, firing type | 2001
2019 | IL | 1515 S Caron Road | 7770 | GT1 | GT | OP | NA | NG |  | 394 | 0.0010802 | 0.0054834 | EIA Prime Mover-level Data | NEI avg EF - PM, fuel type, firing type
2019 | IL | Adkins Energy LLC | 58136 | S5MW | GT | OP | NA | NG |  | 439543 | 1.2051 | 0.0054834 | EIA Prime Mover-level Data | NEI avg EF - PM, fuel type, firing type
2019 | IL | Adkins Energy LLC | 58136 | ST2MW | ST | OP | NA | NG |  | 306978 | 1.236 | 0.0080524 | EIA Prime Mover-level Data | NEI avg EF - PM, fuel type, firing type
2019 | IL | Agriwind | 56408 | AWND1 | WT | OP | NA | WND |  | 137621 |  | 0 | EIA Prime Mover-level Data | Estimated using an emission factor
2019 | IL | Altamont | 7990 | 1 | IC | SB | NA | DFO |  | 188.5 | 0.029218 | 0.31 | EIA Prime Mover-level Data | Estimated using an emission factor
2019 | IL | Altamont | 7990 | 2 | IC | SB | NA | DFO |  | 188.5 | 0.029218 | 0.31 | EIA Prime Mover-level Data | Estimated using an emission factor
2019 | IL | Altamont | 7990 | 3 | IC | SB | NA | DFO |  | 188.5 | 0.029218 | 0.31 | EIA Prime Mover-level Data | Estimated using an emission factor
2019 | IL | Altamont | 7990 | 4 | IC | SB | NA | DFO |  | 188.5 | 0.029218 | 0.31 | EIA Prime Mover-level Data | Estimated using an emission factor
2019 | IL | Archer Daniels Midland Taylorville | 54312 | GEN1 | GT | RE | NA | NG
2019 | IL | Argonne National Laboratory CHP | 60742 | CHP | GT | OP | NA | NG |  | 353629 | 0.96954 | 0.0054834 | EIA Prime Mover-level Data | NEI avg EF - PM, fuel type, firing type
2019 | IL | Avenue A Generator Sets | 7854 | 1 | IC | SB | NA | DFO |  | 449.5 | 0.069672 | 0.31 | EIA Prime Mover-level Data | Estimated using an emission factor
2019 | IL | Avenue A Generator Sets | 7854 | 2 | IC | SB | NA | DFO |  | 449.5 | 0.069672 | 0.31 | EIA Prime Mover-level Data | Estimated using an emission factor
2019 | IL | Avon Energy Partners LLC | 55768 | CH1 | IC | RE | NA | LFG
2019 | IL | Avon Energy Partners LLC | 55768 | CH2 | IC | RE | NA | LFG
2019 | IL | Avon Energy Partners LLC | 55768 | CH3 | IC | RE | NA | LFG
2019 | IL | Beecher Gas Recovery | 56419 | B1 | IC | OP | NA | LFG |  | 30110.67 | 0.22131 | 0.0147 | EIA Prime Mover-level Data | Estimated using an emission factor
2019 | IL | Beecher Gas Recovery | 56419 | B2 | IC | OP | NA | LFG |  | 30110.67 | 0.22131 | 0.0147 | EIA Prime Mover-level Data | Estimated using an emission factor
2019 | IL | Beecher Gas Recovery | 56419 | B3 | IC | OP | NA | LFG |  | 30110.67 | 0.22131 | 0.0147 | EIA Prime Mover-level Data | Estimated using an emission factor
2019 | IL | Bennington Wind | 63384 | BENN | WT | P | NA | WND
2019 | IL | Big Sky Wind LLC | 57135 | 1 | WT | OP | NA | WND |  | 4694803 |  | 0 | EIA Prime Mover-level Data | Estimated using an emission factor
2019 | IL | Bishop Hill Energy LLC | 57463 | 1 | WT | OP | NA | WND |  | 4706994 |  | 0 | EIA Prime Mover-level Data | Estimated using an emission factor
2019 | IL | Bishop Hill II Wind Farm | 58111 | 1 | WT | OP | NA | WND |  | 2491714 |  | 0 | EIA Prime Mover-level Data | Estimated using an emission factor
2019 | IL | Bishop Hill III | 61787 | BHIII | WT | OP | NA | WND |  | 3784538 |  | 0 | EIA Prime Mover-level Data | Estimated using an emission factor
2019 | IL | Blackstone Wind Farm II LLC | 57113 | GEN 1 | WT | OP | NA | WND |  | 4434495 |  | 0 | EIA Prime Mover-level Data | Estimated using an emission factor
2019 | IL | Blackstone Wind Farm LLC | 57110 | GEN 1 | WT | OP | NA | WND |  | 2442796 |  | 0 | EIA Prime Mover-level Data | Estimated using an emission factor
2019 | IL | Bloom | 865 | 331 | GT | RE | NA | DFO
2019 | IL | Bloom | 865 | 332 | GT | RE | NA | DFO
2019 | IL | Bloom | 865 | 333 | GT | RE | NA | DFO
2019 | IL | Bloom | 865 | 334 | GT | RE | NA | DFO
2019 | IL | Bloom | 865 | 341 | GT | RE | NA | DFO
2019 | IL | Bloom | 865 | 342 | GT | RE | NA | DFO
2019 | IL | Bloom | 865 | 343 | GT | RE | NA | DFO
2019 | IL | Bloom | 865 | 344 | GT | RE | NA | DFO
2019 | IL | BP Naperville Cogeneration Facility | 50722 | GEN1 | GT | OP | NA | NG |  | 974577 | 2.672 | 0.0054834 | EIA Prime Mover-level Data | NEI avg EF - PM, fuel type, firing type
2019 | IL | Braidwood Generation Station | 6022 | 1 | ST | OP | NA | NUC |  | 104273300 |  | 0 | EIA Prime Mover-level Data | Estimated using an emission factor
2019 | IL | Braidwood Generation Station | 6022 | 2 | ST | OP | NA | NUC |  | 107181200 |  | 0 | EIA Prime Mover-level Data | Estimated using an emission factor
2019 | IL | Breese | 934 | 2 | IC | SB | NA | DFO |  | 674.556 | 0.10456 | 0.31 | EIA Prime Mover-level Data | Estimated using an emission factor
2019 | IL | Breese | 934 | 5 | IC | SB | NA | DFO |  | 562.13 | 0.08713 | 0.31 | EIA Prime Mover-level Data | Estimated using an emission factor
2019 | IL | Breese | 934 | 6 | IC | SB | NA | DFO |  | 562.13 | 0.08713 | 0.31 | EIA Prime Mover-level Data | Estimated using an emission factor
2019 | IL | Breese | 934 | 7 | IC | SB | NA | DFO |  | 562.13 | 0.08713 | 0.31 | EIA Prime Mover-level Data | Estimated using an emission factor
2019 | IL | Breese | 934 | 8 | IC | SB | NA | DFO |  | 562.13 | 0.08713 | 0.31 | EIA Prime Mover-level Data | Estimated using an emission factor
2019 | IL | Breese | 934 | IC1 | IC | SB | NA | DFO |  | 202.367 | 0.031367 | 0.31 | EIA Prime Mover-level Data | Estimated using an emission factor
2019 | IL | Breese | 934 | IC3 | IC | SB | NA | DFO |  | 674.556 | 0.10456 | 0.31 | EIA Prime Mover-level Data | Estimated using an emission factor
2019 | IL | Breese | 934 | ST2 | ST | RE | NA | DFO
2019 | IL | Brickyard Energy Partners LLC | 55762 | BR1 | IC | RE | NA | LFG
2019 | IL | Brickyard Energy Partners LLC | 55762 | BR2 | IC | RE | NA | LFG
2019 | IL | Brickyard Energy Partners LLC | 55762 | BR3 | IC | RE | NA | LFG
2019 | IL | Brickyard Energy Partners LLC | 55762 | BR5 | IC | RE | NA | LFG
2019 | IL | Bright Stalk Wind Farm I | 57623 | GEN1 | WT | OP | NA | WND |  | 326706 |  | 0 | EIA Prime Mover-level Data | Estimated using an emission factor
2019 | IL | Bright Stalk Wind Farm II | 57622 | GEN1 | WT | IP | NA | WND
2019 | IL | Brown County Wind Turbine | 57767 | 1 | WT | OP | NA | WND |  | 27781 |  | 0 | EIA Prime Mover-level Data | Estimated using an emission factor
2019 | IL | Bunge Oil | 52034 | 1 | GT | RE | NA | NG
2019 | IL | Bushnell | 935 | 1 | IC | SB | NA | DFO |  | 16.648 | 0.0025804 | 0.31 | EIA Prime Mover-level Data | Estimated using an emission factor
2019 | IL | Bushnell | 935 | 2 | IC | SB | NA | DFO |  | 16.648 | 0.0025804 | 0.31 | EIA Prime Mover-level Data | Estimated using an emission factor
2019 | IL | Bushnell | 935 | 3 | IC | SB | NA | DFO |  | 183.13 | 0.028385 | 0.31 | EIA Prime Mover-level Data | Estimated using an emission factor
2019 | IL | Bushnell | 935 | 4 | IC | SB | NA | DFO |  | 183.13 | 0.028385 | 0.31 | EIA Prime Mover-level Data | Estimated using an emission factor
2019 | IL | Bushnell | 935 | 5 | IC | SB | NA | DFO |  | 83.241 | 0.012902 | 0.31 | EIA Prime Mover-level Data | Estimated using an emission factor
2019 | IL | Bushnell | 935 | 6 | IC | SB | NA | DFO |  | 208.102 | 0.032256 | 0.31 | EIA Prime Mover-level Data | Estimated using an emission factor
2019 | IL | Bushnell | 935 | 7 | IC | SB | NA | DFO |  | 208.102 | 0.032256 | 0.31 | EIA Prime Mover-level Data | Estimated using an emission factor
2019 | IL | Byron Generating Station | 6023 | 1 | ST | OP | NA | NUC |  | 109210100 |  | 0 | EIA Prime Mover-level Data | Estimated using an emission factor
2019 | IL | Byron Generating Station | 6023 | 2 | ST | OP | NA | NUC |  | 100854000 |  | 0 | EIA Prime Mover-level Data | Estimated using an emission factor
2019 | IL | California Ridge Wind Energy LLC | 58008 | CR | WT | OP | NA | WND |  | 6824053 |  | 0 | EIA Prime Mover-level Data | Estimated using an emission factor
2019 | IL | Calumet | 866 | 311 | GT | RE | NA | NG
2019 | IL | Calumet | 866 | 312 | GT | RE | NA | NG
2019 | IL | Calumet | 866 | 313 | GT | RE | NA | NG
2019 | IL | Calumet | 866 | 314 | GT | RE | NA | NG
2019 | IL | Calumet | 866 | 321 | GT | RE | NA | NG
2019 | IL | Calumet | 866 | 322 | GT | RE | NA | NG
2019 | IL | Calumet | 866 | 323 | GT | RE | NA | NG
2019 | IL | Calumet | 866 | 324 | GT | RE | NA | NG
2019 | IL | Calumet | 866 | 331 | GT | RE | NA | NG
2019 | IL | Calumet | 866 | 332 | GT | RE | NA | NG
2019 | IL | Calumet | 866 | 333 | GT | RE | NA | NG
2019 | IL | Calumet | 866 | 341 | GT | RE | NA | NG
2019 | IL | Calumet | 866 | 342 | GT | RE | NA | NG
2019 | IL | Calumet | 866 | 343 | GT | RE | NA | NG
2019 | IL | Calumet | 866 | 344 | GT | RE | NA | NG
2019 | IL | Camp Grove Wind Farm | 56640 | 1 | WT | OP | NA | WND |  | 3823119 |  | 0 | EIA Prime Mover-level Data | Estimated using an emission factor
2019 | IL | Cardinal Point LLC | 59902 | GEN | WT | V | NA | WND
2019 | IL | Carlyle | 936 | 1 | IC | RE | NA | DFO
2019 | IL | Carlyle | 936 | 7 | IC | SB | NA | DFO |  | 591.87 | 0.09174 | 0.31 | EIA Prime Mover-level Data | Estimated using an emission factor
2019 | IL | Carlyle | 936 | 8 | IC | SB | NA | DFO |  | 739.837 | 0.11467 | 0.31 | EIA Prime Mover-level Data | Estimated using an emission factor
2019 | IL | Carlyle | 936 | 9 | IC | SB | NA | DFO |  | 739.837 | 0.11467 | 0.31 | EIA Prime Mover-level Data | Estimated using an emission factor
2019 | IL | Carlyle | 936 | 10 | IC | SB | NA | DFO |  | 739.837 | 0.11467 | 0.31 | EIA Prime Mover-level Data | Estimated using an emission factor
2019 | IL | Carlyle | 936 | 11 | IC | OP | NA | DFO |  | 828.618 | 0.12819 | 0.30942 | EIA Prime Mover-level Data | NEI avg EF - PM, fuel type, firing type
2019 | IL | Carmi | 937 | 5 | IC | RE | NA | NG
2019 | IL | Carmi | 937 | 6 | IC | RE | NA | DFO
2019 | IL | Carmi | 937 | 7 | IC | OP | NA | DFO |  | 31.77 | 0.0049244 | 0.31 | EIA Prime Mover-level Data | Estimated using an emission factor
2019 | IL | Carmi | 937 | 8 | IC | OP | NA | DFO |  | 40.435 | 0.0062674 | 0.31 | EIA Prime Mover-level Data | Estimated using an emission factor
2019 | IL | Carmi | 937 | 9 | IC | OP | NA | DFO |  | 49.099 | 0.0076103 | 0.31 | EIA Prime Mover-level Data | Estimated using an emission factor
2019 | IL | Carmi | 937 | 10 | IC | OP | NA | DFO |  | 49.099 | 0.0076103 | 0.31 | EIA Prime Mover-level Data | Estimated using an emission factor
2019 | IL | Carmi | 937 | 11 | IC | RE | NA | DFO |  | 77.981 | 0.012087 | 0.31 | EIA Prime Mover-level Data | Estimated using an emission factor
2019 | IL | Carmi | 937 | 12 | IC | OP | NA | DFO |  | 57.764 | 0.0089534 | 0.31 | EIA Prime Mover-level Data | Estimated using an emission factor
2019 | IL | Carmi | 937 | 13 | IC | OP | NA | DFO |  | 127.081 | 0.019698 | 0.31 | EIA Prime Mover-level Data | Estimated using an emission factor
2019 | IL | Carmi | 937 | 14 | IC | OP | NA | DFO |  | 31.77 | 0.0049244 | 0.31 | EIA Prime Mover-level Data | Estimated using an emission factor
2019 | IL | Casey City of | 56053 | 1 | IC | SB | NA | DFO |  | 130 | 0.02015 | 0.31 | EIA Prime Mover-level Data | Estimated using an emission factor
2019 | IL | Casey City of | 56053 | 2 | IC | SB | NA | DFO |  | 130 | 0.02015 | 0.31 | EIA Prime Mover-level Data | Estimated using an emission factor
2019 | IL | Casey City of | 56053 | 3 | IC | SB | NA | DFO |  | 130 | 0.02015 | 0.31 | EIA Prime Mover-level Data | Estimated using an emission factor
2019 | IL | CED Beecher Sun Solar | 63823 | BS1 | PV | U | NA | SUN
2019 | IL | CED Champaign Solar LLC | 62681 | CSIL | PV | U | NA | SUN
2019 | IL | CED Hilltop Solar | 63824 | HS1 | PV | U | NA | SUN
2019 | IL | CED Peoria Solar | 63656 | PS1 | PV | T | NA | SUN
2019 | IL | Charter Dura-Bar | 54540 | 1A | IC | OP | NA | NG |  | 16764 | 0.0035363 | 0.0004219 | EIA Prime Mover-level Data | NEI avg EF - PM, fuel type, firing type
2019 | IL | Charter Dura-Bar | 54540 | 1B | IC | OP | NA | NG |  | 16764 | 0.0035363 | 0.0004219 | EIA Prime Mover-level Data | NEI avg EF - PM, fuel type, firing type
2019 | IL | Charter Dura-Bar | 54540 | 2A | IC | OP | NA | NG |  | 16764 | 0.0035363 | 0.0004219 | EIA Prime Mover-level Data | NEI avg EF - PM, fuel type, firing type
2019 | IL | Charter Dura-Bar | 54540 | 2B | IC | OP | NA | NG |  | 16764 | 0.0035363 | 0.0004219 | EIA Prime Mover-level Data | NEI avg EF - PM, fuel type, firing type
2019 | IL | Charter Dura-Bar | 54540 | 3A | IC | OP | NA | NG |  | 16764 | 0.0035363 | 0.0004219 | EIA Prime Mover-level Data | NEI avg EF - PM, fuel type, firing type
2019 | IL | Charter Dura-Bar | 54540 | 3B | IC | OP | NA | NG |  | 16764 | 0.0035363 | 0.0004219 | EIA Prime Mover-level Data | NEI avg EF - PM, fuel type, firing type
2019 | IL | Chicago West Side Energy Center | 59794 | GEN1 | GT | OP | NA | NG |  | 288854 | 0.79195 | 0.0054834 | EIA Prime Mover-level Data | NEI avg EF - PM, fuel type, firing type
2019 | IL | CID Gas Recovery | 50573 | GEN1 | GT | RE | NA | LFG
2019 | IL | CID Gas Recovery | 50573 | GEN2 | GT | OP | NA | LFG |  | 374346 | 4.0429 | 0.0216 | EIA Prime Mover-level Data | Estimated using an emission factor
2019 | IL | Clinton LFGTE | 59635 | 1 | IC | OP | NA | LFG |  | 106182 | 0.78044 | 0.0147 | EIA Prime Mover-level Data | Estimated using an emission factor
2019 | IL | Clinton LFGTE | 59635 | 2 | IC | OP | NA | LFG |  | 106182 | 0.78044 | 0.0147 | EIA Prime Mover-level Data | Estimated using an emission factor
2019 | IL | Clinton Power Station | 204 | 1 | ST | OP | NA | NUC |  | 87326190 |  | 0 | EIA Prime Mover-level Data | Estimated using an emission factor
2019 | IL | Collins | 6025 | 1 | ST | RE | NA | NG
2019 | IL | Collins | 6025 | 2 | ST | RE | NA | NG
2019 | IL | Collins | 6025 | 3 | ST | RE | NA | NG
2019 | IL | Collins | 6025 | 4 | ST | RE | NA | NG
2019 | IL | Collins | 6025 | 5 | ST | RE | NA | NG
2019 | IL | Com Adam 1WF-1 | 58887 | ADAM | WT | OA | NA | WND |  | 38724 |  | 0 | EIA Prime Mover-level Data | Estimated using an emission factor
2019 | IL | Com Adam 1WF-1 | 58887 | EVE | WT | OP | NA | WND |  | 38724 |  | 0 | EIA Prime Mover-level Data | Estimated using an emission factor
2019 | IL | Conagra Foods at St. Elmo | 63830 | CFS | PV | U | NA | SUN
2019 | IL | Countyside Genco LLC | 55773 | CS1 | IC | RE | NA | LFG
2019 | IL | Countyside Genco LLC | 55773 | CS10 | GT | OP | NA | LFG |  | 165907.8 | 1.7918 | 0.0216 | EIA Prime Mover-level Data | Estimated using an emission factor
2019 | IL | Countyside Genco LLC | 55773 | CS2 | IC | RE | NA | LFG
2019 | IL | Countyside Genco LLC | 55773 | CS3 | IC | RE | NA | LFG
2019 | IL | Countyside Genco LLC | 55773 | CS4 | IC | RE | NA | LFG
2019 | IL | Countyside Genco LLC | 55773 | CS5 | IC | RE | NA | LFG
2019 | IL | Countyside Genco LLC | 55773 | CS6 | IC | RE | NA | LFG
2019 | IL | Countyside Genco LLC | 55773 | CS7 | GT | OP | NA | LFG |  | 165907.8 | 1.7918 | 0.0216 | EIA Prime Mover-level Data | Estimated using an emission factor
2019 | IL | Countyside Genco LLC | 55773 | CS8 | GT | OP | NA | LFG |  | 165907.8 | 1.7918 | 0.0216 | EIA Prime Mover-level Data | Estimated using an emission factor
2019 | IL | Countyside Genco LLC | 55773 | CS9 | GT | OP | NA | LFG |  | 165907.8 | 1.7918 | 0.0216 | EIA Prime Mover-level Data | Estimated using an emission factor
2019 | IL | CPV Three Rivers Energy Center | 63931 | GEN1 | CS | P | NA | NG
2019 | IL | CPV Three Rivers Energy Center | 63931 | GEN2 | CS | P | NA | NG
2019 | IL | Crawford | 867 | 7 | ST | RE | TANGENTIAL | SUB
2019 | IL | Crawford | 867 | 8 | ST | RE | TANGENTIAL | SUB
2019 | IL | Crawford | 867 | 311 | GT | RE | NA | NG
2019 | IL | Crawford | 867 | 312 | GT | RE | NA | NG
2019 | IL | Crawford | 867 | 313 | GT | RE | NA | NG
2019 | IL | Crawford | 867 | 314 | GT | RE | NA | NG
2019 | IL | Crawford | 867 | 321 | GT | RE | NA | NG
2019 | IL | Crawford | 867 | 322 | GT | RE | NA | NG
2019 | IL | Crawford | 867 | 323 | GT | RE | NA | NG
2019 | IL | Crawford | 867 | 324 | GT | RE | NA | NG
2019 | IL | Crawford | 867 | 331 | GT | RE | NA | NG
2019 | IL | Crawford | 867 | 332 | GT | RE | NA | NG
2019 | IL | Crawford | 867 | 333 | GT | RE | NA | NG
2019 | IL | Crawford | 867 | 334 | GT | RE | NA | NG
2019 | IL | Crescent Ridge | 56297 | 1 | WT | OP | NA | WND |  | 1355249 |  | 0 | EIA Prime Mover-level Data | Estimated using an emission factor
2019 | IL | Crescent Ridge II Wind Energy Project | 56653 | 1 | WT | CN | NA | WND
2019 | IL | CSL Behring LLC | 54790 | GEN1 | GT | OP | NA | NG |  | 475306 | 1.3031 | 0.0054834 | EIA Prime Mover-level Data | NEI avg EF - PM, fuel type, firing type
2019 | IL | Dayton Hydro | 10520 | 1 | HY | OP | NA | WAT |  | 92946.22 |  | 1.5381e-07 | EIA Prime Mover-level Data | NEI avg EF - PM, fuel type, firing type
2019 | IL | Dayton Hydro | 10520 | 2 | HY | OP | NA | WAT |  | 58091.39 |  | 1.5381e-07 | EIA Prime Mover-level Data | NEI avg EF - PM, fuel type, firing type
2019 | IL | Dayton Hydro | 10520 | 3 | HY | OP | NA | WAT |  | 58091.39 |  | 1.5381e-07 | EIA Prime Mover-level Data | NEI avg EF - PM, fuel type, firing type
2019 | IL | DePue Holdings, LLC | 63845 | DEPUE | PV | P | NA | SUN
2019 | IL | Devonshire Power Partners LLC | 55761 | DO1 | IC | RE | NA | LFG
2019 | IL | Devonshire Power Partners LLC | 55761 | DO2 | IC | RE | NA | LFG
2019 | IL | Devonshire Power Partners LLC | 55761 | DO3 | IC | RE | NA | LFG
2019 | IL | Devonshire Power Partners LLC | 55761 | DO4 | IC | RE | NA | LFG
2019 | IL | Devonshire Power Partners LLC | 55761 | DO5 | IC | RE | NA | LFG
2019 | IL | Dixon Hydroelectric Dam | 54969 | 1 | HY | OP | NA | WAT |  | 22288.4 |  | 1.5381e-07 | EIA Prime Mover-level Data | NEI avg EF - PM, fuel type, firing type
2019 | IL | Dixon Hydroelectric Dam | 54969 | 2 | HY | OP | NA | WAT |  | 22288.4 |  | 1.5381e-07 | EIA Prime Mover-level Data | NEI avg EF - PM, fuel type, firing type
2019 | IL | Dixon Hydroelectric Dam | 54969 | 3 | HY | OP | NA | WAT |  | 22288.4 |  | 1.5381e-07 | EIA Prime Mover-level Data | NEI avg EF - PM, fuel type, firing type
2019 | IL | Dixon Hydroelectric Dam | 54969 | 4 | HY | OP | NA | WAT |  | 22288.4 |  | 1.5381e-07 | EIA Prime Mover-level Data | NEI avg EF - PM, fuel type, firing type
2019 | IL | Dixon Hydroelectric Dam | 54969 | 5 | HY | OP | NA | WAT |  | 22288.4 |  | 1.5381e-07 | EIA Prime Mover-level Data | NEI avg EF - PM, fuel type, firing type
2019 | IL | Dixon/Lee Energy Partners LLC | 55763 | DX1 | IC | RE | NA | LFG
2019 | IL | Dixon/Lee Energy Partners LLC | 55763 | DX2 | IC | RE | NA | LFG
2019 | IL | Dixon/Lee Energy Partners LLC | 55763 | DX3 | IC | RE | NA | LFG
2019 | IL | Dixon/Lee Energy Partners LLC | 55763 | DX4 | IC | RE | NA | LFG
2019 | IL | Dresden Generating Station | 869 | 2 | ST | OP | NA | NUC |  | 74540960 |  | 0 | EIA Prime Mover-level Data | Estimated using an emission factor
2019 | IL | Dresden Generating Station | 869 | 3 | ST | OP | NA | NUC |  | 82936410 |  | 0 | EIA Prime Mover-level Data | Estimated using an emission factor
2019 | IL | EcoGrove Wind LLC | 56805 | 1 | WT | OP | NA | WND |  | 2157339 |  | 0 | EIA Prime Mover-level Data | Estimated using an emission factor
2019 | IL | El Paso Wind Project | 56663 | 1 | WT | CN | NA | WND
2019 | IL | Electric Junction | 870 | 311 | GT | RE | NA | NG
2019 | IL | Electric Junction | 870 | 312 | GT | RE | NA | NG
2019 | IL | Electric Junction | 870 | 313 | GT | RE | NA | NG
2019 | IL | Electric Junction | 870 | 314 | GT | RE | NA | NG
2019 | IL | Electric Junction | 870 | 321 | GT | RE | NA | NG
2019 | IL | Electric Junction | 870 | 322 | GT | RE | NA | NG
2019 | IL | Electric Junction | 870 | 323 | GT | RE | NA | NG
2019 | IL | Electric Junction | 870 | 324 | GT | RE | NA | NG
2019 | IL | Electric Junction | 870 | 331 | GT | RE | NA | NG
2019 | IL | Electric Junction | 870 | 332 | GT | RE | NA | NG
2019 | IL | Electric Junction | 870 | 333 | GT | RE | NA | NG
2019 | IL | Electric Junction | 870 | 334 | GT | RE | NA | NG
2019 | IL | Electric Junction | 870 | 341 | GT | RE | NA | NG
2019 | IL | Electric Junction | 870 | 342 | GT | RE | NA | NG
2019 | IL | Electric Junction | 870 | 343 | GT | RE | NA | NG
2019 | IL | Electric Junction | 870 | 344 | GT | RE | NA | NG
2019 | IL | Elwood Energy Storage Center | 59959 | WCBS | BA | OP | NA | MWH |  | 0 |  |  | EIA Prime Mover-level Data
2019 | IL | ESIL-PFCHICAGO 2, LLC | 63889 | PF2CH | PV | V | NA | SUN
2019 | IL | ESIL-PFCHICAGO 3, LLC | 63888 | PF3CH | PV | V | NA | SUN
2019 | IL | Evanston Township High School | 54788 | GEN1 | IC | SB | NA | NG |  |  |  | 0.0004219
2019 | IL | Evanston Township High School | 54788 | GEN2 | IC | SB | NA | NG |  |  |  | 0.0004219
2019 | IL | Evanston Township High School | 54788 | GEN3 | IC | SB | NA | NG |  |  |  | 0.0004219
2019 | IL | Exelon Solar Chicago | 57191 | ECS1 | PV | OP | NA | SUN |  | 125466 |  | 0 | EIA Prime Mover-level Data | Estimated using an emission factor
2019 | IL | Fairfield | 940 | IC5 | IC | OP | NA | DFO |  | 64 | 0.00992 | 0.31 | EIA Prime Mover-level Data | Estimated using an emission factor
2019 | IL | Fairfield | 940 | IC6 | IC | OP | NA | DFO |  | 64 | 0.00992 | 0.31 | EIA Prime Mover-level Data | Estimated using an emission factor
2019 | IL | Fairfield | 940 | IC7 | IC | OP | NA | DFO |  | 72 | 0.01116 | 0.31 | EIA Prime Mover-level Data | Estimated using an emission factor
2019 | IL | Farmer City | 941 | 1 | IC | OP | NA | NG |  | 198.053 | 4.1789e-05 | 0.000422 | EIA Prime Mover-level Data | Estimated using an emission factor
2019 | IL | Farmer City | 941 | 2 | IC | OP | NA | DFO |  | 145.239 | 0.022512 | 0.31 | EIA Prime Mover-level Data | Estimated using an emission factor
2019 | IL | Farmer City | 941 | 4 | IC | OP | NA | DFO |  | 105.628 | 0.016372 | 0.31 | EIA Prime Mover-level Data | Estimated using an emission factor
2019 | IL | Farmer City | 941 | 5 | IC | OP | NA | NG |  | 462.124 | 9.7508e-05 | 0.000422 | EIA Prime Mover-level Data | Estimated using an emission factor
2019 | IL | Farmer City | 941 | 6 | IC | OP | NA | DFO |  | 290.478 | 0.045024 | 0.31 | EIA Prime Mover-level Data | Estimated using an emission factor
2019 | IL | Farmer City | 941 | 7 | IC | OP | NA | DFO |  | 290.478 | 0.045024 | 0.31 | EIA Prime Mover-level Data | Estimated using an emission factor
2019 | IL | Five Oaks Gas Recovery | 56529 | GEN1 | IC | OP | NA | LFG |  | 71383.5 | 0.52467 | 0.0147 | EIA Prime Mover-level Data | Estimated using an emission factor
2019 | IL | Five Oaks Gas Recovery | 56529 | GEN2 | IC | OP | NA | LFG |  | 71383.5 | 0.52467 | 0.0147 | EIA Prime Mover-level Data | Estimated using an emission factor
2019 | IL | Five Oaks Gas Recovery | 56529 | GEN3 | IC | OP | NA | LFG |  | 71383.5 | 0.52467 | 0.0147 | EIA Prime Mover-level Data | Estimated using an emission factor
2019 | IL | Five Oaks Gas Recovery | 56529 | GEN4 | IC | OP | NA | LFG |  | 71383.5 | 0.52467 | 0.0147 | EIA Prime Mover-level Data | Estimated using an emission factor
2019 | IL | Flora Site A | 56117 | 1 | IC | OP | NA | DFO |  | 114 | 0.01767 | 0.31 | EIA Prime Mover-level Data | Estimated using an emission factor
2019 | IL | Flora Site A | 56117 | 2 | IC | OP | NA | DFO |  | 114 | 0.01767 | 0.31 | EIA Prime Mover-level Data | Estimated using an emission factor
2019 | IL | Flora Site A | 56117 | 3 | IC | OP | NA | DFO |  | 114 | 0.01767 | 0.31 | EIA Prime Mover-level Data | Estimated using an emission factor
2019 | IL | Flora Site B | 56118 | 4 | IC | OP | NA | DFO |  | 111.5 | 0.017282 | 0.31 | EIA Prime Mover-level Data | Estimated using an emission factor
2019 | IL | Flora Site B | 56118 | 5 | IC | OP | NA | DFO |  | 111.5 | 0.017282 | 0.31 | EIA Prime Mover-level Data | Estimated using an emission factor
2019 | IL | Fox Metro Water Reclamation District | 50904 | RU3 | IC | RE | NA | NG
2019 | IL | Fox Metro Water Reclamation District | 50904 | RU4 | IC | RE | NA | NG
2019 | IL | FPL Energy Illinois Wind LLC Hybrid | 57325 | BFT | BA | OP | NA | MWH |  | 0 |  |  | EIA Prime Mover-level Data
2019 | IL | FPL Energy Illinois Wind LLC Hybrid | 57325 | GE1.5 | WT | OP | NA | WND |  | 5907234 |  | 0 | EIA Prime Mover-level Data | Estimated using an emission factor
2019 | IL | Freeburg | 943 | 1 | IC | SB | NA | DFO |  | 7.49 | 0.0011609 | 0.31 | EIA Prime Mover-level Data | Estimated using an emission factor
2019 | IL | Freeburg | 943 | 2 | IC | SB | NA | DFO |  | 7.49 | 0.0011609 | 0.31 | EIA Prime Mover-level Data | Estimated using an emission factor
2019 | IL | Freeburg | 943 | 3 | IC | SB | NA | DFO |  | 11.236 | 0.0017416 | 0.31 | EIA Prime Mover-level Data | Estimated using an emission factor
2019 | IL | Freeburg | 943 | 4 | IC | SB | NA | DFO |  | 18.726 | 0.0029025 | 0.31 | EIA Prime Mover-level Data | Estimated using an emission factor
2019 | IL | Freeburg | 943 | 6 | IC | SB | NA | DFO |  | 33.707 | 0.0052246 | 0.31 | EIA Prime Mover-level Data | Estimated using an emission factor
2019 | IL | Freeburg | 943 | 7 | IC | SB | NA | DFO |  | 48.688 | 0.0075466 | 0.31 | EIA Prime Mover-level Data | Estimated using an emission factor
2019 | IL | Freeburg | 943 | 8 | IC | SB | NA | DFO |  | 31.834 | 0.0049343 | 0.31 | EIA Prime Mover-level Data | Estimated using an emission factor
2019 | IL | Freeburg | 943 | 9 | IC | SB | NA | DFO |  | 33.707 | 0.0052246 | 0.31 | EIA Prime Mover-level Data | Estimated using an emission factor
2019 | IL | Freeburg | 943 | 10 | IC | SB | NA | DFO |  | 33.707 | 0.0052246 | 0.31 | EIA Prime Mover-level Data | Estimated using an emission factor
2019 | IL | Freeburg | 943 | 11 | IC | SB | NA | DFO |  | 33.707 | 0.0052246 | 0.31 | EIA Prime Mover-level Data | Estimated using an emission factor
2019 | IL | Freeburg | 943 | 12 | IC | SB | NA | DFO |  | 33.707 | 0.0052246 | 0.31 | EIA Prime Mover-level Data | Estimated using an emission factor
2019 | IL | Fuyao Glass Illinois Inc. | 54360 | 1200 | IC | RE | NA | DFO
2019 | IL | Fuyao Glass Illinois Inc. | 54360 | PORT | IC | SB | NA | DFO |  |  |  | 0.30942
2019 | IL | Fuyao Glass Illinois Inc. | 54360 | TK1 | IC | SB | NA | DFO |  |  |  | 0.30942
2019 | IL | Fuyao Glass Illinois Inc. | 54360 | TK2 | IC | SB | NA | DFO |  |  |  | 0.30942
2019 | IL | Galesburg | 54310 | GEN1 | IC | RE | NA | NG
2019 | IL | Galesburg | 54310 | GEN2 | IC | RE | NA | NG
2019 | IL | Galesburg | 54310 | GEN3 | IC | RE | NA | NG
2019 | IL | Galesburg Solar Array | 63399 | GWA01 | PV | P | NA | SUN
2019 | IL | Geneseo | 944 | 1 | IC | OP | NA | NG |  | 183.429 | 3.8704e-05 | 0.000422 | EIA Prime Mover-level Data | Estimated using an emission factor
2019 | IL | Geneseo | 944 | 2 | IC | OP | NA | NG |  | 114.643 | 2.419e-05 | 0.000422 | EIA Prime Mover-level Data | Estimated using an emission factor
2019 | IL | Geneseo | 944 | 3 | IC | OP | NA | NG |  | 114.643 | 2.419e-05 | 0.000422 | EIA Prime Mover-level Data | Estimated using an emission factor
2019 | IL | Geneseo | 944 | 4 | IC | OP | NA | NG |  | 52.408 | 1.1058e-05 | 0.000422 | EIA Prime Mover-level Data | Estimated using an emission factor
2019 | IL | Geneseo | 944 | 7 | IC | OP | NA | NG |  | 98.265 | 2.0734e-05 | 0.000422 | EIA Prime Mover-level Data | Estimated using an emission factor
2019 | IL | Geneseo | 944 | 9 | IC | OP | NA | DFO |  | 157.224 | 0.02437 | 0.31 | EIA Prime Mover-level Data | Estimated using an emission factor
2019 | IL | Geneseo | 944 | 10 | WT | OP | NA | WND |  | 27780.5 |  | 0 | EIA Prime Mover-level Data | Estimated using an emission factor
2019 | IL | Geneseo | 944 | 11 | WT | OP | NA | WND |  | 27780.5 |  | 0 | EIA Prime Mover-level Data | Estimated using an emission factor
2019 | IL | Geneseo | 944 | 12 | PV | OP | NA | SUN |  | 13550 |  | 0 | EIA Prime Mover-level Data | Estimated using an emission factor
2019 | IL | Geneseo | 944 | 5A | IC | OP | NA | NG |  | 144.122 | 3.041e-05 | 0.000422 | EIA Prime Mover-level Data | Estimated using an emission factor
2019 | IL | Geneseo | 944 | 6A | IC | OP | NA | NG |  | 98.265 | 2.0734e-05 | 0.000422 | EIA Prime Mover-level Data | Estimated using an emission factor
2019 | IL | Geneva Generation Facility | 56462 | GEN 1 | IC | OP | NA | NG |  | 7015.6 | 0.0014803 | 0.000422 | EIA Prime Mover-level Data | Estimated using an emission factor
2019 | IL | Geneva Generation Facility | 56462 | GEN 2 | IC | OP | NA | NG |  | 7015.6 | 0.0014803 | 0.000422 | EIA Prime Mover-level Data | Estimated using an emission factor
2019 | IL | Geneva Generation Facility | 56462 | GEN 3 | IC | OP | NA | NG |  | 7015.6 | 0.0014803 | 0.000422 | EIA Prime Mover-level Data | Estimated using an emission factor
2019 | IL | Geneva Generation Facility | 56462 | GEN 4 | IC | OP | NA | NG |  | 7015.6 | 0.0014803 | 0.000422 | EIA Prime Mover-level Data | Estimated using an emission factor
2019 | IL | Geneva Generation Facility | 56462 | GEN 5 | IC | OP | NA | NG |  | 7015.6 | 0.0014803 | 0.000422 | EIA Prime Mover-level Data | Estimated using an emission factor
2019 | IL | Geneva Generation Facility | 56462 | GEN6 | IC | RE | NA | DFO
2019 | IL | Grand Ridge Battery Projects | 59957 | GIVB | BA | OP | NA | MWH |  | 0 |  |  | EIA Prime Mover-level Data
2019 | IL | Grand Ridge Battery Projects | 59957 | GRES | BA | OP | NA | MWH |  | 0 |  |  | EIA Prime Mover-level Data
2019 | IL | Grand Ridge Solar Farm | 57912 | 1 | PV | OP | NA | SUN |  | 270574 |  | 0 | EIA Prime Mover-level Data | Estimated using an emission factor
2019 | IL | Grand Ridge Wind Energy Center | 56941 | 1 | WT | OP | NA | WND |  | 1096401 |  | 0 | EIA Prime Mover-level Data | Estimated using an emission factor
2019 | IL | Grand Ridge Wind Energy Center | 56941 | 2 | WT | OP | NA | WND |  | 564812.4 |  | 0 | EIA Prime Mover-level Data | Estimated using an emission factor
2019 | IL | Grand Ridge Wind Energy Center | 56941 | 3 | WT | OP | NA | WND |  | 548200.3 |  | 0 | EIA Prime Mover-level Data | Estimated using an emission factor
2019 | IL | Grand Ridge Wind Energy Center | 56941 | 4 | WT | OP | NA | WND |  | 116284.9 |  | 0 | EIA Prime Mover-level Data | Estimated using an emission factor
2019 | IL | Granite City Works | 57072 | PB-1 | ST | OP | NA | BFG |  | 3540741 | 0.7471 | 0.000422 | EIA Unit-level Data | NEI avg EF - PM, fuel type, firing type
2019 | IL | Green River Wind Farm | 60471 | GRNRV | WT | OP | NA | WND |  | 623806 |  | 0 | EIA Prime Mover-level Data | Estimated using an emission factor
2019 | IL | Greene Valley Gas Recovery | 55014 | GEN1 | GT | OP | NA | LFG |  | 341289.5 | 3.6859 | 0.0216 | EIA Prime Mover-level Data | Estimated using an emission factor
2019 | IL | Greene Valley Gas Recovery | 55014 | GEN2 | GT | OP | NA | LFG |  | 341289.5 | 3.6859 | 0.0216 | EIA Prime Mover-level Data | Estimated using an emission factor
2019 | IL | Greene Valley Gas Recovery | 55014 | GEN3 | GT | RE | NA | LFG
2019 | IL | GSG LLC | 56450 | 1 | WT | OP | NA | WND |  | 1801083 |  | 0 | EIA Prime Mover-level Data | Estimated using an emission factor
2019 | IL | Harmony Road Solar | 63069 | 1823 | PV | U | NA | SUN
2019 | IL | Harvest Ridge Wind Farm | 61161 | GEN01 | WT | U | NA | WND
2019 | IL | Heartland Community College | 59776 | T01 | WT | OP | NA | WND |  | 42196 |  | 0 | EIA Prime Mover-level Data | Estimated using an emission factor
2019 | IL | High Point Solar LLC | 63838 | HPS | PV | L | NA | SUN
2019 | IL | High Trail Wind Farm LLC | 56338 | 1 | WT | OP | NA | WND |  | 5023424 |  | 0 | EIA Prime Mover-level Data | Estimated using an emission factor
2019 | IL | Highland | 946 | IC1 | IC | SB | NA | DFO |  | 187.182 | 0.029013 | 0.31 | EIA Prime Mover-level Data | Estimated using an emission factor
2019 | IL | Highland | 946 | IC2 | IC | SB | NA | DFO |  | 187.182 | 0.029013 | 0.31 | EIA Prime Mover-level Data | Estimated using an emission factor
2019 | IL | Highland | 946 | IC3 | IC | SB | NA | DFO |  | 187.182 | 0.029013 | 0.31 | EIA Prime Mover-level Data | Estimated using an emission factor
2019 | IL | Highland | 946 | IC5 | IC | SB | NA | DFO |  | 233.977 | 0.036266 | 0.31 | EIA Prime Mover-level Data | Estimated using an emission factor
2019 | IL | Highland | 946 | IC6 | IC | SB | NA | DFO |  | 233.977 | 0.036266 | 0.31 | EIA Prime Mover-level Data | Estimated using an emission factor
2019 | IL | Highland | 946 | IC7 | IC | SB | NA | DFO |  | 514.75 | 0.079786 | 0.31 | EIA Prime Mover-level Data | Estimated using an emission factor
2019 | IL | Highland | 946 | IC8 | IC | SB | NA | DFO |  | 514.75 | 0.079786 | 0.31 | EIA Prime Mover-level Data | Estimated using an emission factor
2019 | IL | Hilltopper Wind Project | 61735 | WT1 | WT | OP | NA | WND |  | 5262556 |  | 0 | EIA Prime Mover-level Data | Estimated using an emission factor
2019 | IL | Hoffer Plastics | 54523 | GEN1 | IC | OP | NA | NG |  | 2167.667 | 0.00045738 | 0.000422 | EIA Prime Mover-level Data | Estimated using an emission factor
2019 | IL | Hoffer Plastics | 54523 | GEN2 | IC | OP | NA | NG |  | 2167.667 | 0.00045738 | 0.000422 | EIA Prime Mover-level Data | Estimated using an emission factor
2019 | IL | Hoffer Plastics | 54523 | GEN3 | IC | OP | NA | NG |  | 2167.667 | 0.00045738 | 0.000422 | EIA Prime Mover-level Data | Estimated using an emission factor
2019 | IL | Hoffer Plastics | 54523 | GEN4 | IC | OP | NA | NG |  | 2167.667 | 0.00045738 | 0.000422 | EIA Prime Mover-level Data | Estimated using an emission factor
2019 | IL | Hoffer Plastics | 54523 | GEN5 | IC | OP | NA | NG |  | 2167.667 | 0.00045738 | 0.000422 | EIA Prime Mover-level Data | Estimated using an emission factor
2019 | IL | Hoffer Plastics | 54523 | GEN6 | IC | OP | NA | NG |  | 2167.667 | 0.00045738 | 0.000422 | EIA Prime Mover-level Data | Estimated using an emission factor
2019 | IL | Hoffer Plastics | 54523 | GEN7 | IC | OP | NA | NG |  | 2167.667 | 0.00045738 | 0.000422 | EIA Prime Mover-level Data | Estimated using an emission factor
2019 | IL | Hoffer Plastics | 54523 | GEN8 | IC | OP | NA | NG |  | 2167.667 | 0.00045738 | 0.000422 | EIA Prime Mover-level Data | Estimated using an emission factor
2019 | IL | Hoffer Plastics | 54523 | GEN9 | IC | OP | NA | NG |  | 2167.667 | 0.00045738 | 0.000422 | EIA Prime Mover-level Data | Estimated using an emission factor
2019 | IL | Homestead Wind LLC | 60871 | HOMES | WT | P | NA | WND
2019 | IL | Hoopeston Wind LLC | 59021 | HOO1 | WT | OP | NA | WND |  | 3254848 |  | 0 | EIA Prime Mover-level Data | Estimated using an emission factor
2019 | IL | IKEA Joliet Rooftop PV System | 61192 | PV | PV | OP | NA | SUN |  | 26214 |  | 0 | EIA Prime Mover-level Data | Estimated using an emission factor
2019 | IL | Illinois PV Fulton 1 CSG | 63790 | FULT | PV | V | NA | SUN
2019 | IL | IMEA Flora | 56116 | 6 | IC | OP | NA | DFO |  | 147.4 | 0.022847 | 0.31 | EIA Prime Mover-level Data | Estimated using an emission factor
2019 | IL | IMEA Flora | 56116 | 7 | IC | OP | NA | DFO |  | 147.4 | 0.022847 | 0.31 | EIA Prime Mover-level Data | Estimated using an emission factor
2019 | IL | IMEA Flora | 56116 | 8 | IC | OP | NA | DFO |  | 147.4 | 0.022847 | 0.31 | EIA Prime Mover-level Data | Estimated using an emission factor
2019 | IL | IMEA Flora | 56116 | 9 | IC | OP | NA | DFO |  | 147.4 | 0.022847 | 0.31 | EIA Prime Mover-level Data | Estimated using an emission factor
2019 | IL | IMEA Flora | 56116 | 10 | IC | OP | NA | DFO |  | 147.4 | 0.022847 | 0.31 | EIA Prime Mover-level Data | Estimated using an emission factor
2019 | IL | IMEA Highland | 56114 | 1 | IC | SB | NA | DFO |  |  |  | 0.30942
2019 | IL | IMEA Highland | 56114 | 2 | IC | SB | NA | DFO |  |  |  | 0.30942
2019 | IL | Industrial Park | 7934 | 3 | IC | OP | NA | DFO |  | 526.299 | 0.081576 | 0.31 | EIA Prime Mover-level Data | Estimated using an emission factor
2019 | IL | Industrial Park | 7934 | 4 | IC | OP | NA | DFO |  | 526.299 | 0.081576 | 0.31 | EIA Prime Mover-level Data | Estimated using an emission factor
2019 | IL | Industrial Park | 7934 | 5 | IC | OP | NA | DFO |  | 526.299 | 0.081576 | 0.31 | EIA Prime Mover-level Data | Estimated using an emission factor
2019 | IL | Industrial Park | 7934 | 6 | IC | OP | NA | DFO |  | 526.299 | 0.081576 | 0.31 | EIA Prime Mover-level Data | Estimated using an emission factor
2019 | IL | Industrial Park | 7934 | 7 | IC | OP | NA | DFO |  | 526.299 | 0.081576 | 0.31 | EIA Prime Mover-level Data | Estimated using an emission factor
2019 | IL | Industrial Park | 7934 | 8 | IC | OP | NA | DFO |  | 643.254 | 0.099704 | 0.31 | EIA Prime Mover-level Data | Estimated using an emission factor
2019 | IL | Industrial Park | 7934 | 9 | IC | OP | NA | DFO |  | 643.254 | 0.099704 | 0.31 | EIA Prime Mover-level Data | Estimated using an emission factor
2019 | IL | Invenergy Nelson Expansion LLC | 60387 | GEN3 | GT | IP | NA | NG
2019 | IL | Invenergy Nelson Expansion LLC | 60387 | GEN4 | GT | IP | NA | NG
2019 | IL | ITT Cogen Facility | 52021 | GEN1 | GT | SB | NA | NG |  | 349.5 | 0.00095822 | 0.0054834 | EIA Prime Mover-level Data | NEI avg EF - PM, fuel type, firing type
2019 | IL | ITT Cogen Facility | 52021 | GEN2 | GT | SB | NA | NG |  | 349.5 | 0.00095822 | 0.0054834 | EIA Prime Mover-level Data | NEI avg EF - PM, fuel type, firing type
2019 | IL | Jackson Generation, LLC | 62926 | 01 | CS | T | NA | NG
2019 | IL | Jackson Generation, LLC | 62926 | 02 | CS | T | NA | NG
2019 | IL | Jake Energy Storage Center | 59960 | JBS | BA | OP | NA | MWH |  | 0 |  |  | EIA Prime Mover-level Data
2019 | IL | John A Logan College Solar | 61878 | JALC | PV | OP | NA | SUN
2019 | IL | Kankakee Gas Recovery | 54659 | GEN1 | IC | RE | NA | LFG
2019 | IL | Kankakee Gas Recovery | 54659 | GEN2 | IC | RE | NA | LFG
2019 | IL | Kankakee Hydro Facility | 54525 | 1 | HY | OP | NA | WAT |  | 3309.667 |  | 1.5381e-07 | EIA Prime Mover-level Data | NEI avg EF - PM, fuel type, firing type
2019 | IL | Kankakee Hydro Facility | 54525 | 2 | HY | OP | NA | WAT |  | 3309.667 |  | 1.5381e-07 | EIA Prime Mover-level Data | NEI avg EF - PM, fuel type, firing type
2019 | IL | Kankakee Hydro Facility | 54525 | 3 | HY | OP | NA | WAT |  | 3309.667 |  | 1.5381e-07 | EIA Prime Mover-level Data | NEI avg EF - PM, fuel type, firing type
2019 | IL | Kelly Creek Wind Project | 60587 | WND1 | WT | OP | NA | WND |  | 5780967 |  | 0 | EIA Prime Mover-level Data | Estimated using an emission factor
2019 | IL | Kishwaukee CHP Plant | 58177 | 1 | IC | OP | NA | OBG |  | 47847.67 | 0.35168 | 0.0147 | EIA Prime Mover-level Data | Estimated using an emission factor
2019 | IL | Kishwaukee CHP Plant | 58177 | 2 | IC | OP | NA | OBG |  | 47847.67 | 0.35168 | 0.0147 | EIA Prime Mover-level Data | Estimated using an emission factor
2019 | IL | Kishwaukee CHP Plant | 58177 | 3 | IC | OP | NA | OBG |  | 47847.67 | 0.35168 | 0.0147 | EIA Prime Mover-level Data | Estimated using an emission factor
2019 | IL | Lake Forest Hospital | 60797 | GEN1 | IC | OP | NA | NG |  | 10082 | 0.0021273 | 0.000422 | EIA Prime Mover-level Data | Estimated using an emission factor
2019 | IL | Lake Gas Recovery | 50575 | GEN1 | GT | RE | NA | LFG
2019 | IL | Lake Gas Recovery | 50575 | GEN2 | GT | OP | NA | LFG |  | 166628 | 1.7996 | 0.0216 | EIA Prime Mover-level Data | Estimated using an emission factor
2019 | IL | Lake Gas Recovery | 50575 | GEN3 | GT | OP | NA | LFG |  | 166628 | 1.7996 | 0.0216 | EIA Prime Mover-level Data | Estimated using an emission factor
2019 | IL | Lakeside | 964 | 6 | ST | RE | NA | BIT
2019 | IL | Lakeside | 964 | 7 | ST | RE | NA | BIT
2019 | IL | Lakeside | 964 | D1 | IC | OP | NA | DFO |  |  |  | 0.30942
2019 | IL | Lakeside | 964 | D2 | IC | OP | NA | DFO |  |  |  | 0.30942
2019 | IL | Lakeside | 964 | D3 | IC | OP | NA | DFO |  |  |  | 0.30942
2019 | IL | Lancaster Wind Farm Project | 56657 | 1 | WT | CN | NA | WND
2019 | IL | LaSalle Generating Station | 6026 | 1 | ST | OP | NA | NUC |  | 104696100 |  | 0 | EIA Prime Mover-level Data | Estimated using an emission factor
2019 | IL | LaSalle Generating Station | 6026 | 2 | ST | OP | NA | NUC |  | 98239240 |  | 0 | EIA Prime Mover-level Data | Estimated using an emission factor
2019 | IL | Lincoln Land Energy Center | 62022 | GEN1 | CS | P | NA | NG
2019 | IL | Lincoln Land Energy Center | 62022 | GEN2 | CS | P | NA | NG
2019 | IL | Lincoln Land Wind | 58925 | SAN1 | WT | P | NA | WND
2019 | IL | Lineage Logistics Solar | 63825 | LLCHI | PV | OP | NA | SUN |  | 525 |  | 0 | EIA Prime Mover-level Data | Estimated using an emission factor
2019 | IL | Livingston Generating Facility | 55054 | 1 | GT | OP | NA | LFG |  | 447092 | 4.8286 | 0.0216 | EIA Prime Mover-level Data | Estimated using an emission factor
2019 | IL | Livingston Generating Facility | 55054 | 3 | GT | OP | NA | LFG |  | 447092 | 4.8286 | 0.0216 | EIA Prime Mover-level Data | Estimated using an emission factor
2019 | IL | Livingston Generating Facility | 55054 | GEN2 | GT | OP | NA | LFG |  | 447092 | 4.8286 | 0.0216 | EIA Prime Mover-level Data | Estimated using an emission factor
2019 | IL | Lockport Powerhouse | 10903 | 1GEN | HY | OP | NA | WAT |  | 183097.5 |  | 1.5381e-07 | EIA Prime Mover-level Data | NEI avg EF - PM, fuel type, firing type
2019 | IL | Lockport Powerhouse | 10903 | 2GEN | HY | OP | NA | WAT |  | 183097.5 |  | 1.5381e-07 | EIA Prime Mover-level Data | NEI avg EF - PM, fuel type, firing type
2019 | IL | Lockport Powerhouse | 10903 | GEN1 | HY | RE | NA | WAT
2019 | IL | Lockport Powerhouse | 10903 | GEN2 | HY | RE | NA | WAT
2019 | IL | Lombard | 877 | 311 | GT | RE | NA | KER
2019 | IL | Lombard | 877 | 312 | GT | RE | NA | NG
2019 | IL | Lombard | 877 | 321 | GT | RE | NA | KER
2019 | IL | Lombard | 877 | 322 | GT | RE | NA | KER
2019 | IL | Lombard | 877 | 331 | GT | RE | NA | KER
2019 | IL | Lombard | 877 | 332 | GT | RE | NA | NG
2019 | IL | Lone Tree Wind, LLC | 63251 | LTW | WT | U | NA | WND
2019 | IL | Loyola University Health Plant | 58181 | UNIT1 | GT | OP | NA | NG |  | 23487.5 | 0.064396 | 0.0054834 | EIA Prime Mover-level Data | NEI avg EF - PM, fuel type, firing type
2019 | IL | Loyola University Health Plant | 58181 | UNIT2 | GT | OP | NA | NG |  | 23487.5 | 0.064396 | 0.0054834 | EIA Prime Mover-level Data | NEI avg EF - PM, fuel type, firing type
2019 | IL | Marengo Battery Storage LLC | 62856 | MBSS | BA | OP | NA | MWH |  | 0 |  |  | EIA Prime Mover-level Data
2019 | IL | Mars Snackfood US | 54855 | 1 | GT | OP | NA | NG |  | 329721 | 0.90399 | 0.0054834 | EIA Prime Mover-level Data | NEI avg EF - PM, fuel type, firing type
2019 | IL | Marseilles Lock and Dam Hydro | 58903 | UNIT1 | HY | U | NA | WAT
2019 | IL | Marseilles Lock and Dam Hydro | 58903 | UNIT2 | HY | U | NA | WAT
2019 | IL | Marseilles Lock and Dam Hydro | 58903 | UNIT3 | HY | U | NA | WAT
2019 | IL | Marseilles Lock and Dam Hydro | 58903 | UNIT4 | HY | U | NA | WAT
2019 | IL | Marshall (IL) | 949 | 1 | IC | RE | NA | DFO
2019 | IL | Marshall (IL) | 949 | 2 | IC | RE | NA | DFO
2019 | IL | Marshall (IL) | 949 | 3 | IC | RE | NA | DFO
2019 | IL | Marshall (IL) | 949 | 5 | IC | OP | NA | DFO |  | 140.68 | 0.021805 | 0.31 | EIA Prime Mover-level Data | Estimated using an emission factor
2019 | IL | Marshall (IL) | 949 | 6 | IC | OP | NA | DFO |  | 101.29 | 0.0157 | 0.31 | EIA Prime Mover-level Data | Estimated using an emission factor
2019 | IL | Marshall (IL) | 949 | 7 | IC | OP | NA | DFO |  | 101.29 | 0.0157 | 0.31 | EIA Prime Mover-level Data | Estimated using an emission factor
2019 | IL | Marshall (IL) | 949 | 8 | IC | OP | NA | DFO |  | 101.29 | 0.0157 | 0.31 | EIA Prime Mover-level Data | Estimated using an emission factor
2019 | IL | Marshall (IL) | 949 | 9 | IC | OP | NA | DFO |  | 101.29 | 0.0157 | 0.31 | EIA Prime Mover-level Data | Estimated using an emission factor
2019 | IL | Marshall (IL) | 949 | 10 | IC | OP | NA | DFO |  | 101.29 | 0.0157 | 0.31 | EIA Prime Mover-level Data | Estimated using an emission factor
2019 | IL | Marshall (IL) | 949 | 11 | IC | OP | NA | DFO |  | 101.29 | 0.0157 | 0.31 | EIA Prime Mover-level Data | Estimated using an emission factor
2019 | IL | Marshall (IL) | 949 | 12 | IC | OP | NA | DFO |  | 101.29 | 0.0157 | 0.31 | EIA Prime Mover-level Data | Estimated using an emission factor
2019 | IL | Marshall (IL) | 949 | 13 | IC | OP | NA | DFO |  | 101.29 | 0.0157 | 0.31 | EIA Prime Mover-level Data | Estimated using an emission factor
2019 | IL | McHenry Battery Storage | 60656 | MCH1 | BA | OP | NA | MWH |  | 0 |  |  | EIA Prime Mover-level Data
2019 | IL | McLeansboro | 948 | 2 | IC | SB | NA | DFO |  | 51.065 | 0.0079151 | 0.31 | EIA Prime Mover-level Data | Estimated using an emission factor
2019 | IL | McLeansboro | 948 | 5 | IC | SB | NA | DFO |  | 170.217 | 0.026384 | 0.31 | EIA Prime Mover-level Data | Estimated using an emission factor
2019 | IL | McLeansboro | 948 | 6 | IC | SB | NA | DFO |  | 204.261 | 0.03166 | 0.31 | EIA Prime Mover-level Data | Estimated using an emission factor
2019 | IL | McLeansboro | 948 | 7 | IC | SB | NA | DFO |  | 93.62 | 0.014511 | 0.31 | EIA Prime Mover-level Data | Estimated using an emission factor
2019 | IL | McLeansboro | 948 | 8 | IC | SB | NA | DFO |  | 93.62 | 0.014511 | 0.31 | EIA Prime Mover-level Data | Estimated using an emission factor
2019 | IL | McLeansboro | 948 | 9 | IC | SB | NA | DFO |  | 170.217 | 0.026384 | 0.31 | EIA Prime Mover-level Data | Estimated using an emission factor
2019 | IL | Mendota Hills, LLC | 56160 | GEN1 | WT | OA | NA | WND |  | 1581254 |  | 0 | EIA Prime Mover-level Data | Estimated using an emission factor
2019 | IL | Midland Wind | 63003 | 1 | WT | P | NA | WND
2019 | IL | Milam Gas Recovery | 50566 | GEN1 | IC | OP | NA | NG |  | 69670.66 | 0.014701 | 0.000422 | EIA Prime Mover-level Data | Estimated using an emission factor
2019 | IL | Milam Gas Recovery | 50566 | GEN2 | IC | OP | NA | NG |  | 69670.66 | 0.014701 | 0.000422 | EIA Prime Mover-level Data | Estimated using an emission factor
2019 | IL | Milam Gas Recovery | 50566 | GEN3 | IC | OP | NA | NG |  | 69670.66 | 0.014701 | 0.000422 | EIA Prime Mover-level Data | Estimated using an emission factor
2019 | IL | Minonk Wind Farm | 57284 | 1 | WT | OP | NA | WND |  | 5828790 |  | 0 | EIA Prime Mover-level Data | Estimated using an emission factor
2019 | IL | Moline | 899 | GT1 | GT | OP | NA | NG |  | 2428.25 | 0.0066575 | 0.0054834 | EIA Prime Mover-level Data | NEI avg EF - PM, fuel type, firing type
2019 | IL | Moline | 899 | GT2 | GT | OP | NA | NG |  | 2428.25 | 0.0066575 | 0.0054834 | EIA Prime Mover-level Data | NEI avg EF - PM, fuel type, firing type
2019 | IL | Moline | 899 | GT3 | GT | OP | NA | NG |  | 2428.25 | 0.0066575 | 0.0054834 | EIA Prime Mover-level Data | NEI avg EF - PM, fuel type, firing type
2019 | IL | Moline | 899 | GT4 | GT | OP | NA | NG |  | 2428.25 | 0.0066575 | 0.0054834 | EIA Prime Mover-level Data | NEI avg EF - PM, fuel type, firing type
2019 | IL | Moline | 899 | HY1 | HY | OP | NA | WAT |  | 18168.75 |  | 1.5381e-07 | EIA Prime Mover-level Data | NEI avg EF - PM, fuel type, firing type
2019 | IL | Moline | 899 | HY2 | HY | OP | NA | WAT |  | 18168.75 |  | 1.5381e-07 | EIA Prime Mover-level Data | NEI avg EF - PM, fuel type, firing type
2019 | IL | Moline | 899 | HY3 | HY | OP | NA | WAT |  | 18168.75 |  | 1.5381e-07 | EIA Prime Mover-level Data | NEI avg EF - PM, fuel type, firing type
2019 | IL | Moline | 899 | HY4 | HY | OP | NA | WAT |  | 18168.75 |  | 1.5381e-07 | EIA Prime Mover-level Data | NEI avg EF - PM, fuel type, firing type
2019 | IL | Mondelez Global LLC | 54933 | GEN1 | GT | OP | NA | NG |  | 275999 | 0.75671 | 0.0054834 | EIA Prime Mover-level Data | NEI avg EF - PM, fuel type, firing type
2019 | IL | Mooseheart Power House | 50337 | GEN1 | IC | SB | NA | NG |  |  |  | 0.0004219
2019 | IL | Mooseheart Power House | 50337 | GEN2 | IC | SB | NA | NG |  |  |  | 0.0004219
2019 | IL | Mooseheart Power House | 50337 | GEN3 | IC | SB | NA | NG |  |  |  | 0.0004219
2019 | IL | Mooseheart Power House | 50337 | GEN4 | IC | SB | NA | NG |  |  |  | 0.0004219
2019 | IL | Mooseheart School Solar | 63073 | 1817 | PV | L | NA | SUN
2019 | IL | Morris Genco LLC | 55774 | MO1 | IC | RE | NA | LFG
2019 | IL | Morris Genco LLC | 55774 | MO2 | IC | RE | NA | LFG
2019 | IL | Morris Genco LLC | 55774 | MO3 | IC | RE | NA | LFG
2019 | IL | Morris Genco LLC | 55774 | MO4 | IC | RE | NA | LFG |  |  |  | 0.0147
2019 | IL | Morris Genco LLC | 55774 | MO5 | IC | RE | NA | LFG |  |  |  | 0.0147
2019 | IL | MPEA Energy Center | 55067 | GEN1 | GT | RE | NA | NG
2019 | IL | MPEA Energy Center | 55067 | GEN2 | GT | RE | NA | NG
2019 | IL | MPEA Energy Center | 55067 | GEN3 | GT | RE | NA | NG
2019 | IL | MPEA Energy Center | 55067 | GEN4 | IC | SB | NA | DFO |  |  |  | 0.30942
2019 | IL | MPEA Energy Center | 55067 | GEN5 | IC | SB | NA | DFO |  |  |  | 0.30942
2019 | IL | MPEA Energy Center | 55067 | GEN6 | IC | SB | NA | DFO |  |  |  | 0.30942
2019 | IL | MTHS Co-Gen Buildings | 58825 | STH1 | IC | OP | NA | NG |  |  |  | 0.0004219
2019 | IL | MTHS Co-Gen Buildings | 58825 | STH2 | IC | OP | NA | NG |  |  |  | 0.0004219
2019 | IL | Museum of Science and Industry | 58635 | COGEN | IC | OP | NA | NG |  |  |  | 0.0004219
2019 | IL | Nalco | 50326 | AT1 | CT |  | NA |  |  | 274397.2 |  |  | EIA Unit-level Data
2019 | IL | Nalco | 50326 | DPOX | CA | OS | NA | NG |  |  |  | 0.0010092
2019 | IL | North Chicago Energy Center | 58328 | GT1 | GT | OP | NA | NG |  | 222908.9 | 0.61115 | 0.0054834 | EIA Prime Mover-level Data | NEI avg EF - PM, fuel type, firing type
2019 | IL | North Chicago Energy Center | 58328 | GT2 | GT | OP | NA | NG |  | 308643.1 | 0.84621 | 0.0054834 | EIA Prime Mover-level Data | NEI avg EF - PM, fuel type, firing type
2019 | IL | North Ninth Street | 960 | 1 | IC | OP | NA | DFO |  | 891.153 | 0.13813 | 0.31 | EIA Prime Mover-level Data | Estimated using an emission factor
2019 | IL | North Ninth Street | 960 | 3 | IC | OP | NA | NG |  | 2475.424 | 0.00052231 | 0.000422 | EIA Prime Mover-level Data | Estimated using an emission factor
2019 | IL | North Ninth Street | 960 | 4 | IC | OP | NA | DFO |  | 990.169 | 0.15348 | 0.31 | EIA Prime Mover-level Data | Estimated using an emission factor
2019 | IL | North Ninth Street | 960 | 5 | IC | RE | NA | NG
2019 | IL | North Ninth Street | 960 | 6 | IC | OP | NA | NG |  | 2475.424 | 0.00052231 | 0.000422 | EIA Prime Mover-level Data | Estimated using an emission factor
2019 | IL | North Ninth Street | 960 | 7 | IC | OP | NA | NG |  | 3762.644 | 0.00079392 | 0.000422 | EIA Prime Mover-level Data | Estimated using an emission factor
2019 | IL | North Ninth Street | 960 | 8 | IC | OP | NA | DFO |  | 990.169 | 0.15348 | 0.31 | EIA Prime Mover-level Data | Estimated using an emission factor
2019 | IL | North Ninth Street | 960 | 9 | IC | OP | NA | NG |  | 3465.593 | 0.00073124 | 0.000422 | EIA Prime Mover-level Data | Estimated using an emission factor
2019 | IL | North Ninth Street | 960 | 10 | IC | OP | NA | NG |  | 2475.424 | 0.00052231 | 0.000422 | EIA Prime Mover-level Data | Estimated using an emission factor
2019 | IL | North Ninth Street | 960 | SOL1 | PV | OP | NA | SUN |  | 2514 |  | 0 | EIA Prime Mover-level Data | Estimated using an emission factor
2019 | IL | Northeastern Illinois University Cogen | 58245 | GEN1 | IC | SB | NA | NG |  | 21.25 | 4.4838e-06 | 0.000422 | EIA Prime Mover-level Data | Estimated using an emission factor
2019 | IL | Northeastern Illinois University Cogen | 58245 | GEN2 | IC | SB | NA | NG |  | 21.25 | 4.4838e-06 | 0.000422 | EIA Prime Mover-level Data | Estimated using an emission factor
2019 | IL | Northeastern Illinois University Cogen | 58245 | GEN3 | IC | SB | NA | NG |  | 21.25 | 4.4838e-06 | 0.000422 | EIA Prime Mover-level Data | Estimated using an emission factor
2019 | IL | Northeastern Illinois University Cogen | 58245 | GEN4 | IC | SB | NA | NG |  | 21.25 | 4.4838e-06 | 0.000422 | EIA Prime Mover-level Data | Estimated using an emission factor
2019 | IL | Northwest Community Hospital | 59847 | 1 | IC | OP | NA | NG |  | 1495 | 0.00031545 | 0.000422 | EIA Prime Mover-level Data | Estimated using an emission factor
2019 | IL | Northwest Community Hospital | 59847 | 2 | IC | OP | NA | NG |  | 1495 | 0.00031545 | 0.000422 | EIA Prime Mover-level Data | Estimated using an emission factor
2019 | IL | Northwest Community Hospital | 59847 | 3 | IC | OP | NA | NG |  | 1495 | 0.00031545 | 0.000422 | EIA Prime Mover-level Data | Estimated using an emission factor
2019 | IL | Northwest Community Hospital | 59847 | 4 | IC | OP | NA | NG |  | 1495 | 0.00031545 | 0.000422 | EIA Prime Mover-level Data | Estimated using an emission factor
2019 | IL | Oglesby | 894 | 1 | GT | RE | NA | NG
2019 | IL | Oglesby | 894 | 2 | GT | RE | NA | NG
2019 | IL | Oglesby | 894 | 3 | GT | RE | NA | NG
2019 | IL | Oglesby | 894 | 4 | GT | RE | NA | NG
2019 | IL | Old Trail Wind Farm | 56614 | 2 | WT | OP | NA | WND |  | 5170970 |  | 0 | EIA Prime Mover-level Data | Estimated using an emission factor
2019 | IL | Orchard Hills Renewable Energy Station | 59792 | 1 | IC | OP | NA | LFG |  | 28784.83 | 0.21157 | 0.0147 | EIA Prime Mover-level Data | Estimated using an emission factor
2019 | IL | Orchard Hills Renewable Energy Station | 59792 | 2 | IC | OP | NA | LFG |  | 28784.83 | 0.21157 | 0.0147 | EIA Prime Mover-level Data | Estimated using an emission factor
2019 | IL | Orchard Hills Renewable Energy Station | 59792 | 3 | IC | OP | NA | LFG |  | 28784.83 | 0.21157 | 0.0147 | EIA Prime Mover-level Data | Estimated using an emission factor
2019 | IL | Orchard Hills Renewable Energy Station | 59792 | 4 | IC | OP | NA | LFG |  | 28784.83 | 0.21157 | 0.0147 | EIA Prime Mover-level Data | Estimated using an emission factor
2019 | IL | Orchard Hills Renewable Energy Station | 59792 | 5 | IC | OP | NA | LFG |  | 28784.83 | 0.21157 | 0.0147 | EIA Prime Mover-level Data | Estimated using an emission factor
2019 | IL | Orchard Hills Renewable Energy Station | 59792 | 6 | IC | OP | NA | LFG |  | 28784.83 | 0.21157 | 0.0147 | EIA Prime Mover-level Data | Estimated using an emission factor
2019 | IL | Otter Creek Wind Farm LLC | 61344 | WT1 | WT | V | NA | WND
2019 | IL | Panther Creek Wind Project | 63907 | WTGE | WT | T | NA | WND
2019 | IL | Panther Grove Wind, LLC | 63818 | 78787 | WT | P | NA | WND
2019 | IL | Pearl Station | 6238 | 1 | ST | RE | NA | BIT
2019 | IL | Pearl Station | 6238 | GT1 | GT | OP | NA | DFO |  | 4320 | 0.03728 | 0.017259 | EIA Prime Mover-level Data | NEI avg EF - PM, fuel type, firing type
2019 | IL | Peru (IL) | 955 | 3 | IC | RE | NA | DFO
2019 | IL | Peru (IL) | 955 | 4 | ST | RE | NA | NG
2019 | IL | Peru (IL) | 955 | 7 | IC | RE | NA | DFO
2019 | IL | Peru (IL) | 955 | 8 | IC | RE | NA | DFO
2019 | IL | Peru (IL) | 955 | 9 | IC | RE | NA | DFO
2019 | IL | Peru (IL) | 955 | 10 | IC | RE | NA | DFO
2019 | IL | Peru (IL) | 955 | 11 | IC | OP | NA | DFO |  | 161.286 | 0.024999 | 0.31 | EIA Prime Mover-level Data | Estimated using an emission factor
2019 | IL | Peru (IL) | 955 | 12 | IC | OP | NA | DFO |  | 161.286 | 0.024999 | 0.31 | EIA Prime Mover-level Data | Estimated using an emission factor
2019 | IL | Peru (IL) | 955 | 13 | IC | OP | NA | DFO |  | 161.286 | 0.024999 | 0.31 | EIA Prime Mover-level Data | Estimated using an emission factor
2019 | IL | Peru (IL) | 955 | 14 | IC | OP | NA | DFO |  | 161.286 | 0.024999 | 0.31 | EIA Prime Mover-level Data | Estimated using an emission factor
2019 | IL | Peru (IL) | 955 | 15 | IC | OP | NA | DFO |  | 161.286 | 0.024999 | 0.31 | EIA Prime Mover-level Data | Estimated using an emission factor
2019 | IL | Peru (IL) | 955 | 16 | IC | OP | NA | DFO |  | 161.286 | 0.024999 | 0.31 | EIA Prime Mover-level Data | Estimated using an emission factor
2019 | IL | Peru (IL) | 955 | 17 | IC | OP | NA | DFO |  | 161.286 | 0.024999 | 0.31 | EIA Prime Mover-level Data | Estimated using an emission factor
2019 | IL | Peru (IL) | 955 | GT1 | GT | OP | NA | JF |  | 640 | 0.0027263 | 0.0085197 | EIA Prime Mover-level Data | NEI avg EF - PM, fuel type
2019 | IL | Peru (IL) | 955 | HC1 | HY | OP | NA | WAT |  | 58966.75 |  | 1.5381e-07 | EIA Prime Mover-level Data | NEI avg EF - PM, fuel type, firing type
2019 | IL | Peru (IL) | 955 | HC2 | HY | OP | NA | WAT |  | 58966.75 |  | 1.5381e-07 | EIA Prime Mover-level Data | NEI avg EF - PM, fuel type, firing type
2019 | IL | Peru (IL) | 955 | HC3 | HY | OP | NA | WAT |  | 58966.75 |  | 1.5381e-07 | EIA Prime Mover-level Data | NEI avg EF - PM, fuel type, firing type
2019 | IL | Peru (IL) | 955 | HC4 | HY | OP | NA | WAT |  | 58966.75 |  | 1.5381e-07 | EIA Prime Mover-level Data | NEI avg EF - PM, fuel type, firing type
2019 | IL | Peru (IL) | 955 | IC1 | IC | RE | NA | DFO
2019 | IL | Peru (IL) | 955 | IC2 | IC | RE | NA | DFO
2019 | IL | Peru (IL) | 955 | IC3 | IC | RE | NA | DFO
2019 | IL | Phoenix Solar South Farms LLC Solar Farm | 62735 | M1358 | PV | OP | NA | SUN |  | 63155 |  | 0 | EIA Prime Mover-level Data | Estimated using an emission factor
2019 | IL | Pike County Wind Power | 56376 | WTG1 | WT | OP | NA | WND |  | 23738 |  | 0 | EIA Prime Mover-level Data | Estimated using an emission factor
2019 | IL | Pilot Hill Wind Farm | 58898 | K4-1 | WT | OP | NA | WND |  | 5475623 |  | 0 | EIA Prime Mover-level Data | Estimated using an emission factor
2019 | IL | Pioneer Trail Wind Farm, LLC | 57675 | PTWF | WT | OP | NA | WND |  | 4277188 |  | 0 | EIA Prime Mover-level Data | Estimated using an emission factor
2019 | IL | Pittsfield | 6237 | 1 | IC | RE | NA | DFO
2019 | IL | Pittsfield | 6237 | 2 | IC | RE | NA | DFO
2019 | IL | Pittsfield | 6237 | 3 | IC | RE | NA | DFO
2019 | IL | Pittsfield | 6237 | 4 | IC | RE | NA | DFO
2019 | IL | Pittsfield | 6237 | 5 | IC | RE | NA | DFO
2019 | IL | Prairie State Solar Project | 62420 | PSS01 | PV | P | NA | SUN
2019 | IL | Prairie View IL | 57406 | GEN1 | IC | OP | NA | LFG |  | 137985.3 | 1.0142 | 0.0147 | EIA Prime Mover-level Data | Estimated using an emission factor
2019 | IL | Prairie View IL | 57406 | GEN2 | IC | OP | NA | LFG |  | 137985.3 | 1.0142 | 0.0147 | EIA Prime Mover-level Data | Estimated using an emission factor
2019 | IL | Prairie View IL | 57406 | GEN3 | IC | OP | NA | LFG |  | 137985.3 | 1.0142 | 0.0147 | EIA Prime Mover-level Data | Estimated using an emission factor
2019 | IL | Prairie Wolf Solar LLC | 62893 | PWOLF | PV | L | NA | SUN
2019 | IL | Presence Saint Mary of Nazareth Hospital | 54886 | GEN1 | IC | SB | NA | NG |  | 60.952 | 1.2858e-05 | 0.0004219 | EIA Prime Mover-level Data | NEI avg EF - PM, fuel type, firing type
2019 | IL | Presence Saint Mary of Nazareth Hospital | 54886 | GEN2 | IC | RE | NA | NG
2019 | IL | Presence Saint Mary of Nazareth Hospital | 54886 | GEN3 | IC | SB | NA | NG |  | 60.952 | 1.2858e-05 | 0.0004219 | EIA Prime Mover-level Data | NEI avg EF - PM, fuel type, firing type
2019 | IL | Presence Saint Mary of Nazareth Hospital | 54886 | GEN4 | IC | SB | NA | DFO |  | 68.571 | 0.010609 | 0.30942 | EIA Prime Mover-level Data | NEI avg EF - PM, fuel type, firing type
2019 | IL | Presence Saint Mary of Nazareth Hospital | 54886 | GEN5 | IC | SB | NA | DFO |  | 68.571 | 0.010609 | 0.30942 | EIA Prime Mover-level Data | NEI avg EF - PM, fuel type, firing type
2019 | IL | Presence Saint Mary of Nazareth Hospital | 54886 | GEN6 | IC | SB | NA | DFO |  | 60.952 | 0.0094298 | 0.30942 | EIA Prime Mover-level Data | NEI avg EF - PM, fuel type, firing type
2019 | IL | Princeton (IL) | 957 | 1 | IC | SB | NA | NG |  | 807.488 | 0.00017038 | 0.000422 | EIA Prime Mover-level Data | Estimated using an emission factor
2019 | IL | Princeton (IL) | 957 | 2 | IC | SB | NA | NG |  | 1053.245 | 0.00022223 | 0.000422 | EIA Prime Mover-level Data | Estimated using an emission factor
2019 | IL | Princeton (IL) | 957 | 3 | IC | SB | NA | NG |  | 1193.678 | 0.00025187 | 0.000422 | EIA Prime Mover-level Data | Estimated using an emission factor
2019 | IL | Princeton (IL) | 957 | 4 | IC | SB | NA | NG |  | 1193.678 | 0.00025187 | 0.000422 | EIA Prime Mover-level Data | Estimated using an emission factor
2019 | IL | Princeton (IL) | 957 | 5 | IC | SB | NA | NG |  | 1544.76 | 0.00032594 | 0.000422 | EIA Prime Mover-level Data | Estimated using an emission factor
2019 | IL | Princeton (IL) | 957 | 6 | IC | SB | NA | NG |  | 1966.058 | 0.00041484 | 0.000422 | EIA Prime Mover-level Data | Estimated using an emission factor
2019 | IL | Princeton (IL) | 957 | 7 | IC | SB | NA | NG |  | 2457.573 | 0.00051855 | 0.000422 | EIA Prime Mover-level Data | Estimated using an emission factor
2019 | IL | Princeton (IL) | 957 | 8 | IC | SB | NA | NG |  | 3089.52 | 0.00065189 | 0.000422 | EIA Prime Mover-level Data | Estimated using an emission factor
2019 | IL | Providence Heights Wind LLC | 56622 | 1 | WT | OP | NA | WND |  | 1561635 |  | 0 | EIA Prime Mover-level Data | Estimated using an emission factor
2019 | IL | Quad Cities Generating Station | 880 | 1 | ST | OP | NA | NUC |  | 77487780 |  | 0 | EIA Prime Mover-level Data | Estimated using an emission factor
2019 | IL | Quad Cities Generating Station | 880 | 2 | ST | OP | NA | NUC |  | 84212110 |  | 0 | EIA Prime Mover-level Data | Estimated using an emission factor
2019 | IL | Radfords Run Wind Farm | 59061 | WT1 | WT | OP | NA | WND |  | 9907508 |  | 0 | EIA Prime Mover-level Data | Estimated using an emission factor
2019 | IL | Rail Splitter Wind Farm | 56856 | GEN1 | WT | OP | NA | WND |  | 2586773 |  | 0 | EIA Prime Mover-level Data | Estimated using an emission factor
2019 | IL | Rantoul | 958 | 1 | IC | RE | NA | DFO
2019 | IL | Rantoul | 958 | 2 | IC | RE | NA | DFO
2019 | IL | Rantoul | 958 | 3 | IC | RE | NA | DFO
2019 | IL | Rantoul | 958 | 4 | IC | RE | NA | DFO
2019 | IL | Rantoul | 958 | 5 | IC | RE | NA | DFO
2019 | IL | Rantoul | 958 | 7 | IC | RE | NA | DFO
2019 | IL | Rantoul | 958 | 8 | IC | RE | NA | DFO
2019 | IL | Rantoul | 958 | 9 | IC | OP | NA | DFO |  | 200.125 | 0.031019 | 0.31 | EIA Prime Mover-level Data | Estimated using an emission factor
2019 | IL | Rantoul | 958 | 10 | IC | OP | NA | DFO |  | 200.125 | 0.031019 | 0.31 | EIA Prime Mover-level Data | Estimated using an emission factor
2019 | IL | Rantoul | 958 | 11 | IC | OP | NA | DFO |  | 200.125 | 0.031019 | 0.31 | EIA Prime Mover-level Data | Estimated using an emission factor
2019 | IL | Rantoul | 958 | 12 | IC | OP | NA | DFO |  | 200.125 | 0.031019 | 0.31 | EIA Prime Mover-level Data | Estimated using an emission factor
2019 | IL | Rantoul | 958 | 13 | IC | OP | NA | DFO |  | 200.125 | 0.031019 | 0.31 | EIA Prime Mover-level Data | Estimated using an emission factor
2019 | IL | Rantoul | 958 | 14 | IC | OP | NA | DFO |  | 200.125 | 0.031019 | 0.31 | EIA Prime Mover-level Data | Estimated using an emission factor
2019 | IL | Rantoul | 958 | 15 | IC | OP | NA | DFO |  | 200.125 | 0.031019 | 0.31 | EIA Prime Mover-level Data | Estimated using an emission factor
2019 | IL | Rantoul | 958 | 16 | IC | OP | NA | DFO |  | 200.125 | 0.031019 | 0.31 | EIA Prime Mover-level Data | Estimated using an emission factor
2019 | IL | Rantoul Solar | 62451 | RANTL | PV | OP | NA | SUN |  | 13196 |  | 0 | EIA Prime Mover-level Data | Estimated using an emission factor
2019 | IL | Red Bud | 959 | 1 | IC | OP | NA | DFO |  | 220.16 | 0.034125 | 0.31 | EIA Prime Mover-level Data | Estimated using an emission factor
2019 | IL | Red Bud | 959 | 2 | IC | OP | NA | DFO |  | 100.907 | 0.015641 | 0.31 | EIA Prime Mover-level Data | Estimated using an emission factor
2019 | IL | Red Bud | 959 | 3 | IC | OP | NA | DFO |  | 220.16 | 0.034125 | 0.31 | EIA Prime Mover-level Data | Estimated using an emission factor
2019 | IL | Red Bud | 959 | 4 | IC | OP | NA | DFO |  | 321.067 | 0.049765 | 0.31 | EIA Prime Mover-level Data | Estimated using an emission factor
2019 | IL | Red Bud | 959 | 5 | IC | RE | NA | DFO
2019 | IL | Red Bud | 959 | 6 | IC | RE | NA | DFO
2019 | IL | Red Bud | 959 | 7 | IC | OP | NA | DFO |  | 256.853 | 0.039812 | 0.31 | EIA Prime Mover-level Data | Estimated using an emission factor
2019 | IL | Red Bud | 959 | 8 | IC | OP | NA | DFO |  | 256.853 | 0.039812 | 0.31 | EIA Prime Mover-level Data | Estimated using an emission factor
2019 | IL | Reed Road Solar | 63071 | 1822 | PV | U | NA | SUN
2019 | IL | Reynolds | 965 | 1 | GT | OP | NA | DFO |  | 1241 | 0.010709 | 0.017259 | EIA Prime Mover-level Data | NEI avg EF - PM, fuel type, firing type
2019 | IL | Riveside Resource Recovery LLC | 55767 | RO1 | IC | RE | NA | LFG
2019 | IL | Rochelle Energy Center | 58377 | REC1 | IC | OP | NA | LFG |  | 63906.67 | 0.46971 | 0.0147 | EIA Prime Mover-level Data | Estimated using an emission factor
2019 | IL | Rochelle Energy Center | 58377 | REC2 | IC | OS | NA | LFG |  | 63906.67 | 0.46971 | 0.0147 | EIA Prime Mover-level Data | Estimated using an emission factor
2019 | IL | Rochelle Energy Center | 58377 | REC3 | IC | OP | NA | LFG |  | 63906.67 | 0.46971 | 0.0147 | EIA Prime Mover-level Data | Estimated using an emission factor
2019 | IL | Rockford Solar Farm | 58643 | 1 | PV | OP | NA | SUN |  | 33258 |  | 0 | EIA Prime Mover-level Data | Estimated using an emission factor
2019 | IL | Rockton | 903 | 1 | HY | OP | NA | WAT |  | 18422.73 |  | 1.5381e-07 | EIA Prime Mover-level Data | NEI avg EF - PM, fuel type, firing type
2019 | IL | Rockton | 903 | 2 | HY | OP | NA | WAT |  | 15352.27 |  | 1.5381e-07 | EIA Prime Mover-level Data | NEI avg EF - PM, fuel type, firing type
2019 | IL | Roxana Resource Recovery | 55759 | RX1 | IC | RE | NA | LFG
2019 | IL | Roxana Resource Recovery | 55759 | RX2 | IC | RE | NA | LFG
2019 | IL | Roxana Resource Recovery | 55759 | RX3 | IC | RE | NA | LFG
2019 | IL | Roxana Resource Recovery | 55759 | RX4 | IC | RE | NA | LFG
2019 | IL | Sabrooke | 882 | 311 | GT | RE | NA | DFO
2019 | IL | Sabrooke | 882 | 312 | GT | RE | NA | DFO
2019 | IL | Sabrooke | 882 | 321 | GT | RE | NA | DFO
2019 | IL | Sabrooke | 882 | 322 | GT | RE | NA | DFO
2019 | IL | Sabrooke | 882 | 331 | GT | RE | NA | DFO
2019 | IL | Sabrooke | 882 | 332 | GT | RE | NA | DFO
2019 | IL | Sabrooke | 882 | 341 | GT | RE | NA | DFO
2019 | IL | Sabrooke | 882 | 342 | GT | RE | NA | DFO
2019 | IL | Saint Francis Hospital | 50952 | GEN1 | IC | OS | NA | NG |  |  |  | 0.0004219
2019 | IL | Saint Francis Hospital | 50952 | GEN2 | IC | OS | NA | NG |  |  |  | 0.0004219
2019 | IL | Sears Hydroelectric Plant | 56978 | 1 | HY | OP | NA | WAT |  |  |  | 1.5381e-07
2019 | IL | Sears Hydroelectric Plant | 56978 | 2 | HY | OS | NA | WAT |  |  |  | 1.5381e-07
2019 | IL | Sears Hydroelectric Plant | 56978 | 3 | HY | OA | NA | WAT |  |  |  | 1.5381e-07
2019 | IL | Sears Hydroelectric Plant | 56978 | 4 | HY | OA | NA | WAT |  |  |  | 1.5381e-07
2019 | IL | Settlers Hill Gas Recovery | 50563 | GEN1 | GT | OP | NA | LFG |  | 322240 | 3.4802 | 0.0216 | EIA Prime Mover-level Data | Estimated using an emission factor
2019 | IL | Settlers Hill Gas Recovery | 50563 | GEN2 | GT | OP | NA | LFG |  | 322240 | 3.4802 | 0.0216 | EIA Prime Mover-level Data | Estimated using an emission factor
2019 | IL | Settlers Trail Wind Farm LLC | 57493 | STWF | WT | OP | NA | WND |  | 3631159 |  | 0 | EIA Prime Mover-level Data | Estimated using an emission factor
2019 | IL | Shady Oaks Wind Farm | 57964 | 1 | WT | OP | NA | WND |  | 3079166 |  | 0 | EIA Prime Mover-level Data | Estimated using an emission factor
2019 | IL | SIUC | 57928 | EMER | IC | SB | NA | DFO |  |  |  | 0.30942
2019 | IL | SIUC | 57928 | GEN5 | ST | OP | NA | BIT |  | 949388 | 21.1176 | 0.044487 | EIA Prime Mover-level Data | NEI avg EF - PM, fuel type
2019 | IL | South Main Street | 961 | 1 | IC | SB | NA | NG |  | 1804.272 | 0.0003807 | 0.000422 | EIA Prime Mover-level Data | Estimated using an emission factor
2019 | IL | South Main Street | 961 | 2 | IC | SB | NA | NG |  | 1804.272 | 0.0003807 | 0.000422 | EIA Prime Mover-level Data | Estimated using an emission factor
2019 | IL | South Main Street | 961 | 13 | IC | SB | NA | DFO |  | 1299.076 | 0.20136 | 0.31 | EIA Prime Mover-level Data | Estimated using an emission factor
2019 | IL | South Main Street | 961 | 14 | IC | SB | NA | DFO |  | 1299.076 | 0.20136 | 0.31 | EIA Prime Mover-level Data | Estimated using an emission factor
2019 | IL | South Main Street | 961 | 15 | IC | SB | NA | DFO |  | 1299.076 | 0.20136 | 0.31 | EIA Prime Mover-level Data | Estimated using an emission factor
2019 | IL | South Main Street | 961 | 16 | IC | OP | NA | DFO |  | 1299.076 | 0.20136 | 0.31 | EIA Prime Mover-level Data | Estimated using an emission factor
2019 | IL | South Main Street | 961 | 17 | IC | OP | NA | DFO |  | 1299.076 | 0.20136 | 0.31 | EIA Prime Mover-level Data | Estimated using an emission factor
2019 | IL | South Main Street | 961 | 18 | IC | OP | NA | DFO |  | 1299.076 | 0.20136 | 0.31 | EIA Prime Mover-level Data | Estimated using an emission factor
2019 | IL | South Main Street | 961 | S1 | ST | RE | NA | NG
2019 | IL | Square Barn Solar | 63070 | 1820 | PV | U | NA | SUN
2019 | IL | Stallings | 895 | 1 | GT | RE | NA | NG
2019 | IL | Stallings | 895 | 2 | GT | RE | NA | NG
2019 | IL | Stallings | 895 | 3 | GT | RE | NA | NG
2019 | IL | Stallings | 895 | 4 | GT | RE | NA | NG
2019 | IL | State Farm | 7556 | 1 | IC | SB | NA | DFO |  | 151.667 | 0.023508 | 0.31 | EIA Prime Mover-level Data | Estimated using an emission factor
2019 | IL | State Farm | 7556 | 2 | IC | SB | NA | DFO |  | 151.667 | 0.023508 | 0.31 | EIA Prime Mover-level Data | Estimated using an emission factor
2019 | IL | State Farm | 7556 | 3 | IC | SB | NA | DFO |  | 151.667 | 0.023508 | 0.31 | EIA Prime Mover-level Data | Estimated using an emission factor
2019 | IL | Sterling Avenue | 860 | 1 | GT | RE | NA | NG
2019 | IL | Sterling Avenue | 860 | 2 | GT | RE | NA | NG
2019 | IL | Streator Cayuga Ridge South | 57094 | 1 | WT | OP | NA | WND |  | 7131143 |  | 0 | EIA Prime Mover-level Data | Estimated using an emission factor
2019 | IL | Streator Energy Partners LLC | 55760 | ST1 | IC | RE | NA | LFG
2019 | IL | Sugar Creek Wind One LLC | 58924 | SUG1 | WT | U | NA | WND
2019 | IL | Sullivan (IL) | 969 | 1 | IC | SB | NA | DFO |  | 282.547 | 0.043795 | 0.31 | EIA Prime Mover-level Data | Estimated using an emission factor
2019 | IL | Sullivan (IL) | 969 | 2 | IC | SB | NA | DFO |  | 131.417 | 0.02037 | 0.31 | EIA Prime Mover-level Data | Estimated using an emission factor
2019 | IL | Sullivan (IL) | 969 | 3 | IC | SB | NA | DFO |  | 98.563 | 0.015277 | 0.31 | EIA Prime Mover-level Data | Estimated using an emission factor
2019 | IL | Sullivan (IL) | 969 | 4 | IC | SB | NA | DFO |  | 72.28 | 0.011203 | 0.31 | EIA Prime Mover-level Data | Estimated using an emission factor
2019 | IL | Sullivan (IL) | 969 | 5 | IC | SB | NA | DFO |  | 72.28 | 0.011203 | 0.31 | EIA Prime Mover-level Data | Estimated using an emission factor
2019 | IL | Sullivan (IL) | 969 | 6 | IC | SB | NA | DFO |  | 39.425 | 0.0061109 | 0.31 | EIA Prime Mover-level Data | Estimated using an emission factor
2019 | IL | Sullivan (IL) | 969 | 9 | IC | SB | NA | DFO |  | 157.701 | 0.024444 | 0.31 | EIA Prime Mover-level Data | Estimated using an emission factor
2019 | IL | Sullivan (IL) | 969 | 10 | IC | SB | NA | DFO |  | 157.701 | 0.024444 | 0.31 | EIA Prime Mover-level Data | Estimated using an emission factor
2019 | IL | Sullivan (IL) | 969 | 11 | IC | SB | NA | DFO |  | 131.417 | 0.02037 | 0.31 | EIA Prime Mover-level Data | Estimated using an emission factor
2019 | IL | Sullivan (IL) | 969 | 12 | IC | SB | NA | DFO |  | 72.28 | 0.011203 | 0.31 | EIA Prime Mover-level Data | Estimated using an emission factor
2019 | IL | Sullivan (IL) | 969 | 13 | IC | OP | NA | DFO |  | 151.13 | 0.023425 | 0.31 | EIA Prime Mover-level Data | Estimated using an emission factor
2019 | IL | Sullivan (IL) | 969 | 14 | IC | OP | NA | DFO |  | 151.13 | 0.023425 | 0.31 | EIA Prime Mover-level Data | Estimated using an emission factor
2019 | IL | Sullivan (IL) | 969 | 15 | IC | OP | NA | DFO |  | 151.13 | 0.023425 | 0.31 | EIA Prime Mover-level Data | Estimated using an emission factor
2019 | IL | TAC-Distributed Energy Resource Hybrid | 61990 | BA | BA | OP | NA | MWH |  | 0 |  |  | EIA Prime Mover-level Data
2019 | IL | TAC-Distributed Energy Resource Hybrid | 61990 | NG | IC | SB | NA | NG |  | 26 | 5.486e-06 | 0.000422 | EIA Prime Mover-level Data | Estimated using an emission factor
2019 | IL | TAC-Distributed Energy Resource Hybrid | 61990 | SOLAR | PV | OP | NA | SUN |  | 1710 |  | 0 | EIA Prime Mover-level Data | Estimated using an emission factor
2019 | IL | TAC-Distributed Energy Resource Hybrid | 61990 | WIND | WT | OP | NA | WND |  | 1254 |  | 0 | EIA Prime Mover-level Data | Estimated using an emission factor
2019 | IL | Tazewell Gas Recovery | 50721 | GEN1 | IC | OP | NA | LFG |  | 68089.34 | 0.50046 | 0.0147 | EIA Prime Mover-level Data | Estimated using an emission factor
2019 | IL | Tazewell Gas Recovery | 50721 | GEN2 | IC | OP | NA | LFG |  | 68089.34 | 0.50046 | 0.0147 | EIA Prime Mover-level Data | Estimated using an emission factor
2019 | IL | Tazewell Gas Recovery | 50721 | GEN3 | IC | OP | NA | LFG |  | 68089.34 | 0.50046 | 0.0147 | EIA Prime Mover-level Data | Estimated using an emission factor
2019 | IL | Thornridge High School | 55005 | 1 | IC | OP | NA | NG |  |  |  | 0.0004219
2019 | IL | Thornridge High School | 55005 | 2 | IC | OP | NA | NG |  |  |  | 0.0004219
2019 | IL | Thornwood High School | 55004 | 1 | IC | OP | NA | NG |  |  |  | 0.0004219
2019 | IL | Thornwood High School | 55004 | 2 | IC | OP | NA | NG |  |  |  | 0.0004219
2019 | IL | Triton East and West Cogen | 58375 | 1 | IC | OP | NA | NG |  | 826.444 | 0.00017438 | 0.000422 | EIA Prime Mover-level Data | Estimated using an emission factor
2019 | IL | Triton East and West Cogen | 58375 | 2 | IC | OP | NA | NG |  | 826.444 | 0.00017438 | 0.000422 | EIA Prime Mover-level Data | Estimated using an emission factor
2019 | IL | Triton East and West Cogen | 58375 | 3 | IC | OP | NA | NG |  | 826.444 | 0.00017438 | 0.000422 | EIA Prime Mover-level Data | Estimated using an emission factor
2019 | IL | Triton East and West Cogen | 58375 | 4 | IC | OP | NA | NG |  | 826.444 | 0.00017438 | 0.000422 | EIA Prime Mover-level Data | Estimated using an emission factor
2019 | IL | Triton East and West Cogen | 58375 | 5 | IC | OP | NA | NG |  | 413.222 | 8.719e-05 | 0.000422 | EIA Prime Mover-level Data | Estimated using an emission factor
2019 | IL | Tuscola Station | 55245 | 1 | ST | RE | NA | BIT |  | 0 |  |  | EIA Unit-level Data
2019 | IL | Tuscola Station | 55245 | 3 | ST | RE | NA | BIT |  | 0 |  |  | EIA Unit-level Data
2019 | IL | Tuscola Station | 55245 | 4 | ST | RE | NA | BIT |  | 0 |  |  | EIA Unit-level Data
2019 | IL | Tuscola Station | 55245 | SG3500 | ST | OP | NA | NG |  | 1292694 | 5.2047 | 0.0080524 | EIA Unit-level Data | NEI avg EF - PM, fuel type, firing type
2019 | IL | Tuscola Station | 55245 | SG3600 | ST | OP | NA | NG |  | 1269658 | 5.1119 | 0.0080524 | EIA Unit-level Data | NEI avg EF - PM, fuel type, firing type
2019 | IL | University of Illinois Abbott Power Plt | 54780 | B1 | ST | OP | NA | NG |  | 402231.5 | 1.6195 | 0.0080524 | EIA Unit-level Data | NEI avg EF - PM, fuel type
2019 | IL | University of Illinois Abbott Power Plt | 54780 | B2 | ST | OP | NA | BIT |  | 0 | 0 | 0.044487 | EIA Unit-level Data | NEI avg EF - PM, fuel type, firing type
2019 | IL | University of Illinois Abbott Power Plt | 54780 | B2A | ST | OP | NA | NG |  | 691934.4 | 2.7859 | 0.0080524 | EIA Unit-level Data | NEI avg EF - PM, fuel type, firing type
2019 | IL | University of Illinois Abbott Power Plt | 54780 | B3 | ST | RE | NA | BIT |  | 0 |  |  | EIA Unit-level Data
2019 | IL | University of Illinois Abbott Power Plt | 54780 | B3A | ST | OP | NA | NG |  | 402080.1 | 1.6189 | 0.0080524 | EIA Unit-level Data | NEI avg EF - PM, fuel type
2019 | IL | University of Illinois Abbott Power Plt | 54780 | B4 | ST | RE | NA | BIT |  | 0 |  |  | EIA Unit-level Data
2019 | IL | University of Illinois Abbott Power Plt | 54780 | B5 | ST | OP | NA | BIT |  | 84369.6 | 1.8767 | 0.044487 | EIA Unit-level Data | NEI avg EF - PM, fuel type
2019 | IL | University of Illinois Abbott Power Plt | 54780 | B6 | ST | OP | NA | BIT |  | 65249.76 | 1.4514 | 0.044487 | EIA Unit-level Data | NEI avg EF - PM, fuel type
2019 | IL | University of Illinois Abbott Power Plt | 54780 | B7 | ST | OP | NA | BIT |  | 22657.32 | 0.50398 | 0.044487 | EIA Unit-level Data | NEI avg EF - PM, fuel type
2019 | IL | University of Illinois Abbott Power Plt | 54780 | DB1 | ST | OP | NA | NG |  | 1319.43 | 0.0053123 | 0.0080524 | EIA Unit-level Data | NEI avg EF - PM, fuel type
2019 | IL | University of Illinois Abbott Power Plt | 54780 | DB2 | ST | OP | NA | NG |  | 33980.73 | 0.13681 | 0.0080524 | EIA Unit-level Data | NEI avg EF - PM, fuel type
2019 | IL | University of Illinois Abbott Power Plt | 54780 | T5 | ST | RE | NA | NG
2019 | IL | University of Illinois Abbott Power Plt | 54780 | T8 | GT | OP | NA | NG |  | 633392.5 | 1.7366 | 0.0054834 | EIA Prime Mover-level Data | NEI avg EF - PM, fuel type, firing type
2019 | IL | University of Illinois Abbott Power Plt | 54780 | T9 | GT | OP | NA | NG |  | 633392.5 | 1.7366 | 0.0054834 | EIA Prime Mover-level Data | NEI avg EF - PM, fuel type, firing type
2019 | IL | University of Illinois Cogen Facility | 54044 | CT1 | GT | OP | NA | NG |  | 378458 | 1.0376 | 0.0054834 | EIA Prime Mover-level Data | NEI avg EF - PM, fuel type, firing type
2019 | IL | University of Illinois Cogen Facility | 54044 | CT2 | GT | OP | NA | NG |  | 378458 | 1.0376 | 0.0054834 | EIA Prime Mover-level Data | NEI avg EF - PM, fuel type, firing type
2019 | IL | University of Illinois Cogen Facility | 54044 | CT3 | GT | OP | NA | NG |  | 378458 | 1.0376 | 0.0054834 | EIA Prime Mover-level Data | NEI avg EF - PM, fuel type, firing type
2019 | IL | University of Illinois Cogen Facility | 54044 | GEN1 | IC | OP | NA | NG |  | 53445.4 | 0.011277 | 0.000422 | EIA Prime Mover-level Data | Estimated using an emission factor
2019 | IL | University of Illinois Cogen Facility | 54044 | GEN2 | IC | OP | NA | NG |  | 53445.4 | 0.011277 | 0.000422 | EIA Prime Mover-level Data | Estimated using an emission factor
2019 | IL | University of Illinois Cogen Facility | 54044 | GEN3 | IC | OS | NA | NG |  | 31388.57 | 0.006623 | 0.000422 | EIA Prime Mover-level Data | Estimated using an emission factor
2019 | IL | University of Illinois Cogen Facility | 54044 | GEN4 | IC | OS | NA | NG |  | 31388.57 | 0.006623 | 0.000422 | EIA Prime Mover-level Data | Estimated using an emission factor
2019 | IL | University of Illinois Cogen Facility | 54044 | RE1 | IC | OP | NA | NG |  | 46658.68 | 0.009845 | 0.000422 | EIA Prime Mover-level Data | Estimated using an emission factor
2019 | IL | University of Illinois Cogen Facility | 54044 | RE2 | IC | OP | NA | NG |  | 46658.68 | 0.009845 | 0.000422 | EIA Prime Mover-level Data | Estimated using an emission factor
2019 | IL | University of Illinois Cogen Facility | 54044 | RE3 | IC | OP | NA | NG |  | 46658.68 | 0.009845 | 0.000422 | EIA Prime Mover-level Data | Estimated using an emission factor
2019 | IL | Upper Rock Energy Partners LLC | 55764 | UR1 | IC | RE | NA | LFG
2019 | IL | Upper Rock Energy Partners LLC | 55764 | UR2 | IC | RE | NA | LFG
2019 | IL | Upper Rock Energy Partners LLC | 55764 | UR3 | IC | RE | NA | LFG
2019 | IL | Upper Rock Energy Partners LLC | 55764 | UR4 | IC | RE | NA | LFG
2019 | IL | Upper Sterling | 7474 | 1 | HY | OP | NA | WAT |  | 31702.5 |  | 1.5381e-07 | EIA Prime Mover-level Data | NEI avg EF - PM, fuel type, firing type
2019 | IL | Upper Sterling | 7474 | 2 | HY | OP | NA | WAT |  | 31702.5 |  | 1.5381e-07 | EIA Prime Mover-level Data | NEI avg EF - PM, fuel type, firing type
2019 | IL | USS Goodrich Solar | 63620 | USGCH | PV | P | NA | SUN
2019 | IL | USS Grandpa Solar | 63619 | USGPA | PV | P | NA | SUN
2019 | IL | USS Solar Brick | 63618 | USBRK | PV | P | NA | SUN
2019 | IL | USS Sycamore Solar | 63621 | USSYC | PV | P | NA | SUN
2019 | IL | Vermilion | 897 | 2 | ST | RE | TANGENTIAL | SUB
2019 | IL | Vermilion | 897 | 3 | GT | RE | NA | DFO
2019 | IL | Vermilion | 897 | ST1 | ST | RE | NA | SUB
2019 | IL | Walnut Ridge Wind Farm | 58694 | 1 | WT | OP | NA | WND |  | 7264657 |  | 0 | EIA Prime Mover-level Data | Estimated using an emission factor
2019 | IL | Waterloo | 971 | 1 | IC | SB | NA | DFO |  | 316.91 | 0.049121 | 0.31 | EIA Prime Mover-level Data | Estimated using an emission factor
2019 | IL | Waterloo | 971 | 2 | IC | SB | NA | DFO |  | 20.446 | 0.0031691 | 0.31 | EIA Prime Mover-level Data | Estimated using an emission factor
2019 | IL | Waterloo | 971 | 3 | IC | SB | NA | DFO |  | 20.446 | 0.0031691 | 0.31 | EIA Prime Mover-level Data | Estimated using an emission factor
2019 | IL | Waterloo | 971 | 4 | IC | SB | NA | DFO |  | 204.458 | 0.031691 | 0.31 | EIA Prime Mover-level Data | Estimated using an emission factor
2019 | IL | Waterloo | 971 | 5 | IC | SB | NA | DFO |  | 51.114 | 0.0079227 | 0.31 | EIA Prime Mover-level Data | Estimated using an emission factor
2019 | IL | Waterloo | 971 | 6 | IC | SB | NA | DFO |  | 51.114 | 0.0079227 | 0.31 | EIA Prime Mover-level Data | Estimated using an emission factor
2019 | IL | Waterloo | 971 | 7 | IC | SB | NA | DFO |  | 173.789 | 0.026937 | 0.31 | EIA Prime Mover-level Data | Estimated using an emission factor
2019 | IL | Waterloo | 971 | 8 | IC | SB | NA | DFO |  | 306.687 | 0.047536 | 0.31 | EIA Prime Mover-level Data | Estimated using an emission factor
2019 | IL | Waterloo | 971 | 9 | IC | OP | NA | DFO |  | 184.012 | 0.028522 | 0.31 | EIA Prime Mover-level Data | Estimated using an emission factor
2019 | IL | Waterloo | 971 | 10 | IC | OP | NA | DFO |  | 184.012 | 0.028522 | 0.31 | EIA Prime Mover-level Data | Estimated using an emission factor
2019 | IL | Waterloo | 971 | 11 | IC | OP | NA | DFO |  | 184.012 | 0.028522 | 0.31 | EIA Prime Mover-level Data | Estimated using an emission factor
2019 | IL | Waterloo | 971 | 12 | GT | SB | NA | NG |  | 2312.912 | 0.0063413 | 0.0054834 | EIA Prime Mover-level Data | NEI avg EF - PM, fuel type, firing type
2019 | IL | Waterloo | 971 | 13 | GT | SB | NA | NG |  | 2453.088 | 0.0067256 | 0.0054834 | EIA Prime Mover-level Data | NEI avg EF - PM, fuel type, firing type
2019 | IL | WestRock (IL) | 54513 | E-1 | IC | SB | NA | NG |  | 20.276 | 4.2782e-06 | 0.000422 | EIA Prime Mover-level Data | Estimated using an emission factor
2019 | IL | WestRock (IL) | 54513 | E2-A | IC | SB | NA | NG |  | 20.276 | 4.2782e-06 | 0.000422 | EIA Prime Mover-level Data | Estimated using an emission factor
2019 | IL | WestRock (IL) | 54513 | E2-B | IC | SB | NA | NG |  | 20.276 | 4.2782e-06 | 0.000422 | EIA Prime Mover-level Data | Estimated using an emission factor
2019 | IL | WestRock (IL) | 54513 | E3 | IC | SB | NA | NG |  | 23.172 | 4.8893e-06 | 0.000422 | EIA Prime Mover-level Data | Estimated using an emission factor
2019 | IL | White Oak Energy LLC | 57342 | 1 | WT | OP | NA | WND |  | 3865367 |  | 0 | EIA Prime Mover-level Data | Estimated using an emission factor
2019 | IL | Whitney Hill Wind Power LLC | 62606 | WTHWP | WT | V | NA | WND
2019 | IL | Winnetka | 972 | 4 | ST | OP | NA | NG |  | 11573.7 | 0.046598 | 0.0080524 | EIA Unit-level Data | NEI avg EF - PM, fuel type
2019 | IL | Winnetka | 972 | 5 | ST | OP | NA | NG |  | 6781.254 | 0.027303 | 0.0080524 | EIA Unit-level Data | NEI avg EF - PM, fuel type
2019 | IL | Winnetka | 972 | 7 | ST | OP | NA | NG |  | 7845.204 | 0.031587 | 0.0080524 | EIA Unit-level Data | NEI avg EF - PM, fuel type
2019 | IL | Winnetka | 972 | 8 | ST | OP | NA | NG |  | 19431.36 | 0.078235 | 0.0080524 | EIA Unit-level Data | NEI avg EF - PM, fuel type
2019 | IL | Winnetka | 972 | 9 | IC | OP | NA | DFO |  | 530.5 | 0.082227 | 0.31 | EIA Prime Mover-level Data | Estimated using an emission factor
2019 | IL | Wood River | 898 | 1 | ST | RE | TANGENTIAL | NG
2019 | IL | Wood River | 898 | 2 | ST | RE | TANGENTIAL | NG
2019 | IL | Wood River | 898 | 3 | ST | RE | TANGENTIAL | NG
2019 | IL | Wood River | 898 | 4 | ST | RE | TANGENTIAL | RC
2019 | IL | Wood River | 898 | 5 | ST | RE | TANGENTIAL | RC
2019 | IL | Woodland Landfill Gas Recovery | 54662 | GEN1 | IC | OP | NA | LFG |  | 46064.83 | 0.33858 | 0.0147 | EIA Prime Mover-level Data | Estimated using an emission factor
2019 | IL | Woodland Landfill Gas Recovery | 54662 | GEN2 | IC | OP | NA | LFG |  | 46064.83 | 0.33858 | 0.0147 | EIA Prime Mover-level Data | Estimated using an emission factor
2019 | IL | Woodland Landfill Gas Recovery | 54662 | GEN3 | IC | OP | NA | LFG |  | 92129.66 | 0.67715 | 0.0147 | EIA Prime Mover-level Data | Estimated using an emission factor
2019 | IL | Woodland Landfill Gas Recovery | 54662 | GEN4 | IC | OP | NA | LFG |  | 92129.66 | 0.67715 | 0.0147 | EIA Prime Mover-level Data | Estimated using an emission factor
2019 | IL | Woodridge Greene Valley Treatment Plant | 54987 | FM01 | IC | SB | NA | NG |  |  |  | 0.0004219
2019 | IL | Yeoman Creek | 61910 | YEOM | PV | L | NA | SUN
2019 | IL | Zion Landfill Gas to Energy Facility | 56871 | 1 | IC | OP | NA | LFG |  | 50351.8 | 0.37009 | 0.0147 | EIA Prime Mover-level Data | Estimated using an emission factor
2019 | IL | Zion Landfill Gas to Energy Facility | 56871 | 2 | IC | OP | NA | LFG |  | 50351.8 | 0.37009 | 0.0147 | EIA Prime Mover-level Data | Estimated using an emission factor
2019 | IL | Zion Landfill Gas to Energy Facility | 56871 | 3 | IC | OP | NA | LFG |  | 50351.8 | 0.37009 | 0.0147 | EIA Prime Mover-level Data | Estimated using an emission factor
2019 | IL | Zion Landfill Gas to Energy Facility | 56871 | 4 | IC | OP | NA | LFG |  | 50351.8 | 0.37009 | 0.0147 | EIA Prime Mover-level Data | Estimated using an emission factor
2019 | IL | Zion Landfill Gas to Energy Facility | 56871 | 5 | IC | OP | NA | LFG |  | 50351.8 | 0.37009 | 0.0147 | EIA Prime Mover-level Data | Estimated using an emission factor
2019 | IL | Alsey Station | 7818 | ACT1 | GT | OP | CT | NG | 75 | 20957.07 | 0.072734 | 0.0069412 | EPA/CAMD | EPA/NEI | 1999
2019 | IL | Alsey Station | 7818 | ACT2 | GT | OP | CT | NG | 34 | 10068 | 0.036727 | 0.0072958 | EPA/CAMD | EPA/NEI | 1999
2019 | IL | Alsey Station | 7818 | ACT5 | GT | OP | CT | NG | 37 | 9271.024 | 0.034754 | 0.0074974 | EPA/CAMD | EPA/NEI | 1999
2019 | IL | Alsey Station | 7818 | ACT6 | GT | OP | CT | NG | 356 | 125943.7 | 0.50818 | 0.0080699 | EPA/CAMD | EPA/NEI | 2016
2019 | IL | Archer Daniels Midland Co. | 10865 | FBC1 | ST | OP | FLUIDIZED | BIT | 7738 | 1673933 | 16.0032 | 0.01912 | EIA Prime Mover-level Data | NEI avg EF - PM, fuel type, firing type | 1987
2019 | IL | Archer Daniels Midland Co. | 10865 | FBC2 | ST | OP | FLUIDIZED | BIT | 8243 | 1673933 | 16.0032 | 0.01912 | EIA Prime Mover-level Data | NEI avg EF - PM, fuel type, firing type | 1987
2019 | IL | Archer Daniels Midland Co. | 10865 | FBC3 | ST | OP | FLUIDIZED | BIT | 6907 | 1692532 | 16.181 | 0.01912 | EIA Prime Mover-level Data | NEI avg EF - PM, fuel type, firing type | 1987
2019 | IL | Archer Daniels Midland Co. | 10865 | FBC4 | ST | OP | FLUIDIZED | BIT | 7916 | 1673933 | 16.0032 | 0.01912 | EIA Prime Mover-level Data | NEI avg EF - PM, fuel type, firing type | 1987
2019 | IL | Archer Daniels Midland Co. | 10865 | FBC5 | ST | OP | FLUIDIZED | BIT | 8177 | 1692532 | 16.181 | 0.01912 | EIA Prime Mover-level Data | NEI avg EF - PM, fuel type, firing type | 1987
2019 | IL | Archer Daniels Midland Co. | 10865 | FBC6 | ST | OP | FLUIDIZED | BIT | 7445 | 1774369 | 16.9634 | 0.01912 | EIA Prime Mover-level Data | NEI avg EF - PM, fuel type, firing type | 1991
2019 | IL | Archer Daniels Midland Co. | 10865 | FBC7 | ST | OP | FLUIDIZED | BIT | 7794 | 1804128 | 17.2479 | 0.01912 | EIA Prime Mover-level Data | NEI avg EF - PM, fuel type, firing type | 1996
2019 | IL | Archer Daniels Midland Co. | 10865 | FBC8 | ST | OP | FLUIDIZED | BIT | 8411 | 3905844 | 37.3407 | 0.01912 | EIA Prime Mover-level Data | NEI avg EF - PM, fuel type, firing type | 1997
2019 | IL | Archer Daniels Midland Co. | 10865 | FBC9 | ST | OP | FLUIDIZED | BIT | 8371 | 9860296 | 94.2666 | 0.01912 | EPA/CAMD | NEI avg EF - PM, fuel type, firing type | 2001
2019 | IL | Archer Daniels Midland Co. | 10865 | GB1 | ST | OP | OTHER BOILER | NG | 1252 | 170022.3 | 0.57826 | 0.0068021 | EPA/CAMD | NEI avg EF - PM, fuel type, firing type | 1995
2019 | IL | Archer Daniels Midland Co. | 10865 | GB2 | ST | OP | OTHER BOILER | NG | 1438 | 206364.3 | 0.70186 | 0.0068021 | EPA/CAMD | NEI avg EF - PM, fuel type, firing type | 1995
2019 | IL | Archer Daniels Midland Co. - Peoria | 10866 | 13 | ST | OP | WALL | NG | 3369 | 792923.8 | 2.8444 | 0.0071744 | EPA/CAMD | NEI avg EF - PM, fuel type, firing type | 2005
2019 | IL | Archer Daniels Midland Co. - Peoria | 10866 | 14 | ST | OP | WALL | NG | 3316 | 808616.6 | 2.9007 | 0.0071744 | EPA/CAMD | NEI avg EF - PM, fuel type, firing type | 2011
2019 | IL | Aurora | 55279 | AGS01 | GT | OP | CT | NG | 632 | 952726.9 | 1.9924 | 0.0041825 | EPA/CAMD | EPA/NEI | 2002
2019 | IL | Aurora | 55279 | AGS02 | GT | OP | CT | NG | 819 | 1165990 | 2.4226 | 0.0041554 | EPA/CAMD | EPA/NEI | 2001
2019 | IL | Aurora | 55279 | AGS03 | GT | OP | CT | NG | 642 | 833167.9 | 1.7417 | 0.0041809 | EPA/CAMD | EPA/NEI | 2001
2019 | IL | Aurora | 55279 | AGS04 | GT | OP | CT | NG | 680 | 888012.1 | 1.8645 | 0.0041994 | EPA/CAMD | EPA/NEI | 2001
2019 | IL | Aurora | 55279 | AGS05 | GT | OP | CT | NG | 1425 | 457010.9 | 0.75289 | 0.0032948 | EPA/CAMD | EPA/NEI | 2001
2019 | IL | Aurora | 55279 | AGS06 | GT | OP | CT | NG | 1363 | 438692.7 | 0.72492 | 0.0033049 | EPA/CAMD | EPA/NEI | 2001
2019 | IL | Aurora | 55279 | AGS07 | GT | OP | CT | NG | 1386 | 448320.6 | 0.72616 | 0.0032394 | EPA/CAMD | EPA/NEI | 2001
2019 | IL | Aurora | 55279 | AGS08 | GT | OP | CT | NG | 1488 | 483159.1 | 0.8418 | 0.0034846 | EPA/CAMD | EPA/NEI | 2001
2019 | IL | Aurora | 55279 | AGS09 | GT | OP | CT | NG | 1434 | 465667.2 | 0.77391 | 0.0033239 | EPA/CAMD | EPA/NEI | 2001
2019 | IL | Aurora | 55279 | AGS10 | GT | OP | CT | NG | 1461 | 489415.1 | 0.79562 | 0.0032513 | EPA/CAMD | EPA/NEI | 2001
2019 | IL | Baldwin Energy Complex | 889 | 1 | ST | OP | CYCLONE | RC | 6664 | 31687670 | 21.8501 | 0.0013791 | EPA/CAMD | EPA/NEI | 1970
2019 | IL | Baldwin Energy Complex | 889 | 2 | ST | OP | CYCLONE | RC | 6964 | 32490740 | 22.6147 | 0.0013921 | EPA/CAMD | EPA/NEI | 1973
2019 | IL | Baldwin Energy Complex | 889 | 3 | ST | OP | TANGENTIAL | RC | 0 |  |  | 0.01734 |  |  | 1975
2019 | IL | Calumet Energy Team, LLC | 55296 | **1 | GT | OP | CT | NG | 79 | 77826.77 | 0.093032 | 0.0023907 | EPA/CAMD | EPA/NEI | 2002
2019 | IL | Calumet Energy Team, LLC | 55296 | **2 | GT | OP | CT | NG | 70 | 67510.28 | 0.081105 | 0.0024028 | EPA/CAMD | EPA/NEI | 2002
2019 | IL | Coffeen | 861 | 01 | ST | OP | CYCLONE | RC | 997 | 2387308 | 4.111 | 0.0034441 | EPA/CAMD | EPA/NEI | 1965
2019 | IL | Coffeen | 861 | 02 | ST | OP | CYCLONE | RC | 5905 | 27490910 | 25.7377 | 0.0018724 | EPA/CAMD | EPA/NEI | 1972
2019 | IL | Cordova Energy Company | 55188 | 1 | CT | OP | CC | NG | 3773 | 5932447 | 5.9013 | 0.0019895 | EPA/CAMD | EPA/NEI | 2001
2019 | IL | Cordova Energy Company | 55188 | 2 | CT | OP | CC | NG | 3391 | 5379610 | 16.1883 | 0.0060184 | EPA/CAMD | EPA/NEI | 2001
2019 | IL | Crete Energy Park | 55253 | GT1 | GT | OP | CT | NG | 375 | 251539.4 | 0.82878 | 0.0065897 | EPA/CAMD | EPA/NEI | 2002
2019 | IL | Crete Energy Park | 55253 | GT2 | GT | OP | CT | NG | 350 | 236887.9 | 0.78108 | 0.0065945 | EPA/CAMD | EPA/NEI | 2002
2019 | IL | Crete Energy Park | 55253 | GT3 | GT | OP | CT | NG | 307 | 205210.1 | 0.67848 | 0.0066126 | EPA/CAMD | EPA/NEI | 2002
2019 | IL | Crete Energy Park | 55253 | GT4 | GT | OP | CT | NG | 294 | 191375 | 0.63186 | 0.0066034 | EPA/CAMD | EPA/NEI | 2002
2019 | IL | Dallman | 963 | 4 | ST | OP | WALL | BIT | 7261 | 10595800 | 19.0599 | 0.0035976 | EPA/CAMD | EPA/NEI | 2009
2019 | IL | Dallman | 963 | 31 | ST | OP | CYCLONE | BIT | 3317 | 1987542 | 10.1302 | 0.010194 | EPA/CAMD | EPA/NEI | 1968
2019 | IL | Dallman | 963 | 32 | ST | OP | CYCLONE | BIT | 2579 | 1501232 | 7.6542 | 0.010197 | EPA/CAMD | EPA/NEI | 1972
2019 | IL | Dallman | 963 | 33 | ST | OP | TANGENTIAL | BIT | 5449 | 8203687 | 50.7299 | 0.012368 | EPA/CAMD | EPA/NEI | 1978
2019 | IL | Duck Creek | 6016 | 1 | ST | OP | WALL | RC | 7790 | 23181380 | 46.5744 | 0.0040183 | EPA/CAMD | EPA/NEI | 1976
2019 | IL | E D Edwards | 856 | 2 | ST | OP | WALL | SUB | 7967 | 14910610 | 40.0965 | 0.0053783 | EPA/CAMD | EPA/NEI | 1968
2019 | IL | E D Edwards | 856 | 3 | ST | OP | WALL | SUB | 6982 | 17509140 | 54.3268 | 0.0062055 | EPA/CAMD | EPA/NEI | 1972
2019 | IL | Elgin Energy Center, LLC | 55438 | CT01 | GT | OP | CT | NG | 733 | 765325.7 | 1.9352 | 0.0050571 | EPA/CAMD | EPA/NEI | 2002
2019 | IL | Elgin Energy Center, LLC | 55438 | CT02 | GT | OP | CT | NG | 705 | 731669.7 | 1.8379 | 0.0050238 | EPA/CAMD | EPA/NEI | 2002
2019 | IL | Elgin Energy Center, LLC | 55438 | CT03 | GT | OP | CT | NG | 666 | 703966.4 | 1.7817 | 0.0050618 | EPA/CAMD | EPA/NEI | 2002
2019 | IL | Elgin Energy Center, LLC | 55438 | CT04 | GT | OP | CT | NG | 685 | 707448 | 1.779 | 0.0050292 | EPA/CAMD | EPA/NEI | 2002
2019 | IL | Elwood Energy Facility | 55199 | 1 | GT | OP | CT | NG | 150 | 194467.5 | 0.47617 | 0.0048972 | EPA/CAMD | EPA/NEI | 1999
2019 | IL | Elwood Energy Facility | 55199 | 2 | GT | OP | CT | NG | 164 | 194734.3 | 0.47681 | 0.0048971 | EPA/CAMD | EPA/NEI | 1999
2019 | IL | Elwood Energy Facility | 55199 | 3 | GT | OP | CT | NG | 163 | 198093.4 | 0.48602 | 0.004907 | EPA/CAMD | EPA/NEI | 1999
2019 | IL | Elwood Energy Facility | 55199 | 4 | GT | OP | CT | NG | 211 | 258198.4 | 0.63192 | 0.0048948 | EPA/CAMD | EPA/NEI | 1999
2019 | IL | Elwood Energy Facility | 55199 | 5 | GT | OP | CT | NG | 373 | 451954.6 | 1.1045 | 0.0048877 | EPA/CAMD | EPA/NEI | 2001
2019 | IL | Elwood Energy Facility | 55199 | 6 | GT | OP | CT | NG | 314 | 388532.3 | 0.95147 | 0.0048978 | EPA/CAMD | EPA/NEI | 2001
2019 | IL | Elwood Energy Facility | 55199 | 7 | GT | OP | CT | NG | 375 | 469901 | 1.1202 | 0.0047677 | EPA/CAMD | EPA/NEI | 2001
2019 | IL | Elwood Energy Facility | 55199 | 8 | GT | OP | CT | NG | 268 | 317437.8 | 0.77798 | 0.0049016 | EPA/CAMD | EPA/NEI | 2001
2019 | IL | Elwood Energy Facility | 55199 | 9 | GT | OP | CT | NG | 356 | 435350.8 | 1.068 | 0.0049062 | EPA/CAMD | EPA/NEI | 2001
2019 | IL | Exxonmobil Oil Corporation | 50627 | 20B1 | CT | OP | CC | PRG | 3629 |  |  | 0.0065927 |  |  | 1986
2019 | IL | Exxonmobil Oil Corporation | 50627 | 55B100 | ST | OP | WALL | PRG | 838 |  |  | 0.039085 |  |  | 1972
2019 | IL | Factory Gas Turbine | 8016 | 2 | GT | OP | CT | DFO | 36 | 11342.3 | 0.13451 | 0.023718 | EPA/CAMD | NEI avg EF - PM, fuel type, firing type | 1973
2019 | IL | Fisk | 886 | 311 | GT | OP | CT | DFO | 47 | 20039.6 | 0.40343 | 0.040264 | EPA/CAMD | EPA/NEI | 1968
2019 | IL | Fisk | 886 | 312 | GT | OP | CT | DFO | 69 | 26936.9 | 0.25527 | 0.018953 | EPA/CAMD | EPA/NEI | 1968
2019 | IL | Fisk | 886 | 321 | GT | OP | CT | DFO | 8 | 2037.1 | 0.10381 | 0.10192 | EPA/CAMD | EPA/NEI | 1968
2019 | IL | Fisk | 886 | 322 | GT | OP | CT | DFO | 6 | 1313.1 | 0.06924 | 0.10546 | EPA/CAMD | EPA/NEI | 1968
2019 | IL | Fisk | 886 | 331 | GT | OP | CT | DFO | 7 | 2075.3 | 0.029701 | 0.028623 | EPA/CAMD | EPA/NEI | 1968
2019 | IL | Fisk | 886 | 332 | GT | OP | CT | DFO | 7 | 2060.9 | 0.022121 | 0.021467 | EPA/CAMD | EPA/NEI | 1968
2019 | IL | Fisk | 886 | 341 | GT | OP | CT | DFO | 0 |  |  | 0.022973 |  |  | 1968
2019 | IL | Fisk | 886 | 342 | GT | OP | CT | DFO | 4 | 829.2 | 0.011715 | 0.028257 | EPA/CAMD | EPA/NEI | 1968
2019 | IL | Freedom Power Project | 7842 | CT1 | GT | OP | CT | NG | 8 | 1576.466 | 0.0052353 | 0.0066419 | EPA/CAMD | EPA/NEI | 2000
2019 | IL | Gibson City Energy Center, LLC | 55201 | GCTG1 | GT | OP | CT | NG | 401 | 338524.7 | 1.972 | 0.011651 | EPA/CAMD | EPA/NEI | 2000
2019 | IL | Gibson City Energy Center, LLC | 55201 | GCTG2 | GT | OP | CT | NG | 533 | 480754.3 | 2.6198 | 0.010899 | EPA/CAMD | EPA/NEI | 2000
2019 | IL | Goose Creek Power Plant | 55496 | CT-01 | GT | OP | CT | NG | 28 | 15655.66 | 0.068437 | 0.0087427 | EPA/CAMD | EPA/NEI | 2003
2019 | IL | Goose Creek Power Plant | 55496 | CT-02 | GT | OP | CT | NG | 17 | 8280.265 | 0.036373 | 0.0087855 | EPA/CAMD | EPA/NEI | 2003
2019 | IL | Goose Creek Power Plant | 55496 | CT-03 | GT | OP | CT | NG | 17 | 9166.186 | 0.040251 | 0.0087825 | EPA/CAMD | EPA/NEI | 2003
2019 | IL | Goose Creek Power Plant | 55496 | CT-04 | GT | OP | CT | NG | 13 | 7083.176 | 0.031436 | 0.0088762 | EPA/CAMD | EPA/NEI | 2003
2019 | IL | Goose Creek Power Plant | 55496 | CT-05 | GT | OP | CT | NG | 13 | 7260.098 | 0.032115 | 0.0088469 | EPA/CAMD | EPA/NEI | 2003
2019 | IL | Goose Creek Power Plant | 55496 | CT-06 | GT | OP | CT | NG | 20 | 10969.46 | 0.048018 | 0.0087549 | EPA/CAMD | EPA/NEI | 2003
2019 | IL | Grand Tower Energy Center, LLC | 862 | CT01 | CT | OP | CC | NG | 2288 | 3990729 | 10.1306 | 0.0050771 | EPA/CAMD | EPA/NEI | 2001
2019 | IL | Grand Tower Energy Center, LLC | 862 | CT02 | CT | OP | CC | NG | 2297 | 4206162 | 10.6547 | 0.0050662 | EPA/CAMD | EPA/NEI | 2001
2019 | IL | Havana | 891 | 9 | ST | OP | WALL | RC | 6121 | 17605240 | 0.57597 | 6.5431e-05 | EPA/CAMD | EPA/NEI | 1978
2019 | IL | Hennepin Power Station | 892 | 1 | ST | OP | TANGENTIAL | RC | 4425 | 1708486 | 7.1562 | 0.0083772 | EPA/CAMD | EPA/NEI | 1953
2019 | IL | Hennepin Power Station | 892 | 2 | ST | OP | TANGENTIAL | RC | 6326 | 9309271 | 38.8835 | 0.0083537 | EPA/CAMD | EPA/NEI | 1959
2019 | IL | Holland Energy Facility | 55334 | CTG1 | CT | OP | CC | NG | 3526 | 5234464 | 22.3172 | 0.008527 | EPA/CAMD | EPA/NEI | 2002
2019 | IL | Holland Energy Facility | 55334 | CTG2 | CT | OP | CC | NG | 3493 | 5192787 | 25.8111 | 0.0099411 | EPA/CAMD | EPA/NEI | 2002
2019 | IL | Ingredion Incorporated Argo Plant | 54556 | B06 | ST | OP | OTHER BOILER | NG | 2598 | 749072.2 | 0.69533 | 0.0018565 | EPA/CAMD | EPA/NEI | 1994
2019 | IL | Ingredion Incorporated Argo Plant | 54556 | B07 | ST | OP | OTHER BOILER | NG | 5736 | 1029034 | 0.74955 | 0.0014568 | EPA/CAMD | EPA/NEI | 2003
2019 | IL | Ingredion Incorporated Argo Plant | 54556 | B08 | ST | OP | OTHER BOILER | NG | 5720 | 1272945 | 4.3294 | 0.0068021 | EPA/CAMD | NEI avg EF - PM, fuel type, firing type | 2017
2019 | IL | Ingredion Incorporated Argo Plant | 54556 | B10 | ST | OP | FLUIDIZED | BIT | 7326 | 5803063 | 27.3645 | 0.0094311 | EPA/CAMD | EPA/NEI | 2006
2019 | IL | Interstate | 7425 | 1 | GT | OP | CT | NG | 167 | 122133.8 | 2.6745 | 0.043797 | EPA/CAMD | EPA/NEI | 1997
2019 | IL | Joliet 29 | 384 | 71 | ST | OP | TANGENTIAL | NG | 2275 | 3940813 | 1.5983 | 0.00081117 | EPA/CAMD | EPA/NEI | 1965
2019 | IL | Joliet 29 | 384 | 72 | ST | OP | TANGENTIAL | NG | 2143 | 3633913 | 1.5204 | 0.0008368 | EPA/CAMD | EPA/NEI | 1965
2019 | IL | Joliet 29 | 384 | 81 | ST | OP | TANGENTIAL | NG | 2120 | 3501547 | 1.8122 | 0.0010351 | EPA/CAMD | EPA/NEI | 1966
2019 | IL | Joliet 29 | 384 | 82 | ST | OP | TANGENTIAL | NG | 2109 | 3677877 | 1.7458 | 0.00094935 | EPA/CAMD | EPA/NEI | 1966
2019 | IL | Joliet 9 | 874 | 5 | ST | OP | CYCLONE | NG | 84 | 124734.4 | 0.030079 | 0.00048229 | EPA/CAMD | EPA/NEI | 1959
2019 | IL | Joppa Steam | 887 | 1 | ST | OP | TANGENTIAL | RC | 7526 | 8458467 | 28.7547 | 0.006799 | EPA/CAMD | EPA/NEI | 1953
2019 | IL | Joppa Steam | 887 | 2 | ST | OP | TANGENTIAL | RC | 6788 | 7785868 | 26.466 | 0.0067985 | EPA/CAMD | EPA/NEI | 1953
2019 | IL | Joppa Steam | 887 | 3 | ST | OP | TANGENTIAL | RC | 7039 | 8008461 | 67.7187 | 0.016912 | EPA/CAMD | EPA/NEI | 1954
2019 | IL | Joppa Steam | 887 | 4 | ST | OP | TANGENTIAL | RC | 8571 | 10511660 | 92.8396 | 0.017664 | EPA/CAMD | EPA/NEI | 1954
2019 | IL | Joppa Steam | 887 | 5 | ST | OP | TANGENTIAL | RC | 4679 | 5076868 | 32.7944 | 0.012919 | EPA/CAMD | EPA/NEI | 1955
2019 | IL | Joppa Steam | 887 | 6 | ST | OP | TANGENTIAL | RC | 7287 | 7886571 | 52.1139 | 0.013216 | EPA/CAMD | EPA/NEI | 1955
2019 | IL | Kendall Energy Facility | 55131 | GTG-1 | CT | OP | CC | NG | 6871 | 12059900 | 36.9246 | 0.0061235 | EPA/CAMD | EPA/NEI | 2001
2019 | IL | Kendall Energy Facility | 55131 | GTG-2 | CT | OP | CC | NG | 7221 | 13053370 | 29.5236 | 0.0045235 | EPA/CAMD | EPA/NEI | 2002
2019 | IL | Kendall Energy Facility | 55131 | GTG-3 | CT | OP | CC | NG | 6920 | 12796500 | 34.0668 | 0.0053244 | EPA/CAMD | EPA/NEI | 2002
2019 | IL | Kendall Energy Facility | 55131 | GTG-4 | CT | OP | CC | NG | 7483 | 13612070 | 36.2498 | 0.0053261 | EPA/CAMD | EPA/NEI | 2002
2019 | IL | Kincaid Generating Station | 876 | 1 | ST | OP | CYCLONE | SUB | 4623 | 17560780 | 20.4324 | 0.002327 | EPA/CAMD | EPA/NEI | 1967
2019 | IL | Kincaid Generating Station | 876 | 2 | ST | OP | CYCLONE | SUB | 4188 | 15643110 | 17.7779 | 0.0022729 | EPA/CAMD | EPA/NEI | 1968
2019 | IL | Kinmundy Power Plant | 55204 | KCTG1 | GT | OP | CT | NG | 16 | 11157.67 | 0.061294 | 0.010987 | EPA/CAMD | EPA/NEI | 2001
2019 | IL | Kinmundy Power Plant | 55204 | KCTG2 | GT | OP | CT | NG | 20 | 14917.4 | 0.081662 | 0.010949 | EPA/CAMD | EPA/NEI | 2001
2019 | IL | Lee County Generating Station, LLC | 55236 | CT1 | GT | OP | CT | NG | 399 | 259461.7 | 0.8048 | 0.0062036 | EPA/CAMD | EPA/NEI | 2001
2019 | IL | Lee County Generating Station, LLC | 55236 | CT2 | GT | OP | CT | NG | 457 | 315494.3 | 0.98049 | 0.0062156 | EPA/CAMD | EPA/NEI | 2001
2019 | IL | Lee County Generating Station, LLC | 55236 | CT3 | GT | OP | CT | NG | 331 | 202115.3 | 0.6268 | 0.0062024 | EPA/CAMD | EPA/NEI | 2001
2019 | IL | Lee County Generating Station, LLC | 55236 | CT4 | GT | OP | CT | NG | 269 | 154511.1 | 0.47902 | 0.0062004 | EPA/CAMD | EPA/NEI | 2001
2019 | IL | Lee County Generating Station, LLC | 55236 | CT5 | GT | OP | CT | NG | 406 | 267947.8 | 0.83065 | 0.0062001 | EPA/CAMD | EPA/NEI | 2001
2019 | IL | Lee County Generating Station, LLC | 55236 | CT6 | GT | OP | CT | NG | 351 | 235770.1 | 0.73128 | 0.0062033 | EPA/CAMD | EPA/NEI | 2001
2019 | IL | Lee County Generating Station, LLC | 55236 | CT7 | GT | OP | CT | NG | 279 | 179886.4 | 0.55732 | 0.0061964 | EPA/CAMD | EPA/NEI | 2001
2019 | IL | Lee County Generating Station, LLC | 55236 | CT8 | GT | OP | CT | NG | 374 | 243478.2 | 0.75435 | 0.0061965 | EPA/CAMD | EPA/NEI | 2001
2019 | IL | Lincoln Generating Facility | 55222 | CTG-1 | GT | OP | CT | NG | 40 | 20869.27 | 0.031175 | 0.0029876 | EPA/CAMD | EPA/NEI | 2000
2019 | IL | Lincoln Generating Facility | 55222 | CTG-2 | GT | OP | CT | NG | 52 | 31491.08 | 0.046221 | 0.0029355 | EPA/CAMD | EPA/NEI | 2000
2019 | IL | Lincoln Generating Facility | 55222 | CTG-3 | GT | OP | CT | NG | 33 | 18340.66 | 0.027693 | 0.0030198 | EPA/CAMD | EPA/NEI | 2000
2019 | IL | Lincoln Generating Facility | 55222 | CTG-4 | GT | OP | CT | NG | 34 | 19158.63 | 0.028741 | 0.0030003 | EPA/CAMD | EPA/NEI | 2000
2019 | IL | Lincoln Generating Facility | 55222 | CTG-5 | GT | OP | CT | NG | 39 | 21560.94 | 0.032398 | 0.0030052 | EPA/CAMD | EPA/NEI | 2000
2019 | IL | Lincoln Generating Facility | 55222 | CTG-6 | GT | OP | CT | NG | 51 | 29437.42 | 0.043753 | 0.0029726 | EPA/CAMD | EPA/NEI | 2000
2019 | IL | Lincoln Generating Facility | 55222 | CTG-7 | GT | OP | CT | NG | 30 | 16220.75 | 0.024564 | 0.0030287 | EPA/CAMD | EPA/NEI | 2000
2019 | IL | Lincoln Generating Facility | 55222 | CTG-8 | GT | OP | CT | NG | 34 | 19024.6 | 0.028622 | 0.0030089 | EPA/CAMD | EPA/NEI | 2000
2019 | IL | LSP University Park, LLC | 55640 | CT01 | GT | OP | CT | NG | 1380 | 435582.8 | 1.5207 | 0.0069822 | EPA/CAMD | EPA/NEI | 2002
2019 | IL | LSP University Park, LLC | 55640 | CT02 | GT | OP | CT | NG | 1139 | 338757.2 | 1.1844 | 0.0069925 | EPA/CAMD | EPA/NEI | 2002
2019 | IL | LSP University Park, LLC | 55640 | CT03 | GT | OP | CT | NG | 1661 | 529546.4 | 1.8519 | 0.0069943 | EPA/CAMD | EPA/NEI | 2002
2019 | IL | LSP University Park, LLC | 55640 | CT04 | GT | OP | CT | NG | 1666 | 522938.2 | 1.8257 | 0.0069826 | EPA/CAMD | EPA/NEI | 2002
2019 | IL | LSP University Park, LLC | 55640 | CT05 | GT | OP | CT | NG | 1568 | 453345.2 | 1.5833 | 0.006985 | EPA/CAMD | EPA/NEI | 2002
2019 | IL | LSP University Park, LLC | 55640 | CT06 | GT | OP | CT | NG | 1609 | 478494.1 | 1.6706 | 0.0069826 | EPA/CAMD | EPA/NEI | 2002
2019 | IL | LSP University Park, LLC | 55640 | CT07 | GT | OP | CT | NG | 1374 | 419062.7 | 1.4609 | 0.0069722 | EPA/CAMD | EPA/NEI | 2002
2019 | IL | LSP University Park, LLC | 55640 | CT08 | GT | OP | CT | NG | 1405 | 408580.6 | 1.4243 | 0.006972 | EPA/CAMD | EPA/NEI | 2002
2019 | IL | LSP University Park, LLC | 55640 | CT09 | GT | OP | CT | NG | 1365 | 400072.5 | 1.3982 | 0.0069897 | EPA/CAMD | EPA/NEI | 2002
2019 | IL | LSP University Park, LLC | 55640 | CT10 | GT | OP | CT | NG | 1311 | 358181.7 | 1.2522 | 0.0069918 | EPA/CAMD | EPA/NEI | 2002
2019 | IL | LSP University Park, LLC | 55640 | CT11 | GT | OP | CT | NG | 1313 | 387013.5 | 1.3514 | 0.0069838 | EPA/CAMD | EPA/NEI | 2002
2019 | IL | LSP University Park, LLC | 55640 | CT12 | GT | OP | CT | NG | 1237 | 399347.2 | 1.3954 | 0.0069883 | EPA/CAMD | EPA/NEI | 2002
2019 | IL | Marion | 976 | 4 | ST | OP | CYCLONE | BIT | 7388 | 12243240 | 40.8863 | 0.006679 | EPA/CAMD | EPA/NEI | 1978
2019 | IL | Marion | 976 | 5 | GT | OP | CT | NG | 96 | 58663.4 | 0.039596 | 0.0013499 | EPA/CAMD | EPA/NEI | 2003
2019 | IL | Marion | 976 | 6 | GT | OP | CT | NG | 87 | 47636.1 | 0.029616 | 0.0012434 | EPA/CAMD | EPA/NEI | 2003
2019 | IL | Marion | 976 | 123 | ST | OP | FLUIDIZED | BIT | 7998 | 10174510 | 1.3166 | 0.0002588 | EPA/CAMD | EPA/NEI | 2003
2019 | IL | MEPI GT Facility | 7858 | 1 | GT | OP | CT | NG | 72 | 39585.55 | 0.06175 | 0.0031198 | EPA/CAMD | EPA/NEI | 2000
2019 | IL | MEPI GT Facility | 7858 | 2 | GT | OP | CT | NG | 60 | 33502.76 | 0.053805 | 0.003212 | EPA/CAMD | EPA/NEI | 2000
2019 | IL | MEPI GT Facility | 7858 | 3 | GT | OP | CT | NG | 66 | 37531.85 | 0.061003 | 0.0032507 | EPA/CAMD | EPA/NEI | 2000
2019 | IL | MEPI GT Facility | 7858 | 4 | GT | OP | CT | NG | 4 | 1025.278 | 0.0031993 | 0.0062409 | EPA/CAMD | EPA/NEI | 2000
2019 | IL | MEPI GT Facility | 7858 | 5 | GT | OP | CT | NG | 4 | 1330.598 | 0.0035813 | 0.005383 | EPA/CAMD | EPA/NEI | 2000
2019 | IL | Morris Cogeneration, LLC | 55216 | B-5 | ST | OP | WALL | NG | 3143 | 64464.86 | 0.62152 | 0.019282 | EPA/CAMD | EPA/NEI | 1980
2019 | IL | Morris Cogeneration, LLC | 55216 | B-6 | ST | OP | WALL | NG | 3432 | 62269.89 | 0.73257 | 0.023529 | EPA/CAMD | EPA/NEI | 1980
2019 | IL | Morris Cogeneration, LLC | 55216 | CTG1 | CT | OP | CC | NG | 5617 | 2607950 | 1.8598 | 0.0014262 | EPA/CAMD | EPA/NEI | 1998
2019 | IL | Morris Cogeneration, LLC | 55216 | CTG2 | CT | OP | CC | NG | 6512 | 2981005 | 1.3631 | 0.00091455 | EPA/CAMD | EPA/NEI | 1998
2019 | IL | Morris Cogeneration, LLC | 55216 | CTG3 | CT | OP | CC | NG | 6020 | 2622411 | 1.1868 | 0.00090515 | EPA/CAMD | EPA/NEI | 1998
2019 | IL | Nelson Energy Center | 55183 | 1 | CT | OP | CC | NG | 7768 | 14172650 | 14.0492 | 0.0019826 | EPA/CAMD | EPA/NEI | 2015
2019 | IL | Nelson Energy Center | 55183 | 2 | CT | OP | CC | NG | 7644 | 13868170 | 11.691 | 0.001686 | EPA/CAMD | EPA/NEI | 2015
2019 | IL | Newton | 6017 | 1 | ST | OP | TANGENTIAL | RC | 7807 | 30948490 | 286.1641 | 0.018493 | EPA/CAMD | EPA/NEI | 1977
2019 | IL | Pinckneyville Power Plant | 55202 | CT01 | GT | OP | CT | NG | 614 | 202082.4 | 1.138 | 0.011263 | EPA/CAMD | EPA/NEI | 2000
2019 | IL | Pinckneyville Power Plant | 55202 | CT02 | GT | OP | CT | NG | 498 | 158133.3 | 0.89119 | 0.011271 | EPA/CAMD | EPA/NEI | 2000
2019 | IL | Pinckneyville Power Plant | 55202 | CT03 | GT | OP | CT | NG | 593 | 192293.7 | 1.083 | 0.011264 | EPA/CAMD | EPA/NEI | 2000
2019 | IL | Pinckneyville Power Plant | 55202 | CT04 | GT | OP | CT | NG | 570 | 188568.8 | 1.0634 | 0.011279 | EPA/CAMD | EPA/NEI | 2000
2019 | IL | Pinckneyville Power Plant | 55202 | CT05 | GT | OP | CT | NG | 11 | 3016.682 | 0.013735 | 0.0091064 | EPA/CAMD | EPA/NEI | 2001
2019 | IL | Pinckneyville Power Plant | 55202 | CT06 | GT | OP | CT | NG | 11 | 3040.802 | 0.013711 | 0.0090178 | EPA/CAMD | EPA/NEI | 2001
2019 | IL | Pinckneyville Power Plant | 55202 | CT07 | GT | OP | CT | NG | 19 | 7138.627 | 0.032629 | 0.0091414 | EPA/CAMD | EPA/NEI | 2001
2019 | IL | Pinckneyville Power Plant | 55202 | CT08 | GT | OP | CT | NG | 18 | 4640.104 | 0.020933 | 0.0090227 | EPA/CAMD | EPA/NEI | 2001
2019 | IL | Powerton | 879 | 51 | ST | OP | CYCLONE | SUB | 2858 | 8770733 | 251.7957 | 0.057417 | EPA/CAMD | EPA/NEI | 1973
2019 | IL | Powerton | 879 | 52 | ST | OP | CYCLONE | SUB | 2816 | 8890490 | 250.7831 | 0.056416 | EPA/CAMD | EPA/NEI | 1973
2019 | IL | Powerton | 879 | 61 | ST | OP | CYCLONE | SUB | 2125 | 6112767 | 161.3224 | 0.052782 | EPA/CAMD | EPA/NEI | 1976
2019 | IL | Powerton | 879 | 62 | ST | OP | CYCLONE | SUB | 2027 | 5877146 | 148.095 | 0.050397 | EPA/CAMD | EPA/NEI | 1976
2019 | IL | Prairie State Generating Station | 55856 | 01 | ST | OP | WALL | BIT | 7393 | 64863820 | 406.871 | 0.012545 | EPA/CAMD | EPA/NEI | 2011
2019 | IL | Prairie State Generating Station | 55856 | 02 | ST | OP | WALL | BIT | 8138 | 70219460 | 912.0364 | 0.025977 | EPA/CAMD | EPA/NEI | 2012
2019 | IL | Raccoon Creek Power Plant | 55417 | CT-01 | GT | OP | CT | NG | 9 | 4482.02 | 0.01252 | 0.0055866 | EPA/CAMD | EPA/NEI | 2002
2019 | IL | Raccoon Creek Power Plant | 55417 | CT-02 | GT | OP | CT | NG | 13 | 7916.331 | 0.029632 | 0.0074864 | EPA/CAMD | EPA/NEI | 2002
2019 | IL | Raccoon Creek Power Plant | 55417 | CT-03 | GT | OP | CT | NG | 15 | 6631.942 | 0.024442 | 0.007371 | EPA/CAMD | EPA/NEI | 2002
2019 | IL | Raccoon Creek Power Plant | 55417 | CT-04 | GT | OP | CT | NG | 20 | 10341.85 | 0.03967 | 0.0076717 | EPA/CAMD | EPA/NEI | 2002
2019 | IL | Rockford Energy Center | 55238 | 0001 | GT | OP | CT | NG | 526 | 633311.4 | 2.0969 | 0.006622 | EPA/CAMD | EPA/NEI | 2000
2019 | IL | Rockford Energy Center | 55238 | 0002 | GT | OP | CT | NG | 635 | 786324.9 | 2.6061 | 0.0066286 | EPA/CAMD | EPA/NEI | 2000
2019 | IL | Rockford II Energy Center | 55936 | U1 | GT | OP | CT | NG | 679 | 862797.9 | 2.9259 | 0.0067824 | EPA/CAMD | EPA/NEI | 2002
2019 | IL | Rocky Road Power, LLC | 55109 | T1 | GT | OP | CT | NG | 269 | 242490 | 1.341 | 0.01106 | EPA/CAMD | EPA/NEI | 1999
2019 | IL | Rocky Road Power, LLC | 55109 | T2 | GT | OP | CT | NG | 202 | 188614.8 | 1.0391 | 0.011018 | EPA/CAMD | EPA/NEI | 1999
2019 | IL | Rocky Road Power, LLC | 55109 | T3 | GT | OP | CT | NG | 191 | 43888.4 | 0.92925 | 0.042346 | EPA/CAMD | EPA/NEI | 1999
2019 | IL | Rocky Road Power, LLC | 55109 | T4 | GT | OP | CT | NG | 111 | 102564.7 | 0.57015 | 0.011118 | EPA/CAMD | EPA/NEI | 2000
2019 | IL | Shelby County | 55237 | SCE1 | GT | OP | CT | NG | 1014 | 358149.8 | 0.89648 | 0.0050062 | EPA/CAMD | EPA/NEI | 2000
2019 | IL | Shelby County | 55237 | SCE2 | GT | OP | CT | NG | 1049 | 360361.1 | 0.90191 | 0.0050056 | EPA/CAMD | EPA/NEI | 2000
2019 | IL | Shelby County | 55237 | SCE3 | GT | OP | CT | NG | 1011 | 343417.5 | 0.86015 | 0.0050093 | EPA/CAMD | EPA/NEI | 2000
2019 | IL | Shelby County | 55237 | SCE4 | GT | OP | CT | NG | 985 | 332468.4 | 0.83179 | 0.0050037 | EPA/CAMD | EPA/NEI | 2000
2019 | IL | Shelby County | 55237 | SCE5 | GT | OP | CT | NG | 850 | 274316.5 | 0.6921 | 0.005046 | EPA/CAMD | EPA/NEI | 2000
2019 | IL | Shelby County | 55237 | SCE6 | GT | OP | CT | NG | 624 | 206399.2 | 0.52095 | 0.005048 | EPA/CAMD | EPA/NEI | 2000
2019 | IL | Shelby County | 55237 | SCE7 | GT | OP | CT | NG | 600 | 189044 | 0.47806 | 0.0050577 | EPA/CAMD | EPA/NEI | 2001
2019 | IL | Shelby County | 55237 | SCE8 | GT | OP | CT | NG | 520 | 169081.1 | 0.4266 | 0.005046 | EPA/CAMD | EPA/NEI | 2001
2019 | IL | Southeast Chicago Energy Project | 55281 | CTG10 | GT | OP | CT | NG | 261 | 97153.6 | 0.35842 | 0.0073783 | EPA/CAMD | EPA/NEI | 2002
2019 | IL | Southeast Chicago Energy Project | 55281 | CTG11 | GT | OP | CT | NG | 252 | 92672.7 | 0.34336 | 0.0074102 | EPA/CAMD | EPA/NEI | 2002
2019 | IL | Southeast Chicago Energy Project | 55281 | CTG12 | GT | OP | CT | NG | 258 | 94106.3 | 0.3472 | 0.0073789 | EPA/CAMD | EPA/NEI | 2002
2019 | IL | Southeast Chicago Energy Project | 55281 | CTG5 | GT | OP | CT | NG | 237 | 86072.5 | 0.32588 | 0.0075723 | EPA/CAMD | EPA/NEI | 2002
2019 | IL | Southeast Chicago Energy Project | 55281 | CTG6 | GT | OP | CT | NG | 102 | 33738.5 | 0.12805 | 0.0075909 | EPA/CAMD | EPA/NEI | 2002
2019 | IL | Southeast Chicago Energy Project | 55281 | CTG7 | GT | OP | CT | NG | 221 | 83336 | 0.30511 | 0.0073224 | EPA/CAMD | EPA/NEI | 2002
2019 | IL | Southeast Chicago Energy Project | 55281 | CTG8 | GT | OP | CT | NG | 67 | 23423.5 | 0.089636 | 0.0076535 | EPA/CAMD | EPA/NEI | 2002
2019 | IL | Southeast Chicago Energy Project | 55281 | CTG9 | GT | OP | CT | NG | 262 | 96737.7 | 0.35799 | 0.0074013 | EPA/CAMD | EPA/NEI | 2002
2019 | IL | Tate & Lyle | 10867 | 123-08 | ST | OP | FLUIDIZED | BIT | 7153 | 3020741 | 4.3737 | 0.0028958 | EPA/CAMD | EPA/NEI | 1988
2019 | IL | Tate & Lyle | 10867 | 123-09 | ST | OP | FLUIDIZED | BIT | 4765 | 2270159 | 3.9478 | 0.003478 | EPA/CAMD | EPA/NEI | 1988
2019 | IL | Tilton Power Station | 7760 | 1 | GT | OP | CT | NG | 975 | 234494.6 | 0.77394 | 0.0066009 | EPA/CAMD | EPA/NEI | 1999
2019 | IL | Tilton Power Station | 7760 | 2 | GT | OP | CT | NG | 790 | 180028.2 | 0.59445 | 0.006604 | EPA/CAMD | EPA/NEI | 1999
2019 | IL | Tilton Power Station | 7760 | 3 | GT | OP | CT | NG | 826 | 191741.8 | 0.63241 | 0.0065965 | EPA/CAMD | EPA/NEI | 1999
2019 | IL | Tilton Power Station | 7760 | 4 | GT | OP | CT | NG | 769 | 180328.4 | 0.59563 | 0.0066061 | EPA/CAMD | EPA/NEI | 1999
2019 | IL | University Park Energy | 55250 | UP1 | GT | OP | CT | NG | 970 | 197725.7 | 0.69793 | 0.0070596 | EPA/CAMD | EPA/NEI | 2001
2019 | IL | University Park Energy | 55250 | UP10 | GT | OP | CT | NG | 649 | 117763.7 | 0.43665 | 0.0074157 | EPA/CAMD | EPA/NEI | 2001
2019 | IL | University Park Energy | 55250 | UP11 | GT | OP | CT | NG | 1057 | 202212.7 | 0.75531 | 0.0074704 | EPA/CAMD | EPA/NEI | 2001
2019 | IL | University Park Energy | 55250 | UP12 | GT | OP | CT | NG | 963 | 179327.8 | 0.63636 | 0.0070972 | EPA/CAMD | EPA/NEI | 2001
2019 | IL | University Park Energy | 55250 | UP2 | GT | OP | CT | NG | 948 | 179408.9 | 0.64598 | 0.0072012 | EPA/CAMD | EPA/NEI | 2001
2019 | IL | University Park Energy | 55250 | UP3 | GT | OP | CT | NG | 1136 | 219394.4 | 0.78047 | 0.0071148 | EPA/CAMD | EPA/NEI | 2001
2019 | IL | University Park Energy | 55250 | UP4 | GT | OP | CT | NG | 1181 | 221751.2 | 0.78304 | 0.0070623 | EPA/CAMD | EPA/NEI | 2001
2019 | IL | University Park Energy | 55250 | UP5 | GT | OP | CT | NG | 1114 | 214649.7 | 0.76846 | 0.0071601 | EPA/CAMD | EPA/NEI | 2001
2019 | IL | University Park Energy | 55250 | UP6 | GT | OP | CT | NG | 1168 | 216522.8 | 0.77948 | 0.0072 | EPA/CAMD | EPA/NEI | 2001
2019 | IL | University Park Energy | 55250 | UP7 | GT | OP | CT | NG | 1031 | 205825.2 | 0.70522 | 0.0068526 | EPA/CAMD | EPA/NEI | 2001
2019 | IL | University Park Energy | 55250 | UP8 | GT | OP | CT | NG | 1149 | 225366.4 | 0.7951 | 0.007056 | EPA/CAMD | EPA/NEI | 2001
2019 | IL | University Park Energy | 55250 | UP9 | GT | OP | CT | NG | 929 | 174145.4 | 0.6374 | 0.0073203 | EPA/CAMD | EPA/NEI | 2001
2019 | IL | Venice | 913 | CT03 | GT | OP | CT | NG | 115 | 133489.4 | 0.3273 | 0.0049037 | EPA/CAMD | EPA/NEI | 2005
2019 | IL | Venice | 913 | CT04 | GT | OP | CT | NG | 99 | 112571.6 | 0.27565 | 0.0048973 | EPA/CAMD | EPA/NEI | 2005
2019 | IL | Venice | 913 | CT05 | GT | OP | CT | NG | 17 | 13576.08 | 0.033032 | 0.0048662 | EPA/CAMD | EPA/NEI | 2005
2019 | IL | Venice | 913 | CT2A | GT | OP | CT | NG | 51 | 4129.275 | 0.020596 | 0.0099758 | EPA/CAMD | EPA/NEI | 2002
2019 | IL | Venice | 913 | CT2B | GT | OP | CT | NG | 63 | 4487.527 | 0.022395 | 0.0099812 | EPA/CAMD | EPA/NEI | 2002
2019 | IL | Waukegan | 883 | 7 | ST | OP | TANGENTIAL | SUB | 3447 | 6592600 | 39.2778 | 0.011916 | EPA/CAMD | EPA/NEI | 1958
2019 | IL | Waukegan | 883 | 8 | ST | OP | TANGENTIAL | SUB | 3221 | 7856475 | 87.6426 | 0.022311 | EPA/CAMD | EPA/NEI | 1962
2019 | IL | Waukegan | 883 | 311 | GT | OP | CT | DFO | 5 | 1066.5 | 0.030975 | 0.058088 | EPA/CAMD | EPA/NEI | 1968
2019 | IL | Waukegan | 883 | 312 | GT | OP | CT | DFO | 4 | 1005.7 | 0.017129 | 0.034063 | EPA/CAMD | EPA/NEI | 1968
2019 | IL | Waukegan | 883 | 321 | GT | OP | CT | DFO | 5 | 939.4 | 0.019627 | 0.041786 | EPA/CAMD | EPA/NEI | 1968
2019 | IL | Waukegan | 883 | 322 | GT | OP | CT | DFO | 4 | 895.2 | 0.024794 | 0.055394 | EPA/CAMD | EPA/NEI | 1968
2019 | IL | Will County | 884 | 3 | ST | OP | TANGENTIAL | SUB | 0 |  |  | 0.017184 |  |  | 1957
2019 | IL | Will County | 884 | 4 | ST | OP | TANGENTIAL | SUB | 3099 | 9149106 | 53.9513 | 0.011794 | EPA/CAMD | EPA/NEI | 1963
2019 | IL | Zion Energy Center | 55392 | CT-1 | GT | OP | CT | NG | 1939 | 2892344 | 9.5762 | 0.0066218 | EPA/CAMD | EPA/NEI | 2002
2019 | IL | Zion Energy Center | 55392 | CT-2 | GT | OP | CT | NG | 1681 | 2451405 | 6.1083 | 0.0049835 | EPA/CAMD | EPA/NEI | 2002
2019 | IL | Zion Energy Center | 55392 | CT-3 | GT | OP | CT | NG | 1311 | 1964321 | 9.5196 | 0.0096925 | EPA/CAMD | EPA/NEI | 2003
2019 | IN | 2 AC Station | 10211 | 10TG | ST | RE | NA | BFG
2019 | IN | 2 AC Station | 10211 | 11TG | ST | RE | NA | BFG
2019 | IN | 2 AC Station | 10211 | 7TG | ST | RE | NA | BFG
2019 | IN | 2 AC Station | 10211 | 8TG | ST | RE | NA | BFG
2019 | IN | 2 AC Station | 10211 | 9TG | ST | RE | NA | BFG
2019 | IN | AEP Churubusco NaS | 60617 | 1 | BA | OP | NA | MWH
2019 | IN | ArcelorMittal Burns Harbor | 10245 | 10 | ST | OP | TANGENTIAL | NG |  | 6495887 | 30.5228 | 0.0093976 | EIA Unit-level Data | NEI avg EF - PM, fuel type, firing type
2019 | IN | ArcelorMittal Burns Harbor | 10245 | 11 | ST | OP | TANGENTIAL | NG |  | 6495887 | 30.5228 | 0.0093976 | EIA Unit-level Data | NEI avg EF - PM, fuel type, firing type
2019 | IN | ArcelorMittal Burns Harbor | 10245 | 12 | ST | OP | TANGENTIAL | NG |  | 6495887 | 30.5228 | 0.0093976 | EIA Unit-level Data | NEI avg EF - PM, fuel type, firing type
2019 | IN | Belmont | 59172 | PV1 | PV | OP | NA | SUN |  | 52231 |  | 0 | EIA Prime Mover-level Data | Estimated using an emission factor
2019 | IN | Benton County Wind Farm | 56679 | 1 | WT | OP | NA | WND |  | 2685447 |  | 0 | EIA Prime Mover-level Data | Estimated using an emission factor
2019 | IN | Big Blue River Wind Farm | 60907 | WT1 | WT | P | NA | WND
2019 | IN | BioTown Ag | 59774 | ENG1 | IC | OP | NA | OBG |  | 71496.34 | 0.5255 | 0.0147 | EIA Prime Mover-level Data | Estimated using an emission factor
2019 | IN | BioTown Ag | 59774 | ENG2 | IC | OP | NA | OBG |  | 71496.34 | 0.5255 | 0.0147 | EIA Prime Mover-level Data | Estimated using an emission factor
2019 | IN | BioTown Ag | 59774 | ENG3 | IC | OP | NA | OBG |  | 71496.34 | 0.5255 | 0.0147 | EIA Prime Mover-level Data | Estimated using an emission factor
2019 | IN | BioTown Ag | 59774 | ENG4 | IC | OP | NA | OBG |  | 71496.34 | 0.5255 | 0.0147 | EIA Prime Mover-level Data | Estimated using an emission factor
2019 | IN | BioTown Ag | 59774 | ENG5 | IC | OP | NA | OBG |  | 71496.34 | 0.5255 | 0.0147 | EIA Prime Mover-level Data | Estimated using an emission factor
2019 | IN | BioTown Ag | 59774 | ENG6 | IC | OP | NA | OBG |  | 71496.34 | 0.5255 | 0.0147 | EIA Prime Mover-level Data | Estimated using an emission factor
2019 | IN | Bitter Ridge Wind Farm, LLC | 63666 | BIT | WT | U | NA | WND
2019 | IN | Bluff Point Wind Facility | 61303 | BLUFF | WT | OP | NA | WND |  | 3456986 |  | 0 | EIA Prime Mover-level Data | Estimated using an emission factor
2019 | IN | Bos Dairy, LLC | 57625 | BOS1 | IC | RE | NA | OBG
2019 | IN | Bos Dairy, LLC | 57625 | BOS2 | IC | OP | NA | NG |  | 51126.73 | 0.010788 | 0.000422 | EIA Prime Mover-level Data | Estimated using an emission factor
2019 | IN | Bos Dairy, LLC | 57625 | BOS3 | IC | OP | NA | NG |  | 29215.27 | 0.0061644 | 0.000422 | EIA Prime Mover-level Data | Estimated using an emission factor
2019 | IN | Bos Dairy, LLC | 57625 | BOS4 | IC | V | NA | NG
2019 | IN | Bunge North America East LLC | 50316 | 3516 | ST | OP | NA | NG |  | 599762 | 2.4148 | 0.0080524 | EIA Prime Mover-level Data | NEI avg EF - PM, fuel type
2019 | IN | Cabin Creek Renewable Energy Station | 59791 | 1 | IC | CN | NA | LFG
2019 | IN | Cabin Creek Renewable Energy Station | 59791 | 2 | IC | CN | NA | LFG
2019 | IN | Camp Atterbury Microgrid Hybrid | 63324 | ES1 | BA | OP | NA | MWH
2019 | IN | Camp Atterbury Microgrid Hybrid | 63324 | PV1 | PV | OP | NA | SUN |  | 944 |  | 0 | EIA Prime Mover-level Data | Estimated using an emission factor
2019 | IN | Caterpillar | 50935 | 0101 | IC | RE | NA | DFO
2019 | IN | Caterpillar | 50935 | 0102 | IC | RE | NA | DFO
2019 | IN | Caterpillar | 50935 | 0103 | IC | RE | NA | DFO
2019 | IN | Caterpillar | 50935 | 0104 | IC | RE | NA | DFO
2019 | IN | Caterpillar | 50935 | 0105 | IC | RE | NA | DFO
2019 | IN | Caterpillar | 50935 | 0106 | IC | RE | NA | DFO
2019 | IN | Caterpillar | 50935 | 0107 | IC | RE | NA | DFO
2019 | IN | Caterpillar | 50935 | 0108 | IC | RE | NA | DFO
2019 | IN | Caterpillar | 50935 | 3512 | IC | SB | NA | DFO |  | 24952.53 | 3.8676 | 0.31 | EIA Prime Mover-level Data | Estimated using an emission factor
2019 | IN | Caterpillar | 50935 | 3516 | IC | SB | NA | DFO |  | 33270.05 | 5.1569 | 0.31 | EIA Prime Mover-level Data | Estimated using an emission factor
2019 | IN | Caterpillar | 50935 | 516A | IC | SB | NA | DFO |  | 49905.07 | 7.7353 | 0.31 | EIA Prime Mover-level Data | Estimated using an emission factor
2019 | IN | Caterpillar | 50935 | ET1 | IC | OP | NA | NG |  | 55450.07 | 0.0117 | 0.000422 | EIA Prime Mover-level Data | Estimated using an emission factor
2019 | IN | Caterpillar | 50935 | ET2 | IC | OP | NA | NG |  | 55450.07 | 0.0117 | 0.000422 | EIA Prime Mover-level Data | Estimated using an emission factor
2019 | IN | Caterpillar | 50935 | ET3 | IC | OP | NA | DFO |  | 69312.59 | 10.7435 | 0.31 | EIA Prime Mover-level Data | Estimated using an emission factor
2019 | IN | Caterpillar | 50935 | ET4 | IC | OP | NA | NG |  | 69312.59 | 0.014625 | 0.000422 | EIA Prime Mover-level Data | Estimated using an emission factor
2019 | IN | Caterpillar | 50935 | R12 | IC | SB | NA | DFO |  | 11090.01 | 1.719 | 0.31 | EIA Prime Mover-level Data | Estimated using an emission factor
2019 | IN | Centerville Solar Park | 62794 | SCENT | PV | U | NA | SUN
2019 | IN | Clark-Floyd Landfill Gas Generating | 56539 | ICG1 | IC | RE | NA | LFG |  |  |  | 0.0147
2019 | IN | Clark-Floyd Landfill Gas Generating | 56539 | ICG2 | IC | RE | NA | LFG |  |  |  | 0.0147
2019 | IN | Clark-Floyd Landfill Gas Generating | 56539 | ICG3 | IC | RE | NA | LFG |  |  |  | 0.0147
2019 | IN | Columbia City Solar Park | 62769 | SCOLU | PV | T | NA | SUN
2019 | IN | Connersville | 1002 | 1 | GT | RE | NA | DFO
2019 | IN | Connersville | 1002 | 2 | GT | RE | NA | DFO
2019 | IN | Covanta Indianapolis Energy | 50647 | GEN1 | ST | OP | NA | MSW |  | 7071417 | 551.5705 | 0.156 | EIA Prime Mover-level Data | Estimated using an emission factor
2019 | IN | Crane Solar Facility | 60435 | XXXXX | PV | OP | NA | SUN |  | 246757 |  | 0 | EIA Prime Mover-level Data | Estimated using an emission factor
2019 | IN | Crawfordsville 2 Solar Park | 62484 | SCRA2 | PV | OP | NA | SUN |  | 1255 |  | 0 | EIA Prime Mover-level Data | Estimated using an emission factor
2019 | IN | Crawfordsville 3 Solar Park | 62485 | SCRA3 | PV | OP | NA | SUN |  | 1416 |  | 0 | EIA Prime Mover-level Data | Estimated using an emission factor
2019 | IN | Crawfordsville 5 Solar Park | 62793 | SCRA5 | PV | U | NA | SUN
2019 | IN | Crawfordsville Power Plant | 1024 | 5 | ST | OS | NA |  |  | 0 |  |  | EIA Unit-level Data
2019 | IN | Crawfordsville Power Plant | 1024 | 6 | ST | OS | NA |  |  | 0 |  |  | EIA Unit-level Data
2019 | IN | Crawfordsville Power Plant | 1024 | D1 | IC | OP | NA | DFO |  |  |  | 0.30942
2019 | IN | Crawfordsville Solar Park 4 | 62776 | SCRA4 | PV | V | NA | SUN
2019 | IN | Dean H Mitchell | 996 | 4 | ST | RE | NA | NG
2019 | IN | Dean H Mitchell | 996 | 5 | ST | RE | NA | SUB
2019 | IN | Dean H Mitchell | 996 | 6 | ST | RE | NA | SUB
2019 | IN | Dean H Mitchell | 996 | 11 | ST | RE | NA | SUB
2019 | IN | Dean H Mitchell | 996 | 9A | GT | RE | NA | NG
2019 | IN | Decatur Co. Solar RES (IN) | 59988 | PV1 | PV | OP | NA | SUN |  | 16811 |  | 0 | EIA Prime Mover-level Data | Estimated using an emission factor
2019 | IN | Deer Creek PV | 59855 | DCPV1 | PV | OP | NA | SUN |  | 13525 |  | 0 | EIA Prime Mover-level Data | Estimated using an emission factor
2019 | IN | Deercroft I & II LFGTE | 54956 | I-1 | IC | OP | NA | NG |  | 33984.38 | 0.0071707 | 0.000422 | EIA Prime Mover-level Data | Estimated using an emission factor
2019 | IN | Deercroft I & II LFGTE | 54956 | I-2 | IC | OP | NA | NG |  | 33984.38 | 0.0071707 | 0.000422 | EIA Prime Mover-level Data | Estimated using an emission factor
2019 | IN | Deercroft I & II LFGTE | 54956 | I-3 | IC | OP | NA | NG |  | 33984.38 | 0.0071707 | 0.000422 | EIA Prime Mover-level Data | Estimated using an emission factor
2019 | IN | Deercroft I & II LFGTE | 54956 | I-4 | IC | OP | NA | NG |  | 33984.38 | 0.0071707 | 0.000422 | EIA Prime Mover-level Data | Estimated using an emission factor
2019 | IN | Deercroft I & II LFGTE | 54956 | II-1 | IC | OP | NA | LFG |  | 33984.38 | 0.24979 | 0.0147 | EIA Prime Mover-level Data | Estimated using an emission factor
2019 | IN | Deercroft I & II LFGTE | 54956 | II-2 | IC | OP | NA | LFG |  | 33984.38 | 0.24979 | 0.0147 | EIA Prime Mover-level Data | Estimated using an emission factor
2019 | IN | Deercroft I & II LFGTE | 54956 | II-3 | IC | OP | NA | LFG |  | 33984.38 | 0.24979 | 0.0147 | EIA Prime Mover-level Data | Estimated using an emission factor
2019 | IN | Deercroft I & II LFGTE | 54956 | II-4 | IC | OP | NA | LFG |  | 33984.38 | 0.24979 | 0.0147 | EIA Prime Mover-level Data | Estimated using an emission factor
2019 | IN | Duke Building 129 | 59434 | DU129 | PV | OP | NA | SUN |  | 40850 |  | 0 | EIA Prime Mover-level Data | Estimated using an emission factor
2019 | IN | Duke Building 87 | 59432 | DUK87 | PV | OP | NA | SUN |  | 34272 |  | 0 | EIA Prime Mover-level Data | Estimated using an emission factor
2019 | IN | Duke Building 98 | 59433 | DUK98 | PV | OP | NA | SUN |  | 34272 |  | 0 | EIA Prime Mover-level Data | Estimated using an emission factor
2019 | IN | Earthmovers LFGTE | 57250 | 1 | IC | OP | NA | LFG |  | 74095.16 | 0.5446 | 0.0147 | EIA Prime Mover-level Data | Estimated using an emission factor
2019 | IN | Earthmovers LFGTE | 57250 | 2 | IC | OP | NA | LFG |  | 74095.16 | 0.5446 | 0.0147 | EIA Prime Mover-level Data | Estimated using an emission factor
2019 | IN | Earthmovers LFGTE | 57250 | 3 | IC | OP | NA | LFG |  | 74095.16 | 0.5446 | 0.0147 | EIA Prime Mover-level Data | Estimated using an emission factor
2019 | IN | Earthmovers LFGTE | 57250 | 4 | IC | OP | NA | LFG |  | 74095.16 | 0.5446 | 0.0147 | EIA Prime Mover-level Data | Estimated using an emission factor
2019 | IN | Earthmovers LFGTE | 57250 | 5 | IC | OP | NA | LFG |  | 74095.16 | 0.5446 | 0.0147 | EIA Prime Mover-level Data | Estimated using an emission factor
2019 | IN | Earthmovers LFGTE | 57250 | 6 | IC | OP | NA | LFG |  | 74095.16 | 0.5446 | 0.0147 | EIA Prime Mover-level Data | Estimated using an emission factor
2019 | IN | East Chicago | 59018 | 1 | PV | OP | NA | SUN |  | 26818 |  | 0 | EIA Prime Mover-level Data | Estimated using an emission factor
2019 | IN | Elkhart | 986 | 1 | HY | OP | NA | WAT |  | 65103.29 |  | 1.5381e-07 | EIA Prime Mover-level Data | NEI avg EF - PM, fuel type, firing type
2019 | IN | Elkhart | 986 | 2 | HY | OP | NA | WAT |  | 46502.35 |  | 1.5381e-07 | EIA Prime Mover-level Data | NEI avg EF - PM, fuel type, firing type
2019 | IN | Elkhart | 986 | 3 | HY | OP | NA | WAT |  | 46502.35 |  | 1.5381e-07 | EIA Prime Mover-level Data | NEI avg EF - PM, fuel type, firing type
2019 | IN | Ellettsville Solar RES | 59985 | PV1 | PV | OP | NA | SUN |  | 15368 |  | 0 | EIA Prime Mover-level Data | Estimated using an emission factor
2019 | IN | Evonik Industries AG | 54835 | T121 | IC | SB | NA | DFO |  |  |  | 0.30942
2019 | IN | Expander Turbine | 10475 | 16TG | OT | OP | NA | BFG |  | 0 |  |  | EIA Prime Mover-level Data
2019 | IN | Fowler Ridge IV Wind Farm LLC | 59547 | 1 | WT | OP | NA | WND |  | 4009552 |  | 0 | EIA Prime Mover-level Data | Estimated using an emission factor
2019 | IN | Fowler Ridge Wind Farm LLC | 56777 | FIA | WT | OP | NA | WND |  | 4543317 |  | 0 | EIA Prime Mover-level Data | Estimated using an emission factor
2019 | IN | Fowler Ridge Wind Farm LLC | 56777 | FIB | WT | OP | NA | WND |  | 2256988 |  | 0 | EIA Prime Mover-level Data | Estimated using an emission factor
2019 | IN | Fowler Ridge Wind Farm LLC | 56777 | FII | WT | OP | NA | WND |  | 4513977 |  | 0 | EIA Prime Mover-level Data | Estimated using an emission factor
2019 | IN | Fowler Ridge Wind Farm LLC | 56777 | FIII | WT | OP | NA | WND |  | 2234418 |  | 0 | EIA Prime Mover-level Data | Estimated using an emission factor
2019 | IN | Frank E Ratts | 1043 | 1 | ST | RE | NA | BIT
2019 | IN | Frank E Ratts | 1043 | 2 | ST | RE | NA | BIT
2019 | IN | Gas City Solar Park | 62767 | SGASC | PV | V | NA | SUN
2019 | IN | Green Cow Power | 60721 | ENG1 | IC | OP | NA | OBG |  | 83726.34 | 0.61539 | 0.0147 | EIA Prime Mover-level Data | Estimated using an emission factor
2019 | IN | Green Cow Power | 60721 | ENG2 | IC | OP | NA | OBG |  | 83726.34 | 0.61539 | 0.0147 | EIA Prime Mover-level Data | Estimated using an emission factor
2019 | IN | Green Cow Power | 60721 | ENG3 | IC | OP | NA | OBG |  | 83726.34 | 0.61539 | 0.0147 | EIA Prime Mover-level Data | Estimated using an emission factor
2019 | IN | Greenfield Solar Park | 61053 | SGREE | PV | OP | NA | SUN |  | 43541 |  | 0 | EIA Prime Mover-level Data | Estimated using an emission factor
2019 | IN | Griffith | 59019 | 1 | PV | OP | NA | SUN |  | 26711 |  | 0 | EIA Prime Mover-level Data | Estimated using an emission factor
2019 | IN | Harvest Wind Energy Project | 61823 | 1 | WT | CN | NA | WND
2019 | IN | Headwaters Wind Farm II LLC | 62592 | HWII | WT | L | NA | WND
2019 | IN | Headwaters Wind Farm LLC | 58416 | 1 | WT | OP | NA | WND |  | 6089632 |  | 0 | EIA Prime Mover-level Data | Estimated using an emission factor
2019 | IN | Heat Recovery Coke Facility | 55066 | TG18 | ST | OP | NA | WH |  | 2756901 |  | 0 | EIA Prime Mover-level Data | Estimated using an emission factor
2019 | IN | Hendricks Regional Health | 54731 | GE06 | IC | SB | NA | DFO |  | 72.558 | 0.011246 | 0.31 | EIA Prime Mover-level Data | Estimated using an emission factor
2019 | IN | Hendricks Regional Health | 54731 | GEO1 | IC | SB | NA | DFO |  | 36.279 | 0.0056232 | 0.31 | EIA Prime Mover-level Data | Estimated using an emission factor
2019 | IN | Hendricks Regional Health | 54731 | GEO2 | IC | SB | NA | DFO |  | 36.279 | 0.0056232 | 0.31 | EIA Prime Mover-level Data | Estimated using an emission factor
2019 | IN | Hendricks Regional Health | 54731 | GEO3 | IC | SB | NA | DFO |  | 21.767 | 0.0033739 | 0.31 | EIA Prime Mover-level Data | Estimated using an emission factor
2019 | IN | Hendricks Regional Health | 54731 | GEO4 | IC | SB | NA | DFO |  | 72.558 | 0.011246 | 0.31 | EIA Prime Mover-level Data | Estimated using an emission factor
2019 | IN | Hendricks Regional Health | 54731 | GEO5 | IC | SB | NA | DFO |  | 72.558 | 0.011246 | 0.31 | EIA Prime Mover-level Data | Estimated using an emission factor
2019 | IN | Henryville Solar RES | 59986 | PV1 | PV | OP | NA | SUN |  | 16179 |  | 0 | EIA Prime Mover-level Data | Estimated using an emission factor
2019 | IN | Hidden View Dairy, LLC | 59260 | HV1 | IC | OP | NA | OBG |  | 34608.71 | 0.25437 | 0.0147 | EIA Prime Mover-level Data | Estimated using an emission factor
2019 | IN | Hidden View Dairy, LLC | 59260 | HV2 | IC | RE | NA | OBG
2019 | IN | Hidden View Dairy, LLC | 59260 | HV2-2 | IC | OP | NA | OBG |  | 30763.29 | 0.22611 | 0.0147 | EIA Prime Mover-level Data | Estimated using an emission factor
2019 | IN | Hobart Solar, LLC | 58795 | HS | PV | OP | NA | SUN |  | 11950 |  | 0 | EIA Prime Mover-level Data | Estimated using an emission factor
2019 | IN | Hoosier Wind Project LLC | 56878 | TBD | WT | OP | NA | WND |  | 2056041 |  | 0 | EIA Prime Mover-level Data | Estimated using an emission factor
2019 | IN | Hurricane Creek Lift Station | 61267 | HURR | IC | SB | NA | DFO |  | 1735 | 0.26893 | 0.31 | EIA Prime Mover-level Data | Estimated using an emission factor
2019 | IN | IMPA Anderson Solar Park | 60253 | SANDE | PV | OP | NA | SUN |  | 61270 |  | 0 | EIA Prime Mover-level Data | Estimated using an emission factor
2019 | IN | IMPA Anderson Solar Park 2 | 61054 | SAND2 | PV | OP | NA | SUN |  | 123205 |  | 0 | EIA Prime Mover-level Data | Estimated using an emission factor
2019 | IN | IMPA Crawfordsville Solar Park | 59483 | SCRAW | PV | OP | NA | SUN |  | 27694 |  | 0 | EIA Prime Mover-level Data | Estimated using an emission factor
2019 | IN | IMPA Frankton Solar Park | 59479 | SFRAN | PV | OP | NA | SUN |  | 3909 |  | 0 | EIA Prime Mover-level Data | Estimated using an emission factor
2019 | IN | IMPA Huntingburg Solar Park | 60251 | SHUNT | PV | OP | NA | SUN |  | 24129 |  | 0 | EIA Prime Mover-level Data | Estimated using an emission factor
2019 | IN | IMPA Pendleton Solar Park | 59770 | SPEND | PV | OP | NA | SUN |  | 20657 |  | 0 | EIA Prime Mover-level Data | Estimated using an emission factor
2019 | IN | IMPA Peru Solar Park | 59481 | SPERU | PV | OP | NA | SUN |  | 35446 |  | 0 | EIA Prime Mover-level Data | Estimated using an emission factor
2019 | IN | IMPA Rensselaer Solar Park | 59480 | SRENS | PV | OP | NA | SUN |  | 3080 |  | 0 | EIA Prime Mover-level Data | Estimated using an emission factor
2019 | IN | IMPA Richmond Solar Park | 59478 | SRICH | PV | OP | NA | SUN |  | 10615 |  | 0 | EIA Prime Mover-level Data | Estimated using an emission factor
2019 | IN | IMPA Tell City Solar Park | 59482 | STELL | PV | OP | NA | SUN |  | 9019 |  | 0 | EIA Prime Mover-level Data | Estimated using an emission factor
2019 | IN | IMPA Washington Solar Park | 60252 | SWASH | PV | OP | NA | SUN |  | 44405 |  | 0 | EIA Prime Mover-level Data | Estimated using an emission factor
2019 | IN | IND Community Solar Farm 1st Phase | 58391 | 1 | PV | OP | NA | SUN |  | 129251 |  | 0 | EIA Prime Mover-level Data | Estimated using an emission factor
2019 | IN | IND Solar Farm (Phase IIA) | 59424 | IND2A | PV | OP | NA | SUN |  | 112982 |  | 0 | EIA Prime Mover-level Data | Estimated using an emission factor
2019 | IN | Indianapolis Motor Speedway Solar PV | 58615 | IMS | PV | OP | NA | SUN |  | 113568 |  | 0 | EIA Prime Mover-level Data | Estimated using an emission factor
2019 | IN | Indy Grocers | 59834 | INGRO | PV | OP | NA | SUN |  | 10703 |  | 0 | EIA Prime Mover-level Data | Estimated using an emission factor
2019 | IN | INDY III | 59823 | INDY3 | PV | OP | NA | SUN |  | 36782 |  | 0 | EIA Prime Mover-level Data | Estimated using an emission factor
2019 | IN | Indy Solar I, LLC | 58552 | 1 | PV | OP | NA | SUN |  | 131885 |  | 0 | EIA Prime Mover-level Data | Estimated using an emission factor
2019 | IN | Indy Solar II, LLC | 58556 | 1 | PV | OP | NA | SUN |  | 137104 |  | 0 | EIA Prime Mover-level Data | Estimated using an emission factor
2019 | IN | Indy Solar III, LLC | 58553 | 1 | PV | OP | NA | SUN |  | 119954 |  | 0 | EIA Prime Mover-level Data | Estimated using an emission factor
2019 | IN | Jackson Co. Solar RES | 59989 | PV1 | PV | OP | NA | SUN |  | 16446 |  | 0 | EIA Prime Mover-level Data | Estimated using an emission factor
2019 | IN | Jay County LFGTE | 56464 | 1 | IC | OP | NA | LFG |  | 64172.5 | 0.47167 | 0.0147 | EIA Prime Mover-level Data | Estimated using an emission factor
2019 | IN | Jay County LFGTE | 56464 | 2 | IC | OP | NA | LFG |  | 64172.5 | 0.47167 | 0.0147 | EIA Prime Mover-level Data | Estimated using an emission factor
2019 | IN | Jay County LFGTE | 56464 | 3 | IC | OP | NA | LFG |  | 64172.5 | 0.47167 | 0.0147 | EIA Prime Mover-level Data | Estimated using an emission factor
2019 | IN | Jay County LFGTE | 56464 | 4 | IC | OP | NA | LFG |  | 64172.5 | 0.47167 | 0.0147 | EIA Prime Mover-level Data | Estimated using an emission factor
2019 | IN | Johnson Co. Solar RES | 59990 | PV1 | PV | OP | NA | SUN |  | 16820 |  | 0 | EIA Prime Mover-level Data | Estimated using an emission factor
2019 | IN | Jordan Creek Wind Farm, LLC | 63389 | JCW | WT | T | NA | WND
2019 | IN | Kokomo Solar 1, LLC | 60864 | PV1 | PV | OP | NA | SUN |  | 71660 |  | 0 | EIA Prime Mover-level Data | Estimated using an emission factor
2019 | IN | Lanesville Solar RES | 59984 | PV1 | PV | OP | NA | SUN |  | 16358 |  | 0 | EIA Prime Mover-level Data | Estimated using an emission factor
2019 | IN | Lenape II | 58703 | 1 | PV | OP | NA | SUN |  | 41680 |  | 0 | EIA Prime Mover-level Data | Estimated using an emission factor
2019 | IN | Liberty I & II LFGTE | 56465 | 1 | IC | OP | NA | LFG |  | 68162.81 | 0.501 | 0.0147 | EIA Prime Mover-level Data | Estimated using an emission factor
2019 | IN | Liberty I & II LFGTE | 56465 | 2 | IC | OP | NA | LFG |  | 68162.81 | 0.501 | 0.0147 | EIA Prime Mover-level Data | Estimated using an emission factor
2019 | IN | Liberty I & II LFGTE | 56465 | 3 | IC | OP | NA | LFG |  | 68162.81 | 0.501 | 0.0147 | EIA Prime Mover-level Data | Estimated using an emission factor
2019 | IN | Liberty I & II LFGTE | 56465 | 4 | IC | OP | NA | LFG |  | 68162.81 | 0.501 | 0.0147 | EIA Prime Mover-level Data | Estimated using an emission factor
2019 | IN | Liberty I & II LFGTE | 56465 | 1-II | IC | OP | NA | LFG |  | 68162.81 | 0.501 | 0.0147 | EIA Prime Mover-level Data | Estimated using an emission factor
2019 | IN | Liberty I & II LFGTE | 56465 | 1-III | IC | OP | NA | LFG |  | 136325.6 | 1.002 | 0.0147 | EIA Prime Mover-level Data | Estimated using an emission factor
2019 | IN | Liberty I & II LFGTE | 56465 | 2-II | IC | OP | NA | LFG |  | 68162.81 | 0.501 | 0.0147 | EIA Prime Mover-level Data | Estimated using an emission factor
2019 | IN | Liberty I & II LFGTE | 56465 | 2-III | IC | OP | NA | LFG |  | 136325.6 | 1.002 | 0.0147 | EIA Prime Mover-level Data | Estimated using an emission factor
2019 | IN | Liberty I & II LFGTE | 56465 | 3-II | IC | OP | NA | LFG |  | 68162.81 | 0.501 | 0.0147 | EIA Prime Mover-level Data | Estimated using an emission factor
2019 | IN | Liberty I & II LFGTE | 56465 | 3-III | IC | OP | NA | LFG |  | 136325.6 | 1.002 | 0.0147 | EIA Prime Mover-level Data | Estimated using an emission factor
2019 | IN | Liberty I & II LFGTE | 56465 | 4-II | IC | OP | NA | LFG |  | 68162.81 | 0.501 | 0.0147 | EIA Prime Mover-level Data | Estimated using an emission factor
2019 | IN | Liberty I & II LFGTE | 56465 | 4-III | IC | OP | NA | LFG |  | 136325.6 | 1.002 | 0.0147 | EIA Prime Mover-level Data | Estimated using an emission factor
2019 | IN | Lilly Technical Center | 58043 | 1 | IC | SB | NA | DFO |  |  |  | 0.30942
2019 | IN | Lilly Technical Center | 58043 | 2 | IC | SB | NA | DFO |  |  |  | 0.30942
2019 | IN | Lilly Technical Center | 58043 | 3 | IC | SB | NA | DFO |  |  |  | 0.30942
2019 | IN | Lilly Technical Center | 58043 | 4 | IC | SB | NA | DFO |  |  |  | 0.30942
2019 | IN | Lilly Technical Center | 58043 | 5 | ST | RE | NA | PUR
2019 | IN | Lincoln Solar | 58496 | PV2 | PV | OP | NA | SUN |  | 19287 |  | 0 | EIA Prime Mover-level Data | Estimated using an emission factor
2019 | IN | Logansport Solar | 63861 | INLP | PV | L | NA | SUN
2019 | IN | M. G. Emmett J. Bean Federal Center | 58178 | 1 | PV | OP | NA | SUN |  | 12911 |  | 0 | EIA Prime Mover-level Data | Estimated using an emission factor
2019 | IN | Marion Solar LNG | 59180 | PV1 | PV | OP | NA | SUN |  | 20524 |  | 0 | EIA Prime Mover-level Data | Estimated using an emission factor
2019 | IN | Markland | 1005 | 1 | HY | OP | NA | WAT |  | 457519.9 |  | 1.5381e-07 | EIA Prime Mover-level Data | NEI avg EF - PM, fuel type, firing type
2019 | IN | Markland | 1005 | 2 | HY | OP | NA | WAT |  | 548600.3 |  | 1.5381e-07 | EIA Prime Mover-level Data | NEI avg EF - PM, fuel type, firing type
2019 | IN | Markland | 1005 | 3 | HY | OP | NA | WAT |  | 457519.9 |  | 1.5381e-07 | EIA Prime Mover-level Data | NEI avg EF - PM, fuel type, firing type
2019 | IN | Maywood Photovoltaic Project | 58770 | 1 | PV | OP | NA | SUN |  | 97141 |  | 0 | EIA Prime Mover-level Data | Estimated using an emission factor
2019 | IN | McDonald Solar Farm, LLC | 60238 | PV1 | PV | OP | NA | SUN |  | 52667 |  | 0 | EIA Prime Mover-level Data | Estimated using an emission factor
2019 | IN | Meadow Lake Wind Farm II LLC | 57112 | GEN1 | WT | OP | NA | WND |  | 2226392 |  | 0 | EIA Prime Mover-level Data | Estimated using an emission factor
2019 | IN | Meadow Lake Wind Farm III LLC | 57115 | GEN 1 | WT | OP | NA | WND |  | 2413527 |  | 0 | EIA Prime Mover-level Data | Estimated using an emission factor
2019 | IN | Meadow Lake Wind Farm IV | 57177 | GEN 1 | WT | OP | NA | WND |  | 1837991 |  | 0 | EIA Prime Mover-level Data | Estimated using an emission factor
2019 | IN | Meadow Lake Wind Farm LLC | 57109 | GEN 1 | WT | OP | NA | WND |  | 4232632 |  | 0 | EIA Prime Mover-level Data | Estimated using an emission factor
2019 | IN | Meadow Lake Wind Farm V LLC | 57628 | GEN1 | WT | OP | NA | WND |  | 3063546 |  | 0 | EIA Prime Mover-level Data | Estimated using an emission factor
2019 | IN | Meadow Lake Wind Farm VI LLC | 61756 | MWLVI | WT | OP | NA | WND |  | 5413596 |  | 0 | EIA Prime Mover-level Data | Estimated using an emission factor
2019 | IN | Miami Wabash | 1006 | 1 | GT | RE | NA | DFO
2019 | IN | Miami Wabash | 1006 | 2 | GT | RE | NA | DFO
2019 | IN | Miami Wabash | 1006 | 3 | GT | RE | NA | DFO
2019 | IN | Miami Wabash | 1006 | 4 | GT | RE | NA | DFO
2019 | IN | Miami Wabash | 1006 | 5 | GT | RE | NA | DFO
2019 | IN | Miami Wabash | 1006 | 6 | GT | RE | NA | DFO
2019 | IN | Middlebury Solar | 60047 | PV6 | PV | OP | NA | SUN |  | 17418 |  | 0 | EIA Prime Mover-level Data | Estimated using an emission factor
2019 | IN | Munster Landfill Gas-to-Energy | 59808 | GEN1 | IC | OP | NA | LFG |  | 55284 | 0.40634 | 0.0147 | EIA Prime Mover-level Data | Estimated using an emission factor
2019 | IN | NA 1 (IN) | 7228 | 1 | GT | CN | NA | NG
2019 | IN | NA 1 (IN) | 7228 | 2 | GT | CN | NA | NG
2019 | IN | NA 1 (IN) | 7228 | 3 | GT | CN | NA | NG
2019 | IN | NA 1 (IN) | 7228 | 4 | GT | CN | NA | NG
2019 | IN | NA 1 (IN) | 7228 | 5 | GT | CN | NA | NG
2019 | IN | NA 1 (IN) | 7228 | 6 | GT | CN | NA | NG
2019 | IN | NA 1 (IN) | 7228 | 7 | GT | CN | NA | NG
2019 | IN | NA 1 (IN) | 7228 | 8 | GT | CN | NA | NG
2019 | IN | NA 1 (IN) | 7228 | 9 | GT | CN | NA | NG
2019 | IN | NA 1 (IN) | 7228 | 10 | GT | CN | NA | NG
2019 | IN | NA 1 (IN) | 7228 | 11 | GT | CN | NA | NG
2019 | IN | NA 1 (IN) | 7228 | 12 | GT | CN | NA | NG
2019 | IN | NA 1 (IN) | 7228 | 13 | GT | CN | NA | NG
2019 | IN | NA 1 (IN) | 7228 | 14 | GT | CN | NA | NG
2019 | IN | NA 1 (IN) | 7228 | 15 | GT | CN | NA | NG
2019 | IN | NA 1 (IN) | 7228 | 16 | GT | CN | NA | NG
2019 | IN | Nabb Battery Energy Storage System | 62862 | ES1 | BA | V | NA | MWH
2019 | IN | New Castle Solar RES | 59981 | PV1 | PV | OP | NA | SUN |  | 14504 |  | 0 | EIA Prime Mover-level Data | Estimated using an emission factor
2019 | IN | New Haven Solar RES | 59983 | PV1 | PV | OP | NA | SUN |  | 16935 |  | 0 | EIA Prime Mover-level Data | Estimated using an emission factor
2019 | IN | Northeast (IN) | 1013 | 1 | GT | RE | NA | NG |  |  |  | 0.0054834
2019 | IN | Northeast (IN) | 1013 | 2 | GT | RE | NA | NG |  |  |  | 0.0054834
2019 | IN | Norway (IN) | 998 | 1 | HY | OP | NA | WAT |  | 53746.3 |  | 1.5381e-07 | EIA Prime Mover-level Data | NEI avg EF - PM, fuel type, firing type
2019 | IN | Norway (IN) | 998 | 2 | HY | OP | NA | WAT |  | 53746.3 |  | 1.5381e-07 | EIA Prime Mover-level Data | NEI avg EF - PM, fuel type, firing type
2019 | IN | Norway (IN) | 998 | 3 | HY | OP | NA | WAT |  | 53746.3 |  | 1.5381e-07 | EIA Prime Mover-level Data | NEI avg EF - PM, fuel type, firing type
2019 | IN | Norway (IN) | 998 | 4 | HY | OP | NA | WAT |  | 34935.1 |  | 1.5381e-07 | EIA Prime Mover-level Data | NEI avg EF - PM, fuel type, firing type
2019 | IN | Notre Dame Hydro | 62918 | HYD1 | HY | U | NA | WAT
2019 | IN | Oak Hill Solar Array | 61333 | OHSA1 | PV | OP | NA | SUN |  | 32277 |  | 0 | EIA Prime Mover-level Data | Estimated using an emission factor
2019 | IN | Oak Ridge LFGTE | 56463 | 1 | IC | OP | NA | LFG |  | 67502 | 0.49614 | 0.0147 | EIA Prime Mover-level Data | Estimated using an emission factor
2019 | IN | Oak Ridge LFGTE | 56463 | 2 | IC | OP | NA | LFG |  | 67502 | 0.49614 | 0.0147 | EIA Prime Mover-level Data | Estimated using an emission factor
2019 | IN | Oak Ridge LFGTE | 56463 | 3 | IC | OP | NA | LFG |  | 67502 | 0.49614 | 0.0147 | EIA Prime Mover-level Data | Estimated using an emission factor
2019 | IN | Oak Ridge LFGTE | 56463 | 4 | IC | OP | NA | LFG |  | 67502 | 0.49614 | 0.0147 | EIA Prime Mover-level Data | Estimated using an emission factor
2019 | IN | Oakdale | 999 | 1 | HY | OP | NA | WAT |  | 80416.2 |  | 1.5381e-07 | EIA Prime Mover-level Data | NEI avg EF - PM, fuel type, firing type
2019 | IN | Oakdale | 999 | 2 | HY | OP | NA | WAT |  | 59844.61 |  | 1.5381e-07 | EIA Prime Mover-level Data | NEI avg EF - PM, fuel type, firing type
2019 | IN | Oakdale | 999 | 3 | HY | OP | NA | WAT |  | 80416.2 |  | 1.5381e-07 | EIA Prime Mover-level Data | NEI avg EF - PM, fuel type, firing type
2019 | IN | OlivePV | 59854 | OLPV1 | PV | OP | NA | SUN |  | 71794 |  | 0 | EIA Prime Mover-level Data | Estimated using an emission factor
2019 | IN | Orme Park Water Treatment Plant | 61266 | ORME | IC | RE | NA | DFO |  |  |  | 0.31
2019 | IN | Osprey Point RES | 59255 | 1 | IC | OS | NA | OG
2019 | IN | Osprey Point RES | 59255 | 2 | IC | OS | NA | OG
2019 | IN | Osprey Point RES | 59255 | 3 | IC | OS | NA | OG
2019 | IN | Osprey Point RES | 59255 | 4 | IC | OS | NA | OG
2019 | IN | Pastime Farm, LLC | 60239 | PV1 | PV | OP | NA | SUN |  | 77704 |  | 0 | EIA Prime Mover-level Data | Estimated using an emission factor
2019 | IN | Peru (IN) | 1037 | 2 | ST | RE | NA | BIT
2019 | IN | Peru (IN) | 1037 | 3 | ST | RE | NA | BIT
2019 | IN | Peru (IN) | 1037 | D1 | IC | SB | NA | DFO |  |  |  | 0.30942
2019 | IN | POET Biorefining - North Manchester, LLC | 63852 | K745 | ST | OP | NA | NG |  |  |  | 0.0080534
2019 | IN | POET Biorefining - Portland | 63922 | G-745 | ST | OP | NA | NG |  |  |  | 0.0080534
2019 | IN | POET Biorefining - Shelbyville | 63921 | 1 | ST | V | NA | NG
2019 | IN | POET Biorefining- Alexandria, LLC | 63924 | 1 | ST | OP | NA | NG |  |  |  | 0.0080534
2019 | IN | Portage Solar | 60046 | PV7 | PV | OP | NA | SUN |  | 20400 |  | 0 | EIA Prime Mover-level Data | Estimated using an emission factor
2019 | IN | Prairie View I & II LFGTE | 54926 | I-1 | IC | OP | NA | LFG |  | 70113.75 | 0.51534 | 0.0147 | EIA Prime Mover-level Data | Estimated using an emission factor
2019 | IN | Prairie View I & II LFGTE | 54926 | I-2 | IC | OP | NA | LFG |  | 70113.75 | 0.51534 | 0.0147 | EIA Prime Mover-level Data | Estimated using an emission factor
2019 | IN | Prairie View I & II LFGTE | 54926 | I-3 | IC | OP | NA | LFG |  | 70113.75 | 0.51534 | 0.0147 | EIA Prime Mover-level Data | Estimated using an emission factor
2019 | IN | Prairie View I & II LFGTE | 54926 | I-4 | IC | OP | NA | LFG |  | 70113.75 | 0.51534 | 0.0147 | EIA Prime Mover-level Data | Estimated using an emission factor
2019 | IN | Prairie View I & II LFGTE | 54926 | II-1 | IC | OP | NA | LFG |  | 70113.75 | 0.51534 | 0.0147 | EIA Prime Mover-level Data | Estimated using an emission factor
2019 | IN | Prairie View I & II LFGTE | 54926 | II-2 | IC | OP | NA | LFG |  | 70113.75 | 0.51534 | 0.0147 | EIA Prime Mover-level Data | Estimated using an emission factor
2019 | IN | Prairie View I & II LFGTE | 54926 | II-3 | IC | OP | NA | LFG |  | 70113.75 | 0.51534 | 0.0147 | EIA Prime Mover-level Data | Estimated using an emission factor
2019 | IN | Prairie View I & II LFGTE | 54926 | II-4 | IC | OP | NA | LFG |  | 70113.75 | 0.51534 | 0.0147 | EIA Prime Mover-level Data | Estimated using an emission factor
2019 | IN | Prairies Edge Generating Facility | 58129 | GEN1 | IC | OP | NA | NG |  | 169600 | 0.035786 | 0.000422 | EIA Prime Mover-level Data | Estimated using an emission factor
2019 | IN | Purdue Energy Park | 57518 | 1 | WT | IP | NA | WND
2019 | IN | Purdue Energy Park | 57518 | 2 | WT | IP | NA | WND
2019 | IN | Randolph Eastern School Wind Turbine | 57638 | 1 | WT | OS | NA | WND
2019 | IN | Rensselaer City Light Plant | 1038 | 5 | IC | SB | NA | DFO |  | 4980.702 | 0.77201 | 0.31 | EIA Prime Mover-level Data | Estimated using an emission factor
2019 | IN | Rensselaer City Light Plant | 1038 | 6 | IC | SB | NA | DFO |  | 6553.555 | 1.0158 | 0.31 | EIA Prime Mover-level Data | Estimated using an emission factor
2019 | IN | Rensselaer City Light Plant | 1038 | 7 | IC | RE | NA | DFO
2019 | IN | Rensselaer City Light Plant | 1038 | 10 | IC | SB | NA | DFO |  | 5242.844 | 0.81264 | 0.31 | EIA Prime Mover-level Data | Estimated using an emission factor
2019 | IN | Rensselaer City Light Plant | 1038 | 11 | IC | SB | NA | DFO |  | 5242.844 | 0.81264 | 0.31 | EIA Prime Mover-level Data | Estimated using an emission factor
2019 | IN | Rensselaer City Light Plant | 1038 | 14 | IC | OP | NA | NG |  | 13107.11 | 0.0027656 | 0.000422 | EIA Prime Mover-level Data | Estimated using an emission factor
2019 | IN | Rensselaer City Light Plant | 1038 | 15 | IC | OP | NA | NG |  | 22019.95 | 0.0046462 | 0.000422 | EIA Prime Mover-level Data | Estimated using an emission factor
2019 | IN | Rensselaer Solar Site 2 | 61799 | SREN2 | PV | OP | NA | SUN |  | 62826 |  | 0 | EIA Prime Mover-level Data | Estimated using an emission factor
2019 | IN | Richmond Solar Park 3 | 62770 | SRIC3 | PV | OP | NA | SUN |  | 9 |  | 0 | EIA Prime Mover-level Data | Estimated using an emission factor
2019 | IN | Richmond Solar Park 4 | 62791 | SRIC4 | PV | U | NA | SUN
2019 | IN | Richmond Solar Site 2 | 61729 | SRIC2 | PV | OP | NA | SUN |  | 117996 |  | 0 | EIA Prime Mover-level Data | Estimated using an emission factor
2019 | IN | Rockville Solar I LLC | 58942 | RVSI | PV | OP | NA | SUN |  | 15396 |  | 0 | EIA Prime Mover-level Data | Estimated using an emission factor
2019 | IN | Rockville Solar II, LLC | 58953 | RVSII | PV | OP | NA | SUN |  | 14069 |  | 0 | EIA Prime Mover-level Data | Estimated using an emission factor
2019 | IN | Rosewater Wind Farm | 62891 | ROSEW | WT | P | NA | WND
2019 | IN | SABIC Innovative Plastics Mt. Vernon | 58063 | 1 | ST | RE | NA | BIT
2019 | IN | SABIC Innovative Plastics Mt. Vernon | 58063 | COGN1 | GT | OP | NA | NG |  | 8473406 | 23.2315 | 0.0054834 | EIA Prime Mover-level Data | NEI avg EF - PM, fuel type, firing type
2019 | IN | Sagamore Plant Cogeneration | 50903 | GEN1 | ST | OP | NA | NG |  | 1320030 | 5.3147 | 0.0080524 | EIA Prime Mover-level Data | NEI avg EF - PM, fuel type
2019 | IN | Scotland Solar RES | 59982 | PV1 | PV | OP | NA | SUN |  | 15422 |  | 0 | EIA Prime Mover-level Data | Estimated using an emission factor
2019 | IN | Scottsburg Solar Park | 62766 | SCCOT | PV | V | NA | SUN
2019 | IN | Sheridan School Corporation Solar | 63213 | 418ES | PV | OP | NA | SUN |  | 7012.8 |  | 0 | EIA Prime Mover-level Data | Estimated using an emission factor
2019 | IN | Sheridan School Corporation Solar | 63213 | 418HS | PV | OP | NA | SUN |  | 10519.2 |  | 0 | EIA Prime Mover-level Data | Estimated using an emission factor
2019 | IN | South Bend Solar | 63801 | 1 | PV | U | NA | SUN
2019 | IN | Spring Mill Solar RES | 59987 | PV1 | PV | OP | NA | SUN |  | 14736 |  | 0 | EIA Prime Mover-level Data | Estimated using an emission factor
2019 | IN | Staunton | 61885 | GEN1 | PV | OP | NA | SUN |  | 36951 |  | 0 | EIA Prime Mover-level Data | Estimated using an emission factor
2019 | IN | Sullivan Solar, LLC | 60410 | SULPV | PV | OP | NA | SUN |  | 80572 |  | 0 | EIA Prime Mover-level Data | Estimated using an emission factor
2019 | IN | Tanners Creek | 988 | 1 | ST | RE | NA | BIT
2019 | IN | Tanners Creek | 988 | 2 | ST | RE | NA | BIT
2019 | IN | Tanners Creek | 988 | 3 | ST | RE | NA | BIT
2019 | IN | Tanners Creek | 988 | 4 | ST | RE | NA | BIT
2019 | IN | Tell City Solar Park | 62790 | STEL2 | PV | V | NA | SUN
2019 | IN | Tippecanoe Solar Power Plant | 63137 | PV1 | PV | OP | NA | SUN
2019 | IN | Tipton Solar Park | 62305 | STIP | PV | OP | NA | SUN |  | 46818 |  | 0 | EIA Prime Mover-level Data | Estimated using an emission factor
2019 | IN | Troy Solar | 63929 | TROY1 | PV | T | NA | SUN
2019 | IN | Twin Branch | 989 | H1E | HY | OP | NA | WAT |  | 30084.5 |  | 1.5381e-07 | EIA Prime Mover-level Data | NEI avg EF - PM, fuel type, firing type
2019 | IN | Twin Branch | 989 | H1W | HY | OP | NA | WAT |  | 30084.5 |  | 1.5381e-07 | EIA Prime Mover-level Data | NEI avg EF - PM, fuel type, firing type
2019 | IN | Twin Branch | 989 | H2W | HY | OP | NA | WAT |  | 30084.5 |  | 1.5381e-07 | EIA Prime Mover-level Data | NEI avg EF - PM, fuel type, firing type
2019 | IN | Twin Branch | 989 | H3W | HY | OP | NA | WAT |  | 30084.5 |  | 1.5381e-07 | EIA Prime Mover-level Data | NEI avg EF - PM, fuel type, firing type
2019 | IN | Twin Branch | 989 | H4W | HY | OP | NA | WAT |  | 30084.5 |  | 1.5381e-07 | EIA Prime Mover-level Data | NEI avg EF - PM, fuel type, firing type
2019 | IN | Twin Branch | 989 | H5W | HY | OP | NA | WAT |  | 30084.5 |  | 1.5381e-07 | EIA Prime Mover-level Data | NEI avg EF - PM, fuel type, firing type
2019 | IN | Twin Branch | 989 | H6E | HY | OP | NA | WAT |  | 30084.5 |  | 1.5381e-07 | EIA Prime Mover-level Data | NEI avg EF - PM, fuel type, firing type
2019 | IN | Twin Branch | 989 | H6W | HY | OP | NA | WAT |  | 30084.5 |  | 1.5381e-07 | EIA Prime Mover-level Data | NEI avg EF - PM, fuel type, firing type
2019 | IN | Twin Branch PV | 59861 | TBPV1 | PV | OP | NA | SUN |  | 33432 |  | 0 | EIA Prime Mover-level Data | Estimated using an emission factor
2019 | IN | Twin Bridges LFGTE | 54925 | I-1 | IC | OP | NA | LFG |  | 58026.19 | 0.42649 | 0.0147 | EIA Prime Mover-level Data | Estimated using an emission factor
2019 | IN | Twin Bridges LFGTE | 54925 | I-2 | IC | OP | NA | LFG |  | 58026.19 | 0.42649 | 0.0147 | EIA Prime Mover-level Data | Estimated using an emission factor
2019 | IN | Twin Bridges LFGTE | 54925 | I-3 | IC | OP | NA | LFG |  | 58026.19 | 0.42649 | 0.0147 | EIA Prime Mover-level Data | Estimated using an emission factor
2019 | IN | Twin Bridges LFGTE | 54925 | I-4 | IC | OP | NA | LFG |  | 58026.19 | 0.42649 | 0.0147 | EIA Prime Mover-level Data | Estimated using an emission factor
2019 | IN | Twin Bridges LFGTE | 54925 | II-1 | IC | OP | NA | LFG |  | 58026.19 | 0.42649 | 0.0147 | EIA Prime Mover-level Data | Estimated using an emission factor
2019 | IN | Twin Bridges LFGTE | 54925 | II-2 | IC | OP | NA | LFG |  | 58026.19 | 0.42649 | 0.0147 | EIA Prime Mover-level Data | Estimated using an emission factor
2019 | IN | Twin Bridges LFGTE | 54925 | II-3 | IC | OP | NA | LFG |  | 58026.19 | 0.42649 | 0.0147 | EIA Prime Mover-level Data | Estimated using an emission factor
2019 | IN | Twin Bridges LFGTE | 54925 | II-4 | IC | OP | NA | LFG |  | 58026.19 | 0.42649 | 0.0147 | EIA Prime Mover-level Data | Estimated using an emission factor
2019 | IN | Twin Bridges LFGTE | 54925 | III-1 | IC | OP | NA | LFG |  | 58026.19 | 0.42649 | 0.0147 | EIA Prime Mover-level Data | Estimated using an emission factor
2019 | IN | Twin Bridges LFGTE | 54925 | III-2 | IC | OP | NA | LFG |  | 58026.19 | 0.42649 | 0.0147 | EIA Prime Mover-level Data | Estimated using an emission factor
2019 | IN | Twin Bridges LFGTE | 54925 | III-3 | IC | OP | NA | LFG |  | 58026.19 | 0.42649 | 0.0147 | EIA Prime Mover-level Data | Estimated using an emission factor
2019 | IN | Twin Bridges LFGTE | 54925 | III-4 | IC | OP | NA | LFG |  | 58026.19 | 0.42649 | 0.0147 | EIA Prime Mover-level Data | Estimated using an emission factor
2019 | IN | Twin Bridges LFGTE | 54925 | IV-1 | IC | OP | NA | LFG |  | 116052.4 | 0.85298 | 0.0147 | EIA Prime Mover-level Data | Estimated using an emission factor
2019 | IN | Twin Bridges LFGTE | 54925 | IV-2 | IC | OP | NA | LFG |  | 116052.4 | 0.85298 | 0.0147 | EIA Prime Mover-level Data | Estimated using an emission factor
2019 | IN | Union City Wind Turbine | 57637 | 1 | WT | OP | NA | WND
2019 | IN | University of Notre Dame | 50366 | BLR1 | ST | OP | NA |  |  | 204451.3 |  |  | EIA Unit-level Data
2019 | IN | University of Notre Dame | 50366 | BLR2 | ST | OP | NA |  |  | 95637.55 |  |  | EIA Unit-level Data
2019 | IN | University of Notre Dame | 50366 | BLR3 | ST | OP | NA |  |  | 135500 |  |  | EIA Unit-level Data
2019 | IN | University of Notre Dame | 50366 | BLR4 | ST | RE | NA |  |  | 654517.6 |  |  | EIA Unit-level Data
2019 | IN | University of Notre Dame | 50366 | BLR5 | ST | OP | NA |  |  | 458361.7 |  |  | EIA Unit-level Data
2019 | IN | University of Notre Dame | 50366 | BLR6 | ST | OP | NA |  |  | 528263.2 |  |  | EIA Unit-level Data
2019 | IN | University of Notre Dame | 50366 | GEN3 | IC | SB | NA | DFO |  | 135.195 | 0.00020955 | 0.0031 | EIA Prime Mover-level Data | Estimated using an emission factor
2019 | IN | University of Notre Dame | 50366 | GEN4 | IC | SB | NA | DFO |  | 135.195 | 0.00020955 | 0.0031 | EIA Prime Mover-level Data | Estimated using an emission factor
2019 | IN | University of Notre Dame | 50366 | GEN8 | IC | OP | NA | DFO |  | 256.87 | 0.00039815 | 0.0031 | EIA Prime Mover-level Data | Estimated using an emission factor
2019 | IN | University of Notre Dame | 50366 | GEN9 | IC | OP | NA | DFO |  | 256.87 | 0.00039815 | 0.0031 | EIA Prime Mover-level Data | Estimated using an emission factor
2019 | IN | University of Notre Dame | 50366 | GN10 | IC | OP | NA | DFO |  | 256.87 | 0.00039815 | 0.0031 | EIA Prime Mover-level Data | Estimated using an emission factor
2019 | IN | University of Notre Dame | 50366 | GT1 | GT | OP | NA | NG |  | 108257.5 | 0.29681 | 0.0054834 | EIA Prime Mover-level Data | NEI avg EF - PM, fuel type, firing type
2019 | IN | University of Notre Dame | 50366 | GT2 | GT | OP | NA | NG |  | 108257.5 | 0.29681 | 0.0054834 | EIA Prime Mover-level Data | NEI avg EF - PM, fuel type, firing type
2019 | IN | Valparaiso Solar, LLC | 58797 | VS | PV | OP | NA | SUN |  | 13820 |  | 0 | EIA Prime Mover-level Data | Estimated using an emission factor
2019 | IN | Veolia ES Blackfoot Landfill Facility | 58577 | BLG1 | IC | OP | NA | LFG |  | 56461 | 0.41499 | 0.0147 | EIA Prime Mover-level Data | Estimated using an emission factor
2019 | IN | Veolia ES Blackfoot Landfill Facility | 58577 | BLG2 | IC | OP | NA | LFG |  | 56461 | 0.41499 | 0.0147 | EIA Prime Mover-level Data | Estimated using an emission factor
2019 | IN | Volkman Road Solar Array Hybrid | 61334 | VRSA1 | PV | OP | NA | SUN |  | 34263 |  | 0 | EIA Prime Mover-level Data | Estimated using an emission factor
2019 | IN | Volkman Road Solar Array Hybrid | 61334 | VRSA2 | BA | OP | NA | MWH |  | 0 |  |  | EIA Prime Mover-level Data
2019 | IN | Wabash River | 1010 | 2 | ST | RE | WALL | BIT
2019 | IN | Wabash River | 1010 | 3 | ST | RE | WALL | BIT
2019 | IN | Wabash River | 1010 | 4 | ST | RE | WALL | BIT
2019 | IN | Wabash River | 1010 | 5 | ST | RE | WALL | BIT
2019 | IN | Wabash River | 1010 | 6 | ST | RE | TANGENTIAL | BIT
2019 | IN | Wabash River | 1010 | 71 | IC | RE | NA | DFO
2019 | IN | Wabash River | 1010 | 72 | IC | RE | NA | DFO
2019 | IN | Wabash River | 1010 | 73 | IC | RE | NA | DFO
2019 | IN | Waterloo Solar, LLC | 58796 | WS | PV | OP | NA | SUN |  | 13516 |  | 0 | EIA Prime Mover-level Data | Estimated using an emission factor
2019 | IN | West Fork Wind | 61214 | WT1 | WT | L | NA | WND
2019 | IN | Wildcat Wind Farm I, LLC | 57862 | 1 | WT | OP | NA | WND |  | 4313491 |  | 0 | EIA Prime Mover-level Data | Estimated using an emission factor
2019 | IN | Wildcat Wind Farm II LLC` | 59069 | WCII | WT | IP | NA | WND
2019 | IN | Zimmerman Energy | 59425 | ZE-#1 | IC | OP | NA | LFG |  | 172221.3 | 1.2658 | 0.0147 | EIA Prime Mover-level Data | Estimated using an emission factor
2019 | IN | Zimmerman Energy | 59425 | ZE-#2 | IC | OP | NA | LFG |  | 172221.3 | 1.2658 | 0.0147 | EIA Prime Mover-level Data | Estimated using an emission factor
2019 | IN | Zimmerman Energy | 59425 | ZE-#3 | IC | OP | NA | LFG |  | 172221.3 | 1.2658 | 0.0147 | EIA Prime Mover-level Data | Estimated using an emission factor
2019 | IN | Zimmerman Energy | 59425 | ZE#4 | IC | T | NA | LFG
2019 | IN | A B Brown Generating Station | 6137 | 1 | ST | OP | WALL | BIT | 7190 | 13927280 | 158.6979 | 0.02279 | EPA/CAMD | EPA/NEI | 1979
2019 | IN | A B Brown Generating Station | 6137 | 2 | ST | OP | WALL | BIT | 7558 | 15651640 | 188.0232 | 0.024026 | EPA/CAMD | EPA/NEI | 1984
2019 | IN | A B Brown Generating Station | 6137 | 3 | GT | OP | CT | NG | 242 | 91375 | 0.32016 | 0.0070076 | EPA/CAMD | EPA/NEI | 1991
2019 | IN | A B Brown Generating Station | 6137 | 4 | GT | OP | CT | NG | 350 | 170842.2 | 0.27056 | 0.0031673 | EPA/CAMD | EPA/NEI | 2002
2019 | IN | Alcoa Allowance Management Inc | 6705 | 1 | ST | OP | WALL | BIT | 8403 | 13193200 | 92.9559 | 0.014091 | EPA/CAMD | EPA/NEI | 1960
2019 | IN | Alcoa Allowance Management Inc | 6705 | 2 | ST | OP | WALL | BIT | 5900 | 7368608 | 92.6914 | 0.025158 | EPA/CAMD | EPA/NEI | 1964
2019 | IN | Alcoa Allowance Management Inc | 6705 | 3 | ST | OP | WALL | BIT | 8354 | 11861770 | 201.4063 | 0.033959 | EPA/CAMD | EPA/NEI | 1965
2019 | IN | Alcoa Allowance Management Inc | 6705 | 4 | ST | OP | CELL | BIT | 6323 | 17595890 | 149.97 | 0.017046 | EPA/CAMD | EPA/NEI | 1970
2019 | IN | Anderson | 7336 | ACT1 | GT | OP | CT | NG | 67 | 21616.93 | 0.084473 | 0.0078154 | EPA/CAMD | NEI avg EF - PM, fuel type, firing type | 1992
2019 | IN | Anderson | 7336 | ACT2 | GT | OP | CT | NG | 50 | 16521.97 | 0.064563 | 0.0078154 | EPA/CAMD | NEI avg EF - PM, fuel type, firing type | 1992
2019 | IN | Anderson | 7336 | ACT3 | GT | OP | CT | NG | 63 | 44136.75 | 0.17247 | 0.0078154 | EPA/CAMD | NEI avg EF - PM, fuel type, firing type | 2004
2019 | IN | ArcelorMittal USA - Indiana Harbor East | 10474 | 211 | ST | OP | WALL | PRG | 0 |  |  | 0.039085
2019 | IN | ArcelorMittal USA - Indiana Harbor East | 10474 | 212 | ST | OP | WALL | PRG | 0 |  |  | 0.039085
2019 | IN | ArcelorMittal USA - Indiana Harbor East | 10474 | 213 | ST | OP | WALL | PRG | 0 |  |  | 0.039085
2019 | IN | ArcelorMittal USA - Indiana Harbor East | 10474 | 501 | ST | OP | WALL | PRG | 3644 | 5818423 | 104.8667 | 0.036046 | EIA non-ozone season distributed and EPA/CAMD ozone season | NEI avg EF - PM, fuel type, firing type
2019 | IN | ArcelorMittal USA - Indiana Harbor East | 10474 | 502 | ST | OP | WALL | PRG | 3644 | 6480690 | 116.8028 | 0.036046 | EIA non-ozone season distributed and EPA/CAMD ozone season | NEI avg EF - PM, fuel type, firing type
2019 | IN | ArcelorMittal USA - Indiana Harbor East | 10474 | 503 | ST | OP | WALL | PRG | 3643 | 6046640 | 108.9799 | 0.036046 | EIA non-ozone season distributed and EPA/CAMD ozone season | NEI avg EF - PM, fuel type, firing type
2019 | IN | ArcelorMittal USA - Indiana Harbor East | 10474 | 504 | ST | OP | WALL | PRG | 3571 | 4124085 | 74.3292 | 0.036046 | EIA non-ozone season distributed and EPA/CAMD ozone season | NEI avg EF - PM, fuel type, firing type | 2012
2019 | IN | Bailly Generating Station | 995 | 7 | ST | RE | CYCLONE | BIT | 0 |  |  | 0.017787 |  |  | 1962
2019 | IN | Bailly Generating Station | 995 | 8 | ST | RE | CYCLONE | BIT | 0 |  |  | 0.01978 |  |  | 1968
2019 | IN | Bailly Generating Station | 995 | 10 | GT | OP | CT | NG | 0 |  |  | 0.0070853 |  |  | 1968
2019 | IN | BP Whiting Business Unit | 52130 | 3SPS31 | ST | OP | WALL | PRG | 3672 | 3065332 | 55.2471 | 0.036046 | EIA non-ozone season distributed and EPA/CAMD ozone season | NEI avg EF - PM, fuel type, firing type | 1946
2019 | IN | BP Whiting Business Unit | 52130 | 3SPS32 | ST | OP | WALL | PRG | 3672 | 3069534 | 55.3229 | 0.036046 | EIA non-ozone season distributed and EPA/CAMD ozone season | NEI avg EF - PM, fuel type, firing type | 1947
2019 | IN | BP Whiting Business Unit | 52130 | 3SPS33 | ST | OP | WALL | PRG | 2915 | 2422238 | 43.6565 | 0.036046 | EIA non-ozone season distributed and EPA/CAMD ozone season | NEI avg EF - PM, fuel type, firing type | 1948
2019 | IN | BP Whiting Business Unit | 52130 | 3SPS34 | ST | OP | WALL | PRG | 3490 | 2897271 | 52.2181 | 0.036046 | EIA non-ozone season distributed and EPA/CAMD ozone season | NEI avg EF - PM, fuel type, firing type | 1948
2019 | IN | BP Whiting Business Unit | 52130 | 3SPS36 | ST | OP | WALL | PRG | 3672 | 3069487 | 55.322 | 0.036046 | EIA non-ozone season distributed and EPA/CAMD ozone season | NEI avg EF - PM, fuel type, firing type | 1953
2019 | IN | Broadway Avenue Generating Station | 1011 | 1 | GT | RE | CT | NG | 0 | [5 empty] | 1971
2019 | IN | Broadway Avenue Generating Station | 1011 | 2 | GT | OP | CT | NG | 0 |  |  | 0.0070853 |  |  | 1981
2019 | IN | C. C. Perry K Steam Plant | 992 | 11 | ST | OP | WALL | NG | 7288 | 1160748 | 4.1638 | 0.0071744 | EPA/CAMD | NEI avg EF - PM, fuel type, firing type | 1938
2019 | IN | C. C. Perry K Steam Plant | 992 | 12 | ST | OP | WALL | NG | 7694 | 1527762 | 5.4804 | 0.0071744 | EPA/CAMD | NEI avg EF - PM, fuel type, firing type | 1938
2019 | IN | C. C. Perry K Steam Plant | 992 | 13 | ST | OP | WALL | NG | 5361 | 787654.5 | 2.8255 | 0.0071744 | EPA/CAMD | NEI avg EF - PM, fuel type, firing type | 1947
2019 | IN | C. C. Perry K Steam Plant | 992 | 14 | ST | OP | WALL | NG | 2962 | 406670.5 | 1.4588 | 0.0071744 | EPA/CAMD | NEI avg EF - PM, fuel type, firing type | 1947
2019 | IN | C. C. Perry K Steam Plant | 992 | 16 | ST | OP | STOKER | NG | 697 | 82295.19 | 0.35607 | 0.0086534 | EPA/CAMD | NEI avg EF - PM, fuel type, firing type | 1958
2019 | IN | Cayuga | 1001 | 1 | ST | OP | TANGENTIAL | BIT | 7549 | 24710590 | 322.7324 | 0.026121 | EPA/CAMD | EPA/NEI | 1970
2019 | IN | Cayuga | 1001 | 2 | ST | OP | TANGENTIAL | BIT | 4105 | 14044690 | 170.5179 | 0.024282 | EPA/CAMD | EPA/NEI | 1972
2019 | IN | Cayuga | 1001 | 4 | GT | OP | CT | NG | 228 | 183707.9 | 2.7983 | 0.030464 | EPA/CAMD | EPA/NEI | 1993
2019 | IN | Clifty Creek | 983 | 1 | ST | OP | WALL | BIT | 7126 | 10484070 | 28.8546 | 0.0055045 | EPA/CAMD | EPA/NEI | 1955
2019 | IN | Clifty Creek | 983 | 2 | ST | OP | WALL | BIT | 8009 | 12036300 | 33.4763 | 0.0055626 | EPA/CAMD | EPA/NEI | 1955
2019 | IN | Clifty Creek | 983 | 3 | ST | OP | WALL | BIT | 7752 | 11475370 | 30.7494 | 0.0053592 | EPA/CAMD | EPA/NEI | 1955
2019 | IN | Clifty Creek | 983 | 4 | ST | OP | WALL | BIT | 7846 | 11111140 | 30.9235 | 0.0055662 | EPA/CAMD | EPA/NEI | 1955
2019 | IN | Clifty Creek | 983 | 5 | ST | OP | WALL | BIT | 7366 | 10347430 | 28.6834 | 0.0055441 | EPA/CAMD | EPA/NEI | 1955
2019 | IN | Clifty Creek | 983 | 6 | ST | OP | WALL | BIT | 4940 | 6680613 | 18.0965 | 0.0054176 | EPA/CAMD | EPA/NEI | 1956
2019 | IN | Edwardsport Generating Station | 1004 | CTG1 | ST | OP | IGC | SGC | 8365 | 14865450 | 15.1895 | 0.0020436 | EPA/CAMD | EPA/NEI | 2012
2019 | IN | Edwardsport Generating Station | 1004 | CTG2 | ST | OP | IGC | SGC | 8212 | 14500130 | 17.5127 | 0.0024155 | EPA/CAMD | EPA/NEI | 2012
2019 | IN | F B Culley Generating Station | 1012 | 2 | ST | OP | WALL | BIT | 2572 | 1809157 | 19.5147 | 0.021573 | EPA/CAMD | EPA/NEI | 1966
2019 | IN | F B Culley Generating Station | 1012 | 3 | ST | OP | WALL | BIT | 6354 | 16199720 | 175.069 | 0.021614 | EPA/CAMD | EPA/NEI | 1973
2019 | IN | Georgetown Substation | 7759 | GT1 | GT | OP | CT | NG | 369 | 253579.3 | 0.99092 | 0.0078154 | EPA/CAMD | NEI avg EF - PM, fuel type, firing type | 2000
2019 | IN | Georgetown Substation | 7759 | GT2 | GT | OP | CT | NG | 604 | 408007.4 | 1.5944 | 0.0078154 | EPA/CAMD | NEI avg EF - PM, fuel type, firing type | 2000
2019 | IN | Georgetown Substation | 7759 | GT3 | GT | OP | CT | NG | 575 | 385808.3 | 1.5076 | 0.0078154 | EPA/CAMD | NEI avg EF - PM, fuel type, firing type | 2000
2019 | IN | Georgetown Substation | 7759 | GT4 | GT | OP | CT | NG | 621 | 462426.4 | 1.807 | 0.0078154 | EPA/CAMD | NEI avg EF - PM, fuel type, firing type | 2001
2019 | IN | Gibson | 6113 | 1 | ST | OP | WALL | BIT | 6599 | 26780030 | 396.3444 | 0.0296 | EPA/CAMD | EPA/NEI | 1976
2019 | IN | Gibson | 6113 | 2 | ST | OP | WALL | BIT | 6874 | 29910360 | 399.1128 | 0.026687 | EPA/CAMD | EPA/NEI | 1975
2019 | IN | Gibson | 6113 | 3 | ST | OP | WALL | BIT | 5454 | 22979170 | 340.0918 | 0.0296 | EPA/CAMD | EPA/NEI | 1978
2019 | IN | Gibson | 6113 | 4 | ST | OP | WALL | BIT | 5040 | 21270920 | 287.5773 | 0.027039 | EPA/CAMD | EPA/NEI | 1979
2019 | IN | Gibson | 6113 | 5 | ST | OP | WALL | BIT | 5609 | 22447240 | 332.2191 | 0.0296 | EPA/CAMD | EPA/NEI | 1982
2019 | IN | Henry County Generating Station | 7763 | 1 | GT | OP | CT | NG | 2277 | 769584.8 | 3.0073 | 0.0078154 | EPA/CAMD | NEI avg EF - PM, fuel type, firing type | 2001
2019 | IN | Henry County Generating Station | 7763 | 2 | GT | OP | CT | NG | 2633 | 904249.8 | 3.5336 | 0.0078154 | EPA/CAMD | NEI avg EF - PM, fuel type, firing type | 2001
2019 | IN | Henry County Generating Station | 7763 | 3 | GT | OP | CT | NG | 2628 | 911072.6 | 3.5602 | 0.0078154 | EPA/CAMD | NEI avg EF - PM, fuel type, firing type | 2001
2019 | IN | Hoosier Energy Lawrence Co Station | 7948 | 1 | GT | OP | CT | NG | 278 | 67785.4 | 0.054455 | 0.0016067 | EPA/CAMD | EPA/NEI | 2005
2019 | IN | Hoosier Energy Lawrence Co Station | 7948 | 2 | GT | OP | CT | NG | 351 | 82064.77 | 0.064891 | 0.0015815 | EPA/CAMD | EPA/NEI | 2005
2019 | IN | Hoosier Energy Lawrence Co Station | 7948 | 3 | GT | OP | CT | NG | 312 | 74341.89 | 0.061454 | 0.0016533 | EPA/CAMD | EPA/NEI | 2005
2019 | IN | Hoosier Energy Lawrence Co Station | 7948 | 4 | GT | OP | CT | NG | 308 | 74736.45 | 0.064857 | 0.0017356 | EPA/CAMD | EPA/NEI | 2005
2019 | IN | Hoosier Energy Lawrence Co Station | 7948 | 5 | GT | OP | CT | NG | 295 | 71642.49 | 0.084886 | 0.0023697 | EPA/CAMD | EPA/NEI | 2005
2019 | IN | Hoosier Energy Lawrence Co Station | 7948 | 6 | GT | OP | CT | NG | 307 | 76575.14 | 0.09503 | 0.002482 | EPA/CAMD | EPA/NEI | 2005
2019 | IN | IPL - Eagle Valley Generating Station | 991 | GT1 | CT | OP | CC | NG | 8222 | 16941950 | 0.335 | 3.9547e-05 | EPA/CAMD | EPA/NEI | 2017
2019 | IN | IPL - Eagle Valley Generating Station | 991 | GT2 | CT | OP | CC | NG | 8505 | 17465020 | 0.25214 | 2.8874e-05 | EPA/CAMD | EPA/NEI | 2017
2019 | IN | IPL - Harding Street Station (EW Stout) | 990 | 50 | ST | OP | TANGENTIAL | NG | 2262 | 1071478 | 5.0347 | 0.0093976 | EPA/CAMD | NEI avg EF - PM, fuel type, firing type | 1958
2019 | IN | IPL - Harding Street Station (EW Stout) | 990 | 60 | ST | OP | TANGENTIAL | NG | 2356 | 1128049 | 5.3005 | 0.0093976 | EPA/CAMD | NEI avg EF - PM, fuel type, firing type | 1961
2019 | IN | IPL - Harding Street Station (EW Stout) | 990 | 70 | ST | OP | TANGENTIAL | NG | 4292 | 7905181 | 23.5251 | 0.0059518 | EPA/CAMD | EPA/NEI | 1973
2019 | IN | IPL - Harding Street Station (EW Stout) | 990 | GT4 | GT | OP | CT | NG | 453 | 286494.5 | 0.011715 | 8.178e-05 | EPA/CAMD | EPA/NEI | 1994
2019 | IN | IPL - Harding Street Station (EW Stout) | 990 | GT5 | GT | OP | CT | NG | 585 | 364959.9 | 0.017065 | 9.3515e-05 | EPA/CAMD | EPA/NEI | 1994
2019 | IN | IPL - Harding Street Station (EW Stout) | 990 | GT6 | GT | OP | CT | NG | 895 | 1195874 | 4.6731 | 0.0078154 | EPA/CAMD | NEI avg EF - PM, fuel type, firing type | 2002
2019 | IN | IPL - Petersburg Generating Station | 994 | 1 | ST | OP | TANGENTIAL | BIT | 6997 | 16575840 | 39.4089 | 0.004755 | EPA/CAMD | EPA/NEI | 1967
2019 | IN | IPL - Petersburg Generating Station | 994 | 2 | ST | OP | TANGENTIAL | BIT | 7459 | 29197090 | 11.586 | 0.00079364 | EPA/CAMD | EPA/NEI | 1969
2019 | IN | IPL - Petersburg Generating Station | 994 | 3 | ST | OP | TANGENTIAL | BIT | 6743 | 24200210 | 116.1624 | 0.0096001 | EPA/CAMD | EPA/NEI | 1977
2019 | IN | IPL - Petersburg Generating Station | 994 | 4 | ST | OP | TANGENTIAL | BIT | 6519 | 26811170 | 30.7926 | 0.002297 | EPA/CAMD | EPA/NEI | 1986
2019 | IN | Lawrenceburg Energy Facility | 55502 | 1 | CT | OP | CC | NG | 8379 | 15561830 | 40.8098 | 0.0052449 | EPA/CAMD | EPA/NEI | 2003
2019 | IN | Lawrenceburg Energy Facility | 55502 | 2 | CT | OP | CC | NG | 8415 | 15582780 | 19.2024 | 0.0024646 | EPA/CAMD | EPA/NEI | 2003
2019 | IN | Lawrenceburg Energy Facility | 55502 | 3 | CT | OP | CC | NG | 7326 | 13481970 | 16.358 | 0.0024266 | EPA/CAMD | EPA/NEI | 2003
2019 | IN | Lawrenceburg Energy Facility | 55502 | 4 | CT | OP | CC | NG | 7289 | 13270870 | 33.8805 | 0.005106 | EPA/CAMD | EPA/NEI | 2003
2019 | IN | Merom | 6213 | 1SG1 | ST | OP | TURBO | BIT | 6950 | 27492420 | 16.0546 | 0.0011679 | EPA/CAMD | EPA/NEI | 1983
2019 | IN | Merom | 6213 | 2SG1 | ST | OP | TURBO | BIT | 5997 | 21788170 | 14.1844 | 0.001302 | EPA/CAMD | EPA/NEI | 1982
2019 | IN | Michigan City Generating Station | 997 | 12 | ST | OP | CYCLONE | SUB | 3487 | 12018990 | 121.823 | 0.020272 | EPA/CAMD | EPA/NEI | 1974
2019 | IN | Montpelier Electric Gen Station | 55229 | G1CT1 | GT | OP | CT | NG | 851 | 163479.1 | 0.63883 | 0.0078154 | EPA/CAMD | NEI avg EF - PM, fuel type, firing type | 2001
2019 | IN | Montpelier Electric Gen Station | 55229 | G1CT2 | GT | OP | CT | NG | 872 | 165161.2 | 0.6454 | 0.0078154 | EPA/CAMD | NEI avg EF - PM, fuel type, firing type | 2001
2019 | IN | Montpelier Electric Gen Station | 55229 | G2CT1 | GT | OP | CT | NG | 1009 | 198866.3 | 0.77711 | 0.0078154 | EPA/CAMD | NEI avg EF - PM, fuel type, firing type | 2001
2019 | IN | Montpelier Electric Gen Station | 55229 | G2CT2 | GT | OP | CT | NG | 994 | 197523.5 | 0.77187 | 0.0078154 | EPA/CAMD | NEI avg EF - PM, fuel type, firing type | 2001
2019 | IN | Montpelier Electric Gen Station | 55229 | G3CT1 | GT | OP | CT | NG | 1027 | 201476.7 | 0.78731 | 0.0078154 | EPA/CAMD | NEI avg EF - PM, fuel type, firing type | 2001
2019 | IN | Montpelier Electric Gen Station | 55229 | G3CT2 | GT | OP | CT | NG | 1016 | 196740.1 | 0.76881 | 0.0078154 | EPA/CAMD | NEI avg EF - PM, fuel type, firing type | 2001
2019 | IN | Montpelier Electric Gen Station | 55229 | G4CT1 | GT | OP | CT | NG | 967 | 193248.2 | 0.75516 | 0.0078154 | EPA/CAMD | NEI avg EF - PM, fuel type, firing type | 2001
2019 | IN | Montpelier Electric Gen Station | 55229 | G4CT2 | GT | OP | CT | NG | 956 | 191614.4 | 0.74878 | 0.0078154 | EPA/CAMD | NEI avg EF - PM, fuel type, firing type | 2001
2019 | IN | Noblesville | 1007 | CT3 | CT | OP | CC | NG | 6115 | 4044536 | 11.641 | 0.0057564 | EPA/CAMD | NEI avg EF - PM, fuel type, firing type | 2003
2019 | IN | Noblesville | 1007 | CT4 | CT | OP | CC | NG | 6369 | 4148690 | 11.9408 | 0.0057564 | EPA/CAMD | NEI avg EF - PM, fuel type, firing type | 2003
2019 | IN | Noblesville | 1007 | CT5 | CT | OP | CC | NG | 3768 | 2501297 | 7.1993 | 0.0057564 | EPA/CAMD | NEI avg EF - PM, fuel type, firing type | 2003
2019 | IN | Portside Energy | 55096 | BLR1 | ST | OP | OTHER BOILER | NG | 879 | 464108.8 | 1.5785 | 0.0068021 | EIA non-ozone season distributed and EPA/CAMD ozone season | NEI avg EF - PM, fuel type, firing type | 1997
2019 | IN | Portside Energy | 55096 | BLR2 | ST | OP | OTHER BOILER | NG | 3242 | 696733.5 | 1.4898 | 0.0042764 | EIA non-ozone season distributed and EPA/CAMD ozone season | EPA/NEI | 1997
2019 | IN | Portside Energy | 55096 | CT | GT | OP | CT | NG | 3239 | 3243516 | 10.1637 | 0.0062671 | EIA non-ozone season distributed and EPA/CAMD ozone season | EPA/NEI | 1997
2019 | IN | Purdue University-Wade Utility | 50240 | 2 | ST | OP | WALL | NG | 8351 | 1364181 | 5.5277 | 0.008104 | EPA/CAMD | EPA/NEI
2019 | IN | Purdue University-Wade Utility | 50240 | 3 | ST | OP | OTHER BOILER | NG | 4794 | 708688.6 | 2.5867 | 0.0073 | EPA/CAMD | EPA/NEI
2019 | IN | Purdue University-Wade Utility | 50240 | 5 | ST | OP | FLUIDIZED | BIT | 7291 | 1126177 | 11.4883 | 0.020402 | EPA/CAMD | EPA/NEI
2019 | IN | Purdue University-Wade Utility | 50240 | 7 | ST | OP | OTHER BOILER | NG | 7780 | 1561915 | 5.3122 | 0.0068021 | EPA/CAMD | NEI avg EF - PM, fuel type, firing type | 2012
2019 | IN | R Gallagher | 1008 | 2 | ST | OP | WALL | BIT | 393 | 249317.7 | 3.5128 | 0.028179 | EPA/CAMD | EPA/NEI | 1958
2019 | IN | R Gallagher | 1008 | 4 | ST | OP | WALL | BIT | 364 | 231877.1 | 3.4187 | 0.029487 | EPA/CAMD | EPA/NEI | 1961
2019 | IN | R M Schahfer Generating Station | 6085 | 14 | ST | OP | CYCLONE | SUB | 4225 | 15190780 | 100.5726 | 0.013241 | EPA/CAMD | EPA/NEI | 1976
2019 | IN | R M Schahfer Generating Station | 6085 | 15 | ST | OP | WALL | SUB | 5268 | 19536900 | 214.7641 | 0.021985 | EPA/CAMD | EPA/NEI | 1979
2019 | IN | R M Schahfer Generating Station | 6085 | 17 | ST | OP | TANGENTIAL | BIT | 6551 | 16980670 | 158.0645 | 0.018617 | EPA/CAMD | EPA/NEI | 1983
2019 | IN | R M Schahfer Generating Station | 6085 | 18 | ST | OP | TANGENTIAL | BIT | 7530 | 18606750 | 193.3396 | 0.020782 | EPA/CAMD | EPA/NEI | 1986
2019 | IN | R M Schahfer Generating Station | 6085 | 16A | GT | OP | CT | NG | 78 | 49430.21 | 0.12811 | 0.0051837 | EPA/CAMD | EPA/NEI | 1979
2019 | IN | R M Schahfer Generating Station | 6085 | 16B | GT | OP | CT | NG | 114 | 76851.02 | 0.19161 | 0.0049864 | EPA/CAMD | EPA/NEI | 1979
2019 | IN | Richmond (IN) | 7335 | RCT1 | GT | OP | CT | NG | 53 | 16369.31 | 0.063967 | 0.0078154 | EPA/CAMD | NEI avg EF - PM, fuel type, firing type | 1992
2019 | IN | Richmond (IN) | 7335 | RCT2 | GT | OP | CT | NG | 58 | 16836.36 | 0.065792 | 0.0078154 | EPA/CAMD | NEI avg EF - PM, fuel type, firing type | 1992
2019 | IN | Rockport | 6166 | AB1 | ST | OP | OTHER BOILER | DFO | 78 | 44387 | 0.1495 | 0.0067364 | EPA/CAMD | EPA/NEI
2019 | IN | Rockport | 6166 | AB2 | ST | OP | OTHER BOILER | DFO | 44 | 24783.3 | 0.071658 | 0.0057828 | EPA/CAMD | EPA/NEI
2019 | IN | Rockport | 6166 | MB1 | ST | OP | WALL | SUB | 4767 | 39774260 | 279.8066 | 0.01407 | EPA/CAMD | EPA/NEI | 1984
2019 | IN | Rockport | 6166 | MB2 | ST | OP | WALL | SUB | 5111 | 40224540 | 298.5713 | 0.014845 | EPA/CAMD | EPA/NEI | 1989
2019 | IN | St. Joseph Energy Center LLC | 57794 | CTG01A | CT | OP | CC | NG | 8217 | 18949220 | 54.5399 | 0.0057564 | EPA/CAMD | NEI avg EF - PM, fuel type, firing type | 2017
2019 | IN | St. Joseph Energy Center LLC | 57794 | CTG01B | CT | OP | CC | NG | 8137 | 18854740 | 63.1634 | 0.0067 | EPA/CAMD | EPA/NEI | 2017
2019 | IN | Sugar Creek Generating Station | 55364 | CT11 | CT | OP | CC | NG | 7666 | 13295860 | 110.7757 | 0.016663 | EPA/CAMD | EPA/NEI | 2002
2019 | IN | Sugar Creek Generating Station | 55364 | CT12 | CT | OP | CC | NG | 7531 | 12821580 | 109.8992 | 0.017143 | EPA/CAMD | EPA/NEI | 2002
2019 | IN | US Steel Corp - Gary Works | 50733 | 701B1 | ST | OP | WALL | PRG | 3672 | 2979285 | 53.6963 | 0.036046 | EIA non-ozone season distributed and EPA/CAMD ozone season | NEI avg EF - PM, fuel type, firing type | 1948
2019 | IN | US Steel Corp - Gary Works | 50733 | 701B2 | ST | OP | WALL | PRG | 3339 | 2750691 | 49.5763 | 0.036046 | EIA non-ozone season distributed and EPA/CAMD ozone season | NEI avg EF - PM, fuel type, firing type | 1948
2019 | IN | US Steel Corp - Gary Works | 50733 | 701B3 | ST | OP | WALL | PRG | 3087 | 2477432 | 44.6513 | 0.036046 | EIA non-ozone season distributed and EPA/CAMD ozone season | NEI avg EF - PM, fuel type, firing type | 1948
2019 | IN | US Steel Corp - Gary Works | 50733 | 701B5 | ST | OP | WALL | PRG | 3659 | 2839276 | 51.1729 | 0.036046 | EIA non-ozone season distributed and EPA/CAMD ozone season | NEI avg EF - PM, fuel type, firing type | 1956
2019 | IN | US Steel Corp - Gary Works | 50733 | 701B6 | ST | OP | WALL | PRG | 3112 | 3890713 | 70.1231 | 0.036046 | EIA non-ozone season distributed and EPA/CAMD ozone season | NEI avg EF - PM, fuel type, firing type | 1971
2019 | IN | US Steel Corp - Gary Works | 50733 | 720B1 | ST | OP | WALL | PRG | 3658 | 4289571 | 77.3118 | 0.036046 | EIA non-ozone season distributed and EPA/CAMD ozone season | NEI avg EF - PM, fuel type, firing type | 1967
2019 | IN | US Steel Corp - Gary Works | 50733 | 720B2 | ST | OP | WALL | PRG | 3170 | 3634234 | 65.5006 | 0.036046 | EIA non-ozone season distributed and EPA/CAMD ozone season | NEI avg EF - PM, fuel type, firing type | 1967
2019 | IN | US Steel Corp - Gary Works | 50733 | 720B3 | ST | OP | WALL | PRG | 3387 | 3348674 | 60.3539 | 0.036046 | EIA non-ozone season distributed and EPA/CAMD ozone season | NEI avg EF - PM, fuel type, firing type | 1967
2019 | IN | Vermillion Generating Station | 55111 | 1 | GT | OP | CT | NG | 338 | 197673 | 0.019 | 0.00019223 | EPA/CAMD | EPA/NEI | 2000
2019 | IN | Vermillion Generating Station | 55111 | 2 | GT | OP | CT | NG | 304 | 184705.8 | 0.09009 | 0.00097549 | EPA/CAMD | EPA/NEI | 2000
2019 | IN | Vermillion Generating Station | 55111 | 3 | GT | OP | CT | NG | 339 | 209719.5 | 0.1618 | 0.001543 | EPA/CAMD | EPA/NEI | 2000
2019 | IN | Vermillion Generating Station | 55111 | 4 | GT | OP | CT | NG | 176 | 106575.2 | 0.093595 | 0.0017564 | EPA/CAMD | EPA/NEI | 2000
2019 | IN | Vermillion Generating Station | 55111 | 5 | GT | OP | CT | NG | 228 | 125177.1 | 0.12776 | 0.0020413 | EPA/CAMD | EPA/NEI | 2000
2019 | IN | Vermillion Generating Station | 55111 | 6 | GT | OP | CT | NG | 322 | 193149 | 0.014733 | 0.00015255 | EPA/CAMD | EPA/NEI | 2000
2019 | IN | Vermillion Generating Station | 55111 | 7 | GT | OP | CT | NG | 276 | 175177.9 | 0.1626 | 0.0018563 | EPA/CAMD | EPA/NEI | 2000
2019 | IN | Vermillion Generating Station | 55111 | 8 | GT | OP | CT | NG | 204 | 128363.4 | 0.072461 | 0.001129 | EPA/CAMD | EPA/NEI | 2000
2019 | IN | Wabash River Highland Plant | 57842 | 1 | GT | OP | CT | NG | 690 | 910801.6 | 8.4158 | 0.01848 | EPA/CAMD | EPA/NEI | 1953
2019 | IN | Wheatland Generating Facility LLC | 55224 | EU-01 | GT | OP | CT | NG | 476 | 485067.6 | 0.77974 | 0.003215 | EPA/CAMD | EPA/NEI | 2000
2019 | IN | Wheatland Generating Facility LLC | 55224 | EU-02 | GT | OP | CT | NG | 440 | 461467.3 | 1.0126 | 0.0043886 | EPA/CAMD | EPA/NEI | 2000
2019 | IN | Wheatland Generating Facility LLC | 55224 | EU-03 | GT | OP | CT | NG | 312 | 321842 | 0.58882 | 0.0036591 | EPA/CAMD | EPA/NEI | 2000
2019 | IN | Wheatland Generating Facility LLC | 55224 | EU-04 | GT | OP | CT | NG | 326 | 351839.2 | 1.5851 | 0.0090104 | EPA/CAMD | EPA/NEI | 2000
2019 | IN | Whitewater Valley | 1040 | 1 | ST | OP | WALL | BIT | 805 | 165489.7 | 12.4981 | 0.15104 | EPA/CAMD | EPA/NEI | 1955
2019 | IN | Whitewater Valley | 1040 | 2 | ST | OP | TANGENTIAL | BIT | 936 | 358394.9 | 25.3948 | 0.14171 | EPA/CAMD | EPA/NEI | 1973
2019 | IN | Whiting Clean Energy, Inc. | 55259 | CT1 | CT | OP | CC | NG | 7627 | 12274850 | 49.6994 | 0.0080978 | EPA/CAMD | EPA/NEI | 2001
2019 | IN | Whiting Clean Energy, Inc. | 55259 | CT2 | CT | OP | CC | NG | 7460 | 12088050 | 64.3582 | 0.010648 | EPA/CAMD | EPA/NEI | 2001
2019 | IN | Worthington Generation | 55148 | 1 | GT | OP | CT | NG | 685 | 192303.1 | 0.21469 | 0.0022328 | EPA/CAMD | EPA/NEI | 2000
2019 | IN | Worthington Generation | 55148 | 2 | GT | OP | CT | NG | 572 | 156321.3 | 0.19429 | 0.0024858 | EPA/CAMD | EPA/NEI | 2000
2019 | IN | Worthington Generation | 55148 | 3 | GT | OP | CT | NG | 560 | 153879.4 | 0.13669 | 0.0017766 | EPA/CAMD | EPA/NEI | 2000
2019 | IN | Worthington Generation | 55148 | 4 | GT | OP | CT | NG | 627 | 168105.1 | 0.22351 | 0.0026591 | EPA/CAMD | EPA/NEI | 2000
2019 | KS | Abilene Energy Center Combustion Turbine | 1251 | GT1 | GT | RE | NA | NG
2019 | KS | Alexander Wind Farm LLC | 58666 | 1 | WT | OP | NA | WND |  | 1944286 |  | 0 | EIA Prime Mover-level Data | Estimated using an emission factor
2019 | KS | Anthony | 1258 | IC1 | IC | OP | NA | NG |  | 574.369 | 0.00012119 | 0.000422 | EIA Prime Mover-level Data | Estimated using an emission factor
2019 | KS | Anthony | 1258 | IC2 | IC | OP | NA | NG |  | 420.27 | 8.8677e-05 | 0.000422 | EIA Prime Mover-level Data | Estimated using an emission factor
2019 | KS | Anthony | 1258 | IC3 | IC | OP | NA | NG |  | 560.36 | 0.00011824 | 0.000422 | EIA Prime Mover-level Data | Estimated using an emission factor
2019 | KS | Archer Daniels Midland Fredonia | 10857 | GEN1 | GT | RE | NA | NG
2019 | KS | Archer Daniels Midland Fredonia | 10857 | GEN2 | IC | RE | NA | DFO
2019 | KS | Archer Daniels Midland Fredonia | 10857 | GEN3 | IC | RE | NA | DFO
2019 | KS | Arkalon Ethanol LLC | 58192 | ST961 | ST | OP | NA | NG |  | 1628005 | 6.5547 | 0.0080524 | EIA Prime Mover-level Data | NEI avg EF - PM, fuel type
2019 | KS | Ashland | 1259 | 1 | IC | SB | NA | NG |  | 46.5 | 9.8115e-06 | 0.000422 | EIA Prime Mover-level Data | Estimated using an emission factor
2019 | KS | Ashland | 1259 | 2 | IC | SB | NA | NG |  | 69.75 | 1.4717e-05 | 0.000422 | EIA Prime Mover-level Data | Estimated using an emission factor
2019 | KS | Ashland | 1259 | 3 | IC | SB | NA | DFO |  | 93 | 0.014415 | 0.31 | EIA Prime Mover-level Data | Estimated using an emission factor
2019 | KS | Ashland | 1259 | 4 | IC | RE | NA | DFO
2019 | KS | Ashland | 1259 | 5 | IC | SB | NA | DFO |  | 69.75 | 0.010811 | 0.31 | EIA Prime Mover-level Data | Estimated using an emission factor
2019 | KS | Ashland | 1259 | 4B | IC | SB | NA | DFO |  | 155 | 0.024025 | 0.31 | EIA Prime Mover-level Data | Estimated using an emission factor
2019 | KS | Augusta Electric Plant No 1 | 1261 | 1 | IC | SB | NA | NG |  | 9.183 | 1.9376e-06 | 0.000422 | EIA Prime Mover-level Data | Estimated using an emission factor
2019 | KS | Augusta Electric Plant No 1 | 1261 | 2 | IC | SB | NA | DFO |  | 2.504 | 0.00038812 | 0.31 | EIA Prime Mover-level Data | Estimated using an emission factor
2019 | KS | Augusta Electric Plant No 1 | 1261 | 3 | IC | SB | NA | NG |  | 8.348 | 1.7614e-06 | 0.000422 | EIA Prime Mover-level Data | Estimated using an emission factor
2019 | KS | Augusta Electric Plant No 1 | 1261 | 4 | IC | SB | NA | DFO |  | 5.843 | 0.00090566 | 0.31 | EIA Prime Mover-level Data | Estimated using an emission factor
2019 | KS | Augusta Electric Plant No 1 | 1261 | 5 | IC | SB | NA | NG |  | 18.365 | 3.875e-06 | 0.000422 | EIA Prime Mover-level Data | Estimated using an emission factor
2019 | KS | Augusta Electric Plant No 1 | 1261 | 6 | IC | SB | NA | NG |  | 18.365 | 3.875e-06 | 0.000422 | EIA Prime Mover-level Data | Estimated using an emission factor
2019 | KS | Augusta Electric Plant No 1 | 1261 | 7 | IC | SB | NA | NG |  | 16.696 | 3.5229e-06 | 0.000422 | EIA Prime Mover-level Data | Estimated using an emission factor
2019 | KS | Augusta Electric Plant No 1 | 1261 | 8 | IC | SB | NA | DFO |  | 16.696 | 0.0025879 | 0.31 | EIA Prime Mover-level Data | Estimated using an emission factor
2019 | KS | Augusta Electric Plant No 2 | 6791 | 1 | IC | OP | NA | NG |  | 3986.087 | 0.00084106 | 0.000422 | EIA Prime Mover-level Data | Estimated using an emission factor
2019 | KS | Augusta Electric Plant No 2 | 6791 | 2 | IC | OP | NA | NG |  | 3986.087 | 0.00084106 | 0.000422 | EIA Prime Mover-level Data | Estimated using an emission factor
2019 | KS | Augusta Electric Plant No 2 | 6791 | 3 | IC | OP | NA | NG |  | 5979.13 | 0.0012616 | 0.000422 | EIA Prime Mover-level Data | Estimated using an emission factor
2019 | KS | Augusta Electric Plant No 2 | 6791 | 4 | IC | OP | NA | NG |  | 6676.696 | 0.0014088 | 0.000422 | EIA Prime Mover-level Data | Estimated using an emission factor
2019 | KS | Baldwin City Plant No 1 | 1262 | 3 | IC | RE | NA | DFO
2019 | KS | Baldwin City Plant No 1 | 1262 | 4 | IC | OP | NA | DFO |  | 157.143 | 0.024357 | 0.31 | EIA Prime Mover-level Data | Estimated using an emission factor
2019 | KS | Baldwin City Plant No 1 | 1262 | 5 | IC | OA | NA | DFO |  | 86.429 | 0.013396 | 0.31 | EIA Prime Mover-level Data | Estimated using an emission factor
2019 | KS | Baldwin City Plant No 1 | 1262 | 6 | IC | OP | NA | DFO |  | 86.429 | 0.013396 | 0.31 | EIA Prime Mover-level Data | Estimated using an emission factor
2019 | KS | Baldwin City Plant No 2 | 8020 | 7 | IC | OP | NA | DFO |  | 736 | 0.11408 | 0.31 | EIA Prime Mover-level Data | Estimated using an emission factor
2019 | KS | Baldwin City Plant No 2 | 8020 | 8 | IC | OP | NA | DFO |  | 736 | 0.11408 | 0.31 | EIA Prime Mover-level Data | Estimated using an emission factor
2019 | KS | Belleville | 1263 | 1 | IC | RE | NA | DFO
2019 | KS | Belleville | 1263 | 2 | IC | RE | NA | DFO
2019 | KS | Belleville | 1263 | 3 | IC | RE | NA | DFO
2019 | KS | Belleville | 1263 | 4 | IC | OP | NA | DFO |  | 133.287 | 0.020659 | 0.31 | EIA Prime Mover-level Data | Estimated using an emission factor
2019 | KS | Belleville | 1263 | 5 | IC | OP | NA | DFO |  | 226.587 | 0.035121 | 0.31 | EIA Prime Mover-level Data | Estimated using an emission factor
2019 | KS | Belleville | 1263 | 6 | IC | OP | NA | DFO |  | 493.161 | 0.07644 | 0.31 | EIA Prime Mover-level Data | Estimated using an emission factor
2019 | KS | Belleville | 1263 | 7 | IC | OP | NA | DFO |  | 679.762 | 0.10536 | 0.31 | EIA Prime Mover-level Data | Estimated using an emission factor
2019 | KS | Belleville | 1263 | 8 | IC | OP | NA | DFO |  | 373.203 | 0.057846 | 0.31 | EIA Prime Mover-level Data | Estimated using an emission factor
2019 | KS | Beloit | 1264 | 1 | IC | OP | NA | DFO |  | 103.057 | 0.015974 | 0.31 | EIA Prime Mover-level Data | Estimated using an emission factor
2019 | KS | Beloit | 1264 | 2 | IC | OP | NA | DFO |  | 103.057 | 0.015974 | 0.31 | EIA Prime Mover-level Data | Estimated using an emission factor
2019 | KS | Beloit | 1264 | 3 | IC | OP | NA | DFO |  | 137.409 | 0.021298 | 0.31 | EIA Prime Mover-level Data | Estimated using an emission factor
2019 | KS | Beloit | 1264 | 4 | IC | OP | NA | DFO |  | 240.466 | 0.037272 | 0.31 | EIA Prime Mover-level Data | Estimated using an emission factor
2019 | KS | Beloit | 1264 | 5 | IC | OP | NA | DFO |  | 48.093 | 0.0074544 | 0.31 | EIA Prime Mover-level Data | Estimated using an emission factor
2019 | KS | Beloit | 1264 | 6 | IC | OP | NA | DFO |  | 281.689 | 0.043662 | 0.31 | EIA Prime Mover-level Data | Estimated using an emission factor
2019 | KS | Beloit | 1264 | 7 | IC | OP | NA | DFO |  | 412.228 | 0.063895 | 0.31 | EIA Prime Mover-level Data | Estimated using an emission factor
2019 | KS | Bird City | 1224 | 1 | IC | OP | NA | DFO |  |  |  | 0.30942
2019 | KS | Bird City | 1224 | 2 | IC | OS | NA | DFO |  |  |  | 0.30942
2019 | KS | Bonanza BioEnergy LLC | 58193 | ST96 | ST | OP | NA | NG |  | 1102235 | 4.4378 | 0.0080524 | EIA Prime Mover-level Data | NEI avg EF - PM, fuel type
2019 | KS | BPU Solar Farm | 61313 | BPU1 | PV | OP | NA | SUN |  | 15386 |  | 0 | EIA Prime Mover-level Data | Estimated using an emission factor
2019 | KS | Buckeye Wind Energy Center | 58767 | 1 | WT | OP | NA | WND |  | 7184477 |  | 0 | EIA Prime Mover-level Data | Estimated using an emission factor
2019 | KS | Buckeye Wind Energy Center | 58767 | 2 | WT | CN | NA | WND
2019 | KS | Buckeye Wind Energy Center | 58767 | 3 | WT | CN | NA | WND
2019 | KS | Buffalo Dunes Wind Project | 58474 | GE1 | WT | OP | NA | WND |  | 7799207 |  | 0 | EIA Prime Mover-level Data | Estimated using an emission factor
2019 | KS | Burlingame | 1265 | 1 | IC | OP | NA | NG |  | 16.775 | 3.5395e-06 | 0.000422 | EIA Prime Mover-level Data | Estimated using an emission factor
2019 | KS | Burlingame | 1265 | 2 | IC | RE | NA | DFO
2019 | KS | Burlingame | 1265 | 3 | IC | OP | NA | NG |  | 13.725 | 2.896e-06 | 0.000422 | EIA Prime Mover-level Data | Estimated using an emission factor
2019 | KS | Burlingame | 1265 | 4 | IC | OP | NA | NG |  | 16.775 | 3.5395e-06 | 0.000422 | EIA Prime Mover-level Data | Estimated using an emission factor
2019 | KS | Burlingame | 1265 | 5 | IC | OP | NA | NG |  | 13.725 | 2.896e-06 | 0.000422 | EIA Prime Mover-level Data | Estimated using an emission factor
2019 | KS | Burlington (KS) | 1266 | 1 | IC | RE | NA | DFO
2019 | KS | Burlington (KS) | 1266 | 2 | IC | SB | NA | DFO |  | 133.193 | 0.020645 | 0.31 | EIA Prime Mover-level Data | Estimated using an emission factor
2019 | KS | Burlington (KS) | 1266 | 3 | IC | RE | NA | NG
2019 | KS | Burlington (KS) | 1266 | 4 | IC | RE | NA | DFO
2019 | KS | Burlington (KS) | 1266 | 5 | IC | SB | NA | NG |  | 102.456 | 2.1618e-05 | 0.000422 | EIA Prime Mover-level Data | Estimated using an emission factor
2019 | KS | Burlington (KS) | 1266 | 1A | IC | SB | NA | DFO |  | 204.912 | 0.031761 | 0.31 | EIA Prime Mover-level Data | Estimated using an emission factor
2019 | KS | Burlington (KS) | 1266 | 4A | IC | SB | NA | DFO |  | 235.649 | 0.036526 | 0.31 | EIA Prime Mover-level Data | Estimated using an emission factor
2019 | KS | Burlington (KS) | 1266 | IC6 | IC | SB | NA | NG |  | 491.789 | 0.00010377 | 0.000422 | EIA Prime Mover-level Data | Estimated using an emission factor
2019 | KS | Caney River Wind Project | 57858 | 1 | WT | OP | NA | WND |  | 5846299 |  | 0 | EIA Prime Mover-level Data | Estimated using an emission factor
2019 | KS | Cedar Bluff Wind, LLC | 60069 | CBLF1 | WT | OP | NA | WND |  | 7357908 |  | 0 | EIA Prime Mover-level Data | Estimated using an emission factor
2019 | KS | Central Plains Wind Farm | 56818 | 1 | WT | OP | NA | WND |  | 2109554 |  | 0 | EIA Prime Mover-level Data | Estimated using an emission factor
2019 | KS | Chanute 1 | 1267 | 4 | ST | RE | NA | NG
2019 | KS | Chanute 1 | 1267 | 5 | IC | RE | NA | NG
2019 | KS | Chanute 1 | 1267 | 6 | ST | RE | NA | NG
2019 | KS | Chanute 3 | 7018 | 9 | IC | OP | NA | NG |  | 2056.149 | 0.00043385 | 0.000422 | EIA Prime Mover-level Data | Estimated using an emission factor
2019 | KS | Chanute 3 | 7018 | 10 | IC | OP | NA | NG |  | 2056.149 | 0.00043385 | 0.000422 | EIA Prime Mover-level Data | Estimated using an emission factor
2019 | KS | Chanute 3 | 7018 | 11 | IC | OP | NA | NG |  | 2056.149 | 0.00043385 | 0.000422 | EIA Prime Mover-level Data | Estimated using an emission factor
2019 | KS | Chanute 3 | 7018 | 12 | IC | OP | NA | DFO |  | 1623.276 | 0.25161 | 0.31 | EIA Prime Mover-level Data | Estimated using an emission factor
2019 | KS | Chanute 3 | 7018 | 13 | IC | OP | NA | DFO |  | 1623.276 | 0.25161 | 0.31 | EIA Prime Mover-level Data | Estimated using an emission factor
2019 | KS | Cimarron Bend Wind Project I, LLC | 60687 | 1 | WT | OP | NA | WND |  | 7749568 |  | 0 | EIA Prime Mover-level Data | Estimated using an emission factor
2019 | KS | Cimarron Bend Wind Project II, LLC | 60688 | 1 | WT | OP | NA | WND |  | 7907426 |  | 0 | EIA Prime Mover-level Data | Estimated using an emission factor
2019 | KS | Cimarron Wind Energy LLC | 57762 | CPV1 | WT | OP | NA | WND |  | 5806485 |  | 0 | EIA Prime Mover-level Data | Estimated using an emission factor
2019 | KS | Cimarron Windpower II | 57663 | 1 | WT | OP | NA | WND |  | 4756356 |  | 0 | EIA Prime Mover-level Data | Estimated using an emission factor
2019 | KS | City of Pratt Solar | 62931 | PRATT | PV | OP | NA | SUN |  | 36588 |  | 0 | EIA Prime Mover-level Data | Estimated using an emission factor
2019 | KS | Clay Center | 1270 | 4 | ST | RE | NA | NG
2019 | KS | Clay Center | 1270 | 5 | ST | OP | NA | NG |  |  |  | 0.0080534
2019 | KS | Clay Center | 1270 | 6 | ST | OP | NA | NG |  |  |  | 0.0080534
2019 | KS | Clay Center | 1270 | IC1 | IC | OP | NA | NG |  | 456.945 | 9.6415e-05 | 0.000422 | EIA Prime Mover-level Data | Estimated using an emission factor
2019 | KS | Clay Center | 1270 | IC2 | IC | OP | NA | NG |  | 1066.205 | 0.00022497 | 0.000422 | EIA Prime Mover-level Data | Estimated using an emission factor
2019 | KS | Clay Center | 1270 | IC3 | IC | OP | NA | NG |  | 2589.356 | 0.00054635 | 0.000422 | EIA Prime Mover-level Data | Estimated using an emission factor
2019 | KS | Clay Center | 1270 | IC4 | IC | OP | NA | NG |  | 1777.009 | 0.00037495 | 0.000422 | EIA Prime Mover-level Data | Estimated using an emission factor
2019 | KS | Clay Center | 1270 | IC5 | IC | OP | NA | NG |  | 1777.009 | 0.00037495 | 0.000422 | EIA Prime Mover-level Data | Estimated using an emission factor
2019 | KS | Clay Center | 1270 | IC6 | IC | OP | NA | NG |  | 3452.475 | 0.00072847 | 0.000422 | EIA Prime Mover-level Data | Estimated using an emission factor
2019 | KS | Cloud County Wind Farm | 56784 | 1 | WT | OP | NA | WND |  | 2548657 |  | 0 | EIA Prime Mover-level Data | Estimated using an emission factor
2019 | KS | Cloud County Wind Farm | 56784 | 2 | WT | OP | NA | WND |  | 2330201 |  | 0 | EIA Prime Mover-level Data | Estimated using an emission factor
2019 | KS | CML&P Generating Facility No. 2 | 59726 | 8 | IC | OP | NA | NG |  | 198463.3 | 0.041876 | 0.000422 | EIA Prime Mover-level Data | Estimated using an emission factor
2019 | KS | CML&P Generating Facility No. 2 | 59726 | 9 | IC | OP | NA | NG |  | 198463.3 | 0.041876 | 0.000422 | EIA Prime Mover-level Data | Estimated using an emission factor
2019 | KS | CML&P Generating Facility No. 2 | 59726 | 10 | IC | OP | NA | NG |  | 198463.3 | 0.041876 | 0.000422 | EIA Prime Mover-level Data | Estimated using an emission factor
2019 | KS | Colby | 1225 | GT1 | GT | OP | NA | NG |  | 2453 | 0.0067254 | 0.0054834 | EIA Prime Mover-level Data | NEI avg EF - PM, fuel type, firing type
2019 | KS | Colby City of | 1272 | 3 | IC | RE | NA | DFO |  |  |  | 0.31
2019 | KS | Colby City of | 1272 | 4 | IC | OP | NA | DFO |  | 87.113 | 0.013503 | 0.31 | EIA Prime Mover-level Data | Estimated using an emission factor
2019 | KS | Colby City of | 1272 | 5 | IC | OP | NA | DFO |  | 66.616 | 0.010325 | 0.31 | EIA Prime Mover-level Data | Estimated using an emission factor
2019 | KS | Colby City of | 1272 | 6 | IC | OP | NA | DFO |  | 230.593 | 0.035742 | 0.31 | EIA Prime Mover-level Data | Estimated using an emission factor
2019 | KS | Colby City of | 1272 | 7 | IC | OP | NA | DFO |  | 230.593 | 0.035742 | 0.31 | EIA Prime Mover-level Data | Estimated using an emission factor
2019 | KS | Colby City of | 1272 | 8 | IC | OP | NA | DFO |  | 138.356 | 0.021445 | 0.31 | EIA Prime Mover-level Data | Estimated using an emission factor
2019 | KS | Colby City of | 1272 | 9 | IC | OP | NA | DFO |  | 153.729 | 0.023783 | 0.30942 | EIA Prime Mover-level Data | NEI avg EF - PM, fuel type, firing type
2019 | KS | CP Bloom Wind LLC | 59888 | GEN | WT | OP | NA | WND |  | 6385467 |  | 0 | EIA Prime Mover-level Data | Estimated using an emission factor
2019 | KS | Diamond Vista Wind Project, LLC | 61789 | DV | WT | OP | NA | WND |  | 9452852 |  | 0 | EIA Prime Mover-level Data | Estimated using an emission factor
2019 | KS | East Fork Wind Project, LLC | 62220 | WTGS | WT | V | NA | WND
2019 | KS | East Kansas Agri-Energy, LLC | 59383 | KATO | ST | OP | NA | WH |  | 44484 |  | 0 | EIA Prime Mover-level Data | Estimated using an emission factor
2019 | KS | El Dorado Refinery | 58075 | L3804 | GT | SB | NA | NG |  | 999194 | 2.7395 | 0.0054834 | EIA Prime Mover-level Data | NEI avg EF - PM, fuel type, firing type
2019 | KS | Elk River Wind | 56303 | 1 | WT | OP | NA | WND |  | 3417392 |  | 0 | EIA Prime Mover-level Data | Estimated using an emission factor
2019 | KS | Ellinwood | 1274 | 1 | IC | OP | NA | DFO |  | 128.718 | 0.019951 | 0.31 | EIA Prime Mover-level Data | Estimated using an emission factor
2019 | KS | Ellinwood | 1274 | 2 | IC | OP | NA | DFO |  | 85.812 | 0.013301 | 0.31 | EIA Prime Mover-level Data | Estimated using an emission factor
2019 | KS | Ellinwood | 1274 | 3 | IC | OP | NA | DFO |  | 36.776 | 0.0057003 | 0.31 | EIA Prime Mover-level Data | Estimated using an emission factor
2019 | KS | Ellinwood | 1274 | 4 | IC | OP | NA | DFO |  | 67.424 | 0.010451 | 0.31 | EIA Prime Mover-level Data | Estimated using an emission factor
2019 | KS | Ellinwood | 1274 | 5 | IC | OP | NA | DFO |  | 202.271 | 0.031352 | 0.31 | EIA Prime Mover-level Data | Estimated using an emission factor
2019 | KS | Ellis | 1275 | 1 | IC | RE | NA | NG
2019 | KS | Ellis | 1275 | 2 | IC | RE | NA | NG
2019 | KS | Ellis | 1275 | 3 | IC | RE | NA | NG
2019 | KS | Ellis | 1275 | 4 | IC | RE | NA | NG
2019 | KS | Ellis | 1275 | 5 | IC | RE | NA | NG
2019 | KS | Ensign Wind LLC | 58137 | 1 | WT | OP | NA | WND |  | 3727124 |  | 0 | EIA Prime Mover-level Data | Estimated using an emission factor
2019 | KS | Erie | 1276 | 1 | IC | RE | NA | DFO
2019 | KS | Erie | 1276 | 2 | IC | RE | NA | DFO
2019 | KS | Erie | 1276 | 3 | IC | OP | NA | DFO |  | 75.581 | 0.011715 | 0.31 | EIA Prime Mover-level Data | Estimated using an emission factor
2019 | KS | Erie | 1276 | 4 | IC | RE | NA | DFO
2019 | KS | Erie | 1276 | 5 | IC | RE | NA | DFO
2019 | KS | Erie | 1276 | 6 | IC | OP | NA | DFO |  | 83.14 | 0.012887 | 0.31 | EIA Prime Mover-level Data | Estimated using an emission factor
2019 | KS | Erie | 1276 | 7 | IC | OP | NA | DFO |  | 83.14 | 0.012887 | 0.31 | EIA Prime Mover-level Data | Estimated using an emission factor
2019 | KS | Erie | 1276 | 8 | IC | OP | NA | DFO |  | 83.14 | 0.012887 | 0.31 | EIA Prime Mover-level Data | Estimated using an emission factor
2019 | KS | Erie Energy Center | 7766 | 1 | IC | OP | NA | DFO |  | 3918.625 | 0.60739 | 0.31 | EIA Prime Mover-level Data | Estimated using an emission factor
2019 | KS | Erie Energy Center | 7766 | 2 | IC | OP | NA | DFO |  | 3918.625 | 0.60739 | 0.31 | EIA Prime Mover-level Data | Estimated using an emission factor
2019 | KS | Erie Energy Center | 7766 | 3 | IC | OP | NA | DFO |  | 3918.625 | 0.60739 | 0.31 | EIA Prime Mover-level Data | Estimated using an emission factor
2019 | KS | Erie Energy Center | 7766 | 4 | IC | OP | NA | DFO |  | 3918.625 | 0.60739 | 0.31 | EIA Prime Mover-level Data | Estimated using an emission factor
2019 | KS | Erie Energy Center | 7766 | 5 | IC | OP | NA | DFO |  | 3918.625 | 0.60739 | 0.31 | EIA Prime Mover-level Data | Estimated using an emission factor
2019 | KS | Erie Energy Center | 7766 | 6 | IC | OP | NA | DFO |  | 3918.625 | 0.60739 | 0.31 | EIA Prime Mover-level Data | Estimated using an emission factor
2019 | KS | Erie Energy Center | 7766 | 7 | IC | OP | NA | DFO |  | 3918.625 | 0.60739 | 0.31 | EIA Prime Mover-level Data | Estimated using an emission factor
2019 | KS | Erie Energy Center | 7766 | 8 | IC | OP | NA | DFO |  | 3918.625 | 0.60739 | 0.31 | EIA Prime Mover-level Data | Estimated using an emission factor
2019 | KS | Flat Ridge 2 Wind Energy LLC | 57787 | 1 | WT | OP | NA | WND |  | 15401990 |  | 0 | EIA Prime Mover-level Data | Estimated using an emission factor
2019 | KS | Flat Ridge Wind Energy LLC | 56879 | 1 | WT | OP | NA | WND |  | 1062951 |  | 0 | EIA Prime Mover-level Data | Estimated using an emission factor
2019 | KS | Flat Ridge Wind Farm | 56819 | 1 | WT | OP | NA | WND |  | 1367398 |  | 0 | EIA Prime Mover-level Data | Estimated using an emission factor
2019 | KS | Fort Hays State University Wind Farm | 61540 | WIND1 | WT | OP | NA | WND |  | 75239 |  | 0 | EIA Prime Mover-level Data | Estimated using an emission factor
2019 | KS | Fort Hays State University Wind Farm | 61540 | WIND2 | WT | OP | NA | WND |  | 75239 |  | 0 | EIA Prime Mover-level Data | Estimated using an emission factor
2019 | KS | Gardner Energy Center | 7281 | CT1 | GT | OP | NA | NG |  | 1019 | 0.0027938 | 0.0054834 | EIA Prime Mover-level Data | NEI avg EF - PM, fuel type, firing type
2019 | KS | Gardner Energy Center | 7281 | CT2 | GT | OP | NA | NG |  | 1019 | 0.0027938 | 0.0054834 | EIA Prime Mover-level Data | NEI avg EF - PM, fuel type, firing type
2019 | KS | Garnett Municipal | 1278 | 1 | IC | OP | NA | DFO |  |  |  | 0.30942
2019 | KS | Garnett Municipal | 1278 | 2 | IC | OP | NA | DFO |  |  |  | 0.30942
2019 | KS | Garnett Municipal | 1278 | 3 | IC | OP | NA | DFO |  |  |  | 0.30942
2019 | KS | Garnett Municipal | 1278 | 4 | IC | OP | NA | DFO |  |  |  | 0.30942
2019 | KS | Garnett Municipal | 1278 | 7 | IC | OP | NA | DFO |  |  |  | 0.30942
2019 | KS | Garnett Municipal | 1278 | IC5 | IC | OP | NA | DFO |  |  |  | 0.30942
2019 | KS | Garnett Municipal | 1278 | IC6 | IC | OP | NA | DFO |  |  |  | 0.30942
2019 | KS | Gas Turbine (KS) | 1298 | GT1 | GT | RE | NA | NG
2019 | KS | Girard | 1279 | 1 | IC | OP | NA | NG |  | 111.352 | 2.3495e-05 | 0.000422 | EIA Prime Mover-level Data | Estimated using an emission factor
2019 | KS | Girard | 1279 | 4 | IC | OP | NA | NG |  | 174.981 | 3.6921e-05 | 0.000422 | EIA Prime Mover-level Data | Estimated using an emission factor
2019 | KS | Girard | 1279 | 6 | IC | OP | NA | NG |  | 278.38 | 5.8738e-05 | 0.000422 | EIA Prime Mover-level Data | Estimated using an emission factor
2019 | KS | Girard | 1279 | 7 | IC | OP | NA | NG |  | 294.287 | 6.2095e-05 | 0.000422 | EIA Prime Mover-level Data | Estimated using an emission factor
2019 | KS | Goodland | 1280 | 3 | IC | OP | NA | DFO |  | 111.064 | 0.017215 | 0.31 | EIA Prime Mover-level Data | Estimated using an emission factor
2019 | KS | Goodland | 1280 | 6 | IC | OP | NA | NG |  | 349.059 | 7.3651e-05 | 0.000422 | EIA Prime Mover-level Data | Estimated using an emission factor
2019 | KS | Goodland | 1280 | 7 | IC | OP | NA | NG |  | 349.059 | 7.3651e-05 | 0.000422 | EIA Prime Mover-level Data | Estimated using an emission factor
2019 | KS | Goodland | 1280 | 8 | IC | OP | NA | NG |  | 793.315 | 0.00016739 | 0.000422 | EIA Prime Mover-level Data | Estimated using an emission factor
2019 | KS | Goodland | 1280 | 10 | IC | OP | NA | NG |  | 317.326 | 6.6956e-05 | 0.000422 | EIA Prime Mover-level Data | Estimated using an emission factor
2019 | KS | Goodland | 1280 | 11 | IC | OP | NA | NG |  | 682.251 | 0.00014395 | 0.000422 | EIA Prime Mover-level Data | Estimated using an emission factor
2019 | KS | Goodland | 1280 | 12 | IC | OP | NA | NG |  | 158.663 | 3.3478e-05 | 0.000422 | EIA Prime Mover-level Data | Estimated using an emission factor
2019 | KS | Goodland | 1280 | 13 | IC | OP | NA | NG |  | 206.262 | 4.3521e-05 | 0.000422 | EIA Prime Mover-level Data | Estimated using an emission factor
2019 | KS | Goodman Energy Center | 56497 | 1 | IC | OP | NA | NG |  | 77129.77 | 0.016274 | 0.000422 | EIA Prime Mover-level Data | Estimated using an emission factor
2019 | KS | Goodman Energy Center | 56497 | 2 | IC | OP | NA | NG |  | 77129.77 | 0.016274 | 0.000422 | EIA Prime Mover-level Data | Estimated using an emission factor
2019 | KS | Goodman Energy Center | 56497 | 3 | IC | OP | NA | NG |  | 77129.77 | 0.016274 | 0.000422 | EIA Prime Mover-level Data | Estimated using an emission factor
2019 | KS | Goodman Energy Center | 56497 | 4 | IC | OP | NA | NG |  | 77129.77 | 0.016274 | 0.000422 | EIA Prime Mover-level Data | Estimated using an emission factor
2019 | KS | Goodman Energy Center | 56497 | 5 | IC | OP | NA | NG |  | 77129.77 | 0.016274 | 0.000422 | EIA Prime Mover-level Data | Estimated using an emission factor
2019 | KS | Goodman Energy Center | 56497 | 6 | IC | OP | NA | NG |  | 77129.77 | 0.016274 | 0.000422 | EIA Prime Mover-level Data | Estimated using an emission factor
2019 | KS | Goodman Energy Center | 56497 | 7 | IC | OP | NA | NG |  | 77129.77 | 0.016274 | 0.000422 | EIA Prime Mover-level Data | Estimated using an emission factor
2019 | KS | Goodman Energy Center | 56497 | 8 | IC | OP | NA | NG |  | 77129.77 | 0.016274 | 0.000422 | EIA Prime Mover-level Data | Estimated using an emission factor
2019 | KS | Goodman Energy Center | 56497 | 9 | IC | OP | NA | NG |  | 77129.77 | 0.016274 | 0.000422 | EIA Prime Mover-level Data | Estimated using an emission factor
2019 | KS | Goodman Energy Center | 56497 | 10 | IC | OP | NA | NG |  | 85393.68 | 0.018018 | 0.000422 | EIA Prime Mover-level Data | Estimated using an emission factor
2019 | KS | Goodman Energy Center | 56497 | 11 | IC | OP | NA | NG |  | 85393.68 | 0.018018 | 0.000422 | EIA Prime Mover-level Data | Estimated using an emission factor
2019 | KS | Goodman Energy Center | 56497 | 12 | IC | OP | NA | NG |  | 85393.68 | 0.018018 | 0.000422 | EIA Prime Mover-level Data | Estimated using an emission factor
2019 | KS | Gray County Wind Energy | 55734 | V47 | WT | OP | NA | WND |  | 1837918 |  | 0 | EIA Prime Mover-level Data | Estimated using an emission factor
2019 | KS | Great Bend - Midwest Energy | 1334 | 1 | IC | RE | NA | NG
2019 | KS | Great Bend - Midwest Energy | 1334 | 2 | IC | RE | NA | NG
2019 | KS | Great Bend - Midwest Energy | 1334 | 3 | IC | RE | NA | NG
2019 | KS | Great Bend - Midwest Energy | 1334 | 4 | IC | RE | NA | NG
2019 | KS | Great Bend - Midwest Energy | 1334 | 5 | IC | RE | NA | NG
2019 | KS | Great Bend - Midwest Energy | 1334 | 6 | IC | RE | NA | NG
2019 | KS | Greensburg | 57118 | GEN 1 | WT | OP | NA | WND |  | 331933 |  | 0 | EIA Prime Mover-level Data | Estimated using an emission factor
2019 | KS | Herington | 1283 | 1 | IC | RE | NA | DFO
2019 | KS | Herington | 1283 | 2 | IC | RE | NA | DFO
2019 | KS | Herington | 1283 | 3 | IC | RE | NA | DFO
2019 | KS | Herington | 1283 | 4 | IC | RE | NA | DFO
2019 | KS | Herington | 1283 | 5 | IC | RE | NA | DFO
2019 | KS | Herington | 1283 | 4B | IC | SB | NA | DFO |  |  |  | 0.30942
2019 | KS | Hill City | 1285 | 1 | IC | OP | NA | NG |  | 4.522 | 9.5391e-07 | 0.0004219 | EIA Prime Mover-level Data | NEI avg EF - PM, fuel type, firing type
2019 | KS | Hill City | 1285 | 2 | IC | OP | NA | NG |  | 4.522 | 9.5391e-07 | 0.0004219 | EIA Prime Mover-level Data | NEI avg EF - PM, fuel type, firing type
2019 | KS | Hill City | 1285 | 3 | IC | OP | NA | NG |  | 2.087 | 4.4025e-07 | 0.0004219 | EIA Prime Mover-level Data | NEI avg EF - PM, fuel type, firing type
2019 | KS | Hill City | 1285 | 4 | IC | OP | NA | NG |  | 3.826 | 8.0709e-07 | 0.0004219 | EIA Prime Mover-level Data | NEI avg EF - PM, fuel type, firing type
2019 | KS | Hill City | 1285 | 5 | IC | OP | NA | NG |  | 4.522 | 9.5391e-07 | 0.0004219 | EIA Prime Mover-level Data | NEI avg EF - PM, fuel type, firing type
2019 | KS | Hill City | 1285 | 6 | IC | OP | NA | NG |  | 4.522 | 9.5391e-07 | 0.0004219 | EIA Prime Mover-level Data | NEI avg EF - PM, fuel type, firing type
2019 | KS | Hoisington | 1286 | 1 | IC | RE | NA | DFO
2019 | KS | Hoisington | 1286 | 6 | IC | OP | NA | NG |  | 144.857 | 3.0565e-05 | 0.000422 | EIA Prime Mover-level Data | Estimated using an emission factor
2019 | KS | Hoisington | 1286 | 7 | IC | OP | NA | NG |  | 289.714 | 6.113e-05 | 0.000422 | EIA Prime Mover-level Data | Estimated using an emission factor
2019 | KS | Hoisington | 1286 | 8 | IC | OP | NA | NG |  | 507 | 0.00010698 | 0.000422 | EIA Prime Mover-level Data | Estimated using an emission factor
2019 | KS | Hoisington | 1286 | 2A | IC | OP | NA | DFO |  | 72.429 | 0.011226 | 0.31 | EIA Prime Mover-level Data | Estimated using an emission factor
2019 | KS | Holton | 1287 | 6 | IC | OP | NA | DFO |  | 1782.921 | 0.27635 | 0.31 | EIA Prime Mover-level Data | Estimated using an emission factor
2019 | KS | Holton | 1287 | 7 | IC | OP | NA | DFO |  | 2773.433 | 0.42988 | 0.31 | EIA Prime Mover-level Data | Estimated using an emission factor
2019 | KS | Holton | 1287 | 8 | IC | OP | NA | DFO |  | 4259.2 | 0.66018 | 0.31 | EIA Prime Mover-level Data | Estimated using an emission factor
2019 | KS | Holton | 1287 | 9 | IC | OP | NA | DFO |  | 1981.023 | 0.30706 | 0.31 | EIA Prime Mover-level Data | Estimated using an emission factor
2019 | KS | Holton | 1287 | 10 | IC | OP | NA | DFO |  | 1981.023 | 0.30706 | 0.31 | EIA Prime Mover-level Data | Estimated using an emission factor
2019 | KS | Holton | 1287 | 11 | IC | OP | NA | DFO |  | 2377.228 | 0.36847 | 0.31 | EIA Prime Mover-level Data | Estimated using an emission factor
2019 | KS | Holton | 1287 | 12 | IC | OP | NA | NG |  | 3070.586 | 0.00064789 | 0.000422 | EIA Prime Mover-level Data | Estimated using an emission factor
2019 | KS | Holton | 1287 | 13 | IC | OP | NA | NG |  | 3070.586 | 0.00064789 | 0.000422 | EIA Prime Mover-level Data | Estimated using an emission factor
2019 | KS | Hugoton 1 | 1289 | 1 | IC | RE | NA | DFO
2019 | KS | Hugoton 1 | 1289 | 6 | IC | RE | NA | DFO
2019 | KS | Hugoton 2 | 7011 | 7 | IC | OP | NA | DFO |  | 156.568 | 0.024268 | 0.31 | EIA Prime Mover-level Data | Estimated using an emission factor
2019 | KS | Hugoton 2 | 7011 | 8 | IC | OP | NA | DFO |  | 136.146 | 0.021103 | 0.31 | EIA Prime Mover-level Data | Estimated using an emission factor
2019 | KS | Hugoton 2 | 7011 | 10 | IC | OP | NA | DFO |  | 292.714 | 0.045371 | 0.31 | EIA Prime Mover-level Data | Estimated using an emission factor
2019 | KS | Hugoton 2 | 7011 | 11 | IC | OP | NA | DFO |  | 170.182 | 0.026378 | 0.31 | EIA Prime Mover-level Data | Estimated using an emission factor
2019 | KS | Hugoton 2 | 7011 | 12 | IC | OP | NA | DFO |  | 204.219 | 0.031654 | 0.31 | EIA Prime Mover-level Data | Estimated using an emission factor
2019 | KS | Hugoton 2 | 7011 | 13 | IC | OP | NA | NG |  | 54.458 | 1.1491e-05 | 0.000422 | EIA Prime Mover-level Data | Estimated using an emission factor
2019 | KS | Hugoton 2 | 7011 | 9A | IC | OP | NA | DFO |  | 292.714 | 0.045371 | 0.31 | EIA Prime Mover-level Data | Estimated using an emission factor
2019 | KS | Iola | 1291 | 1 | IC | OP | NA | NG |  | 775.319 | 0.00016359 | 0.000422 | EIA Prime Mover-level Data | Estimated using an emission factor
2019 | KS | Iola | 1291 | 2 | IC | OP | NA | NG |  | 775.319 | 0.00016359 | 0.000422 | EIA Prime Mover-level Data | Estimated using an emission factor
2019 | KS | Iola | 1291 | 4 | ST | RE | NA | NG
2019 | KS | Iola | 1291 | 5 | ST | RE | NA | NG
2019 | KS | Iola | 1291 | 6 | IC | OP | NA | DFO |  | 418.672 | 0.064894 | 0.31 | EIA Prime Mover-level Data | Estimated using an emission factor
2019 | KS | Iola | 1291 | 7 | IC | OP | NA | DFO |  | 418.672 | 0.064894 | 0.31 | EIA Prime Mover-level Data | Estimated using an emission factor
2019 | KS | Iola | 1291 | 8 | IC | OP | NA | DFO |  | 418.672 | 0.064894 | 0.31 | EIA Prime Mover-level Data | Estimated using an emission factor
2019 | KS | Iola | 1291 | 9 | IC | OP | NA | DFO |  | 418.672 | 0.064894 | 0.31 | EIA Prime Mover-level Data | Estimated using an emission factor
2019 | KS | Iola | 1291 | 10 | IC | OP | NA | DFO |  | 418.672 | 0.064894 | 0.31 | EIA Prime Mover-level Data | Estimated using an emission factor
2019 | KS | Iola | 1291 | 11 | IC | RE | NA | DFO
2019 | KS | Iola | 1291 | 12 | IC | RE | NA | DFO
2019 | KS | Iola | 1291 | 13 | IC | RE | NA | DFO
2019 | KS | Ironwood Wind | 57639 | 1 | WT | OP | NA | WND |  | 5249301 |  | 0 | EIA Prime Mover-level Data | Estimated using an emission factor
2019 | KS | Jameson Energy Center | 59045 | JEC1 | IC | OP | NA | NG |  | 4462.333 | 0.00094155 | 0.000422 | EIA Prime Mover-level Data | Estimated using an emission factor
2019 | KS | Jameson Energy Center | 59045 | JEC2 | IC | OP | NA | NG |  | 4462.333 | 0.00094155 | 0.000422 | EIA Prime Mover-level Data | Estimated using an emission factor
2019 | KS | Jameson Energy Center | 59045 | JEC3 | IC | OP | NA | NG |  | 4462.333 | 0.00094155 | 0.000422 | EIA Prime Mover-level Data | Estimated using an emission factor
2019 | KS | Jetmore | 1292 | 1 | IC | RE | NA | DFO
2019 | KS | Jetmore | 1292 | 2 | IC | RE | NA | DFO
2019 | KS | Jetmore | 1292 | 3 | IC | RE | NA | DFO
2019 | KS | Jetmore | 1292 | 4 | IC | RE | NA | DFO
2019 | KS | Jetmore | 1292 | 5 | IC | RE | NA | DFO
2019 | KS | Jetmore | 1292 | 6 | IC | RE | NA | DFO
2019 | KS | Jetmore | 1292 | 7 | IC | RE | NA | DFO
2019 | KS | Jetmore | 1292 | 8 | IC | SB | NA | DFO |  | 2067 | 0.32038 | 0.31 | EIA Prime Mover-level Data | Estimated using an emission factor
2019 | KS | Johnson | 6579 | 1 | IC | RE | NA | DFO
2019 | KS | Johnson | 6579 | 2 | IC | RE | NA | DFO
2019 | KS | Johnson | 6579 | 4 | IC | RE | NA | DFO
2019 | KS | Johnson | 6579 | 5 | IC | RE | NA | DFO
2019 | KS | Johnson | 6579 | 7 | IC | RE | NA | DFO
2019 | KS | Johnson | 6579 | 8 | IC | RE | NA | NG
2019 | KS | Johnson | 6579 | CAT8 | IC | OP | NA | DFO |  | 232 | 0.03596 | 0.31 | EIA Prime Mover-level Data | Estimated using an emission factor
2019 | KS | Johnson | 6579 | CAT9 | IC | OP | NA | DFO |  | 232 | 0.03596 | 0.31 | EIA Prime Mover-level Data | Estimated using an emission factor
2019 | KS | Johnson | 6579 | IC6 | IC | RE | NA | DFO
2019 | KS | Johnson Corner Solar 1 | 62993 | KSJC1 | PV | U | NA | SUN
2019 | KS | Kansas River Project | 10279 | 1 | HY | OP | NA | WAT |  | 7812.557 |  | 1.5381e-07 | EIA Prime Mover-level Data | NEI avg EF - PM, fuel type, firing type
2019 | KS | Kansas River Project | 10279 | 2 | HY | OP | NA | WAT |  | 7812.557 |  | 1.5381e-07 | EIA Prime Mover-level Data | NEI avg EF - PM, fuel type, firing type
2019 | KS | Kansas River Project | 10279 | 3 | HY | OP | NA | WAT |  | 7812.557 |  | 1.5381e-07 | EIA Prime Mover-level Data | NEI avg EF - PM, fuel type, firing type
2019 | KS | Kansas River Project | 10279 | 4 | HY | OP | NA | WAT |  | 7812.557 |  | 1.5381e-07 | EIA Prime Mover-level Data | NEI avg EF - PM, fuel type, firing type
2019 | KS | Kansas River Project | 10279 | 5 | HY | OP | NA | WAT |  | 10416.74 |  | 1.5381e-07 | EIA Prime Mover-level Data | NEI avg EF - PM, fuel type, firing type
2019 | KS | Kansas River Project | 10279 | 6 | HY | OP | NA | WAT |  | 10416.74 |  | 1.5381e-07 | EIA Prime Mover-level Data | NEI avg EF - PM, fuel type, firing type
2019 | KS | Kansas River Project | 10279 | 7 | HY | OP | NA | WAT |  | 10416.74 |  | 1.5381e-07 | EIA Prime Mover-level Data | NEI avg EF - PM, fuel type, firing type
2019 | KS | Kansas River Project | 10279 | 8 | HY | OP | NA | WAT |  | 26041.86 |  | 1.5381e-07 | EIA Prime Mover-level Data | NEI avg EF - PM, fuel type, firing type
2019 | KS | Kansas River Project | 10279 | 9 | HY | OP | NA | WAT |  | 33854.41 |  | 1.5381e-07 | EIA Prime Mover-level Data | NEI avg EF - PM, fuel type, firing type
2019 | KS | Kansas River Project | 10279 | 10 | HY | OP | NA | WAT |  | 33854.41 |  | 1.5381e-07 | EIA Prime Mover-level Data | NEI avg EF - PM, fuel type, firing type
2019 | KS | Kansas River Project | 10279 | 11 | HY | OP | NA | WAT |  | 26041.86 |  | 1.5381e-07 | EIA Prime Mover-level Data | NEI avg EF - PM, fuel type, firing type
2019 | KS | Kaw | 1294 | 1 | ST | OS | WALL | NG |  |  |  | 0.0080534
2019 | KS | Kaw | 1294 | 2 | ST | OS | WALL | NG |  |  |  | 0.0080534
2019 | KS | Kaw | 1294 | 3 | ST | OS | CYCLONE | NG |  |  |  | 0.0080534
2019 | KS | Kingman Municipal Power and Light Plant | 1296 | 1 | IC | RE | NA | NG
2019 | KS | Kingman Municipal Power and Light Plant | 1296 | 2 | IC | SB | NA | NG |  | 6830.251 | 0.0014412 | 0.000422 | EIA Prime Mover-level Data | Estimated using an emission factor
2019 | KS | Kingman Municipal Power and Light Plant | 1296 | 4 | IC | OP | NA | NG |  | 6830.251 | 0.0014412 | 0.000422 | EIA Prime Mover-level Data | Estimated using an emission factor
2019 | KS | Kingman Municipal Power and Light Plant | 1296 | 5 | IC | RE | NA | NG
2019 | KS | Kingman Municipal Power and Light Plant | 1296 | 6 | IC | OP | NA | NG |  | 10866.31 | 0.0022928 | 0.000422 | EIA Prime Mover-level Data | Estimated using an emission factor
2019 | KS | Kingman Municipal Power and Light Plant | 1296 | 7 | IC | OP | NA | NG |  | 7451.183 | 0.0015722 | 0.000422 | EIA Prime Mover-level Data | Estimated using an emission factor
2019 | KS | Kingman Municipal Power and Light Plant | 1296 | 8 | IC | OP | NA | NG |  | 7761.649 | 0.0016377 | 0.000422 | EIA Prime Mover-level Data | Estimated using an emission factor
2019 | KS | Kingman Municipal Power and Light Plant | 1296 | 9 | IC | OP | NA | NG |  | 19559.36 | 0.004127 | 0.000422 | EIA Prime Mover-level Data | Estimated using an emission factor
2019 | KS | Kingman Wind | 60639 | KMW1 | WT | OP | NA | WND |  | 3829441 |  | 0 | EIA Prime Mover-level Data | Estimated using an emission factor
2019 | KS | Kingman Wind | 60639 | KMW2 | WT | OP | NA | WND |  | 3829441 |  | 0 | EIA Prime Mover-level Data | Estimated using an emission factor
2019 | KS | La Crosse | 1297 | 1 | IC | OP | NA | DFO |  | 183.6 | 0.028458 | 0.31 | EIA Prime Mover-level Data | Estimated using an emission factor
2019 | KS | La Crosse | 1297 | 2 | IC | OP | NA | DFO |  | 183.6 | 0.028458 | 0.31 | EIA Prime Mover-level Data | Estimated using an emission factor
2019 | KS | La Crosse | 1297 | 3 | IC | RE | NA | DFO
2019 | KS | La Crosse | 1297 | 5 | IC | OP | NA | DFO |  | 250.364 | 0.038806 | 0.31 | EIA Prime Mover-level Data | Estimated using an emission factor
2019 | KS | La Crosse | 1297 | 6 | IC | OP | NA | DFO |  | 300.436 | 0.046568 | 0.31 | EIA Prime Mover-level Data | Estimated using an emission factor
2019 | KS | Lakin Municipal | 7393 | LK1 | IC | RE | NA | NG
2019 | KS | Larned | 1299 | 1 | ST | RE | NA | NG
2019 | KS | Larned | 1299 | 2 | ST | RE | NA | NG
2019 | KS | Larned | 1299 | 3 | ST | RE | NA | NG
2019 | KS | Larned | 1299 | CAT | IC | OP | NA | DFO |  | 80.244 | 0.012438 | 0.31 | EIA Prime Mover-level Data | Estimated using an emission factor
2019 | KS | Larned | 1299 | CAT1 | IC | OP | NA | DFO |  | 80.244 | 0.012438 | 0.31 | EIA Prime Mover-level Data | Estimated using an emission factor
2019 | KS | Larned | 1299 | CAT2 | IC | OP | NA | DFO |  | 80.244 | 0.012438 | 0.31 | EIA Prime Mover-level Data | Estimated using an emission factor
2019 | KS | Larned | 1299 | CAT3 | IC | OP | NA | DFO |  | 80.244 | 0.012438 | 0.31 | EIA Prime Mover-level Data | Estimated using an emission factor
2019 | KS | Larned | 1299 | CAT4 | IC | OP | NA | DFO |  | 80.244 | 0.012438 | 0.31 | EIA Prime Mover-level Data | Estimated using an emission factor
2019 | KS | Larned | 1299 | IC5 | IC | OP | NA | DFO |  | 256.78 | 0.039801 | 0.31 | EIA Prime Mover-level Data | Estimated using an emission factor
2019 | KS | Lincoln | 1300 | 1 | IC | SB | NA | DFO |  | 61.653 | 0.0095562 | 0.31 | EIA Prime Mover-level Data | Estimated using an emission factor
2019 | KS | Lincoln | 1300 | 2 | IC | SB | NA | DFO |  | 61.653 | 0.0095562 | 0.31 | EIA Prime Mover-level Data | Estimated using an emission factor
2019 | KS | Lincoln | 1300 | 4 | IC | SB | NA | DFO |  | 33.198 | 0.0051457 | 0.31 | EIA Prime Mover-level Data | Estimated using an emission factor
2019 | KS | Lincoln | 1300 | 5 | IC | SB | NA | DFO |  | 61.653 | 0.0095562 | 0.31 | EIA Prime Mover-level Data | Estimated using an emission factor
2019 | KS | Lincoln | 1300 | 6 | IC | RE | NA | NG
2019 | KS | Lincoln | 1300 | 7 | IC | SB | NA | DFO |  | 165.99 | 0.025728 | 0.31 | EIA Prime Mover-level Data | Estimated using an emission factor
2019 | KS | Lincoln | 1300 | 8 | IC | SB | NA | DFO |  | 94.851 | 0.014702 | 0.31 | EIA Prime Mover-level Data | Estimated using an emission factor
2019 | KS | Marshall Wind Farm | 59084 | RPMA | WT | OP | NA | WND |  | 2523198 |  | 0 | EIA Prime Mover-level Data | Estimated using an emission factor
2019 | KS | Meade | 1306 | 2 | IC | OP | NA | NG |  | 104.378 | 2.2024e-05 | 0.000422 | EIA Prime Mover-level Data | Estimated using an emission factor
2019 | KS | Meade | 1306 | 3 | IC | OP | NA | NG |  | 127.573 | 2.6918e-05 | 0.000422 | EIA Prime Mover-level Data | Estimated using an emission factor
2019 | KS | Meade | 1306 | 4 | IC | OP | NA | NG |  | 162.366 | 3.4259e-05 | 0.000422 | EIA Prime Mover-level Data | Estimated using an emission factor
2019 | KS | Meade | 1306 | 5 | IC | OP | NA | DFO |  | 243.549 | 0.03775 | 0.31 | EIA Prime Mover-level Data | Estimated using an emission factor
2019 | KS | Meade | 1306 | 6 | IC | OP | NA | NG |  | 313.134 | 6.6071e-05 | 0.000422 | EIA Prime Mover-level Data | Estimated using an emission factor
2019 | KS | Midwest Energy Community Solar Array | 59632 | 1036 | PV | OP | NA | SUN |  | 14166 |  | 0 | EIA Prime Mover-level Data | Estimated using an emission factor
2019 | KS | Minneapolis City of | 1307 | 1 | IC | RE | NA | DFO
2019 | KS | Minneapolis City of | 1307 | 2 | IC | RE | NA | NG
2019 | KS | Minneapolis City of | 1307 | 3 | IC | OP | NA | NG |  | 272.286 | 5.7452e-05 | 0.000422 | EIA Prime Mover-level Data | Estimated using an emission factor
2019 | KS | Minneapolis City of | 1307 | 4 | IC | OP | NA | NG |  | 146.615 | 3.0936e-05 | 0.000422 | EIA Prime Mover-level Data | Estimated using an emission factor
2019 | KS | Minneapolis City of | 1307 | 5 | IC | OP | NA | NG |  | 439.846 | 9.2808e-05 | 0.000422 | EIA Prime Mover-level Data | Estimated using an emission factor
2019 | KS | Minneapolis City of | 1307 | 6 | IC | OP | NA | NG |  | 628.352 | 0.00013258 | 0.000422 | EIA Prime Mover-level Data | Estimated using an emission factor
2019 | KS | Minneapolis City of | 1307 | 7 | IC | OP | NA | DFO |  | 418.901 | 0.06493 | 0.31 | EIA Prime Mover-level Data | Estimated using an emission factor
2019 | KS | Mulvane 2 | 7976 | 9 | IC | OP | NA | DFO |  | 52.174 | 0.008087 | 0.31 | EIA Prime Mover-level Data | Estimated using an emission factor
2019 | KS | Mulvane 2 | 7976 | 10 | IC | OP | NA | DFO |  | 213.913 | 0.033157 | 0.31 | EIA Prime Mover-level Data | Estimated using an emission factor
2019 | KS | Mulvane 2 | 7976 | 11 | IC | OP | NA | DFO |  | 213.913 | 0.033157 | 0.31 | EIA Prime Mover-level Data | Estimated using an emission factor
2019 | KS | Mulvane Power Plant | 1308 | 1 | IC | RE | NA | DFO
2019 | KS | Mulvane Power Plant | 1308 | 2 | IC | RE | NA | DFO
2019 | KS | Mulvane Power Plant | 1308 | 3 | IC | RE | NA | NG
2019 | KS | Mulvane Power Plant | 1308 | 4 | IC | RE | NA | NG
2019 | KS | Mulvane Power Plant | 1308 | 5 | IC | RE | NA | DFO
2019 | KS | Mulvane Power Plant | 1308 | 6 | IC | RE | NA | NG
2019 | KS | Mulvane Power Plant | 1308 | 7 | IC | RE | NA | DFO
2019 | KS | Mulvane Power Plant | 1308 | 8 | IC | RE | NA | DFO
2019 | KS | Murray Gill | 1242 | 1 | ST | RE | WALL | NG
2019 | KS | Murray Gill | 1242 | 2 | ST | RE | WALL | NG
2019 | KS | Murray Gill | 1242 | 3 | ST | RE | WALL | NG |  |  |  | 0.0070595
2019 | KS | Murray Gill | 1242 | 4 | ST | RE | WALL | NG |  |  |  | 0.0075474
2019 | KS | Neosho | 1243 | 3 | ST | RE | NA | NG
2019 | KS | Neosho Ridge Wind Energy Center | 62481 | NRW1 | WT | U | NA | WND
2019 | KS | Ninnescah Wind Energy, LLC | 60620 | NSW | WT | OP | NA | WND |  | 7775241 |  | 0 | EIA Prime Mover-level Data | Estimated using an emission factor
2019 | KS | Oak Grove Power Producers | 57489 | G1 | IC | OP | NA | LFG |  | 72698.66 | 0.53434 | 0.0147 | EIA Prime Mover-level Data | Estimated using an emission factor
2019 | KS | Oak Grove Power Producers | 57489 | G2 | IC | OP | NA | LFG |  | 90873.34 | 0.66792 | 0.0147 | EIA Prime Mover-level Data | Estimated using an emission factor
2019 | KS | Oberlin (KS) | 1312 | 1 | IC | SB | NA | DFO |  | 6.377 | 0.00098843 | 0.31 | EIA Prime Mover-level Data | Estimated using an emission factor
2019 | KS | Oberlin (KS) | 1312 | 2 | IC | SB | NA | DFO |  | 4.638 | 0.00071889 | 0.31 | EIA Prime Mover-level Data | Estimated using an emission factor
2019 | KS | Oberlin (KS) | 1312 | 4 | IC | SB | NA | DFO |  | 8.696 | 0.0013479 | 0.31 | EIA Prime Mover-level Data | Estimated using an emission factor
2019 | KS | Oberlin (KS) | 1312 | 5 | IC | SB | NA | DFO |  | 11.594 | 0.0017971 | 0.31 | EIA Prime Mover-level Data | Estimated using an emission factor
2019 | KS | Oberlin (KS) | 1312 | 6 | IC | SB | NA | DFO |  | 8.696 | 0.0013479 | 0.31 | EIA Prime Mover-level Data | Estimated using an emission factor
2019 | KS | Osage City | 1313 | 1 | IC | OP | NA | NG |  | 121.346 | 2.5604e-05 | 0.000422 | EIA Prime Mover-level Data | Estimated using an emission factor
2019 | KS | Osage City | 1313 | 2 | IC | OP | NA | NG |  | 132.378 | 2.7932e-05 | 0.000422 | EIA Prime Mover-level Data | Estimated using an emission factor
2019 | KS | Osage City | 1313 | 4 | IC | OP | NA | NG |  | 220.63 | 4.6553e-05 | 0.000422 | EIA Prime Mover-level Data | Estimated using an emission factor
2019 | KS | Osage City | 1313 | 5 | IC | OP | NA | NG |  | 220.63 | 4.6553e-05 | 0.000422 | EIA Prime Mover-level Data | Estimated using an emission factor
2019 | KS | Osage City | 1313 | 7 | IC | OP | NA | NG |  | 187.535 | 3.957e-05 | 0.000422 | EIA Prime Mover-level Data | Estimated using an emission factor
2019 | KS | Osage City | 1313 | 8 | IC | OP | NA | DFO |  | 88.252 | 0.013679 | 0.31 | EIA Prime Mover-level Data | Estimated using an emission factor
2019 | KS | Osage City | 1313 | 9 | IC | RE | NA | DFO
2019 | KS | Osage City | 1313 | 10 | IC | OP | NA | DFO |  | 88.252 | 0.013679 | 0.31 | EIA Prime Mover-level Data | Estimated using an emission factor
2019 | KS | Osage City | 1313 | IC3 | IC | OP | NA | NG |  | 220.63 | 4.6553e-05 | 0.000422 | EIA Prime Mover-level Data | Estimated using an emission factor
2019 | KS | Osage City | 1313 | IC6 | IC | OP | NA | NG |  | 121.346 | 2.5604e-05 | 0.000422 | EIA Prime Mover-level Data | Estimated using an emission factor
2019 | KS | Osawatomie City of | 1314 | 2 | IC | SB | NA | DFO |  | 37.636 | 0.0058336 | 0.31 | EIA Prime Mover-level Data | Estimated using an emission factor
2019 | KS | Osawatomie City of | 1314 | 3 | IC | RE | NA | DFO
2019 | KS | Osawatomie City of | 1314 | 4 | IC | SB | NA | DFO |  | 19.636 | 0.0030436 | 0.31 | EIA Prime Mover-level Data | Estimated using an emission factor
2019 | KS | Osawatomie City of | 1314 | 5 | IC | SB | NA | DFO |  | 50.727 | 0.0078627 | 0.31 | EIA Prime Mover-level Data | Estimated using an emission factor
2019 | KS | Osawatomie Power Plant North Sub | 60751 | CAT1 | IC | OP | NA | DFO |  | 72.667 | 0.011242 | 0.30942 | EIA Prime Mover-level Data | NEI avg EF - PM, fuel type, firing type
2019 | KS | Osawatomie Power Plant North Sub | 60751 | CAT2 | IC | OP | NA | DFO |  | 72.667 | 0.011242 | 0.30942 | EIA Prime Mover-level Data | NEI avg EF - PM, fuel type, firing type
2019 | KS | Osawatomie Power Plant North Sub | 60751 | CAT3 | IC | OP | NA | DFO |  | 72.667 | 0.011242 | 0.30942 | EIA Prime Mover-level Data | NEI avg EF - PM, fuel type, firing type
2019 | KS | Osawatomie Power Plant South Sub | 60750 | CAT4 | IC | OP | NA | DFO |  | 90 | 0.01395 | 0.31 | EIA Prime Mover-level Data | Estimated using an emission factor
2019 | KS | Osawatomie Power Plant South Sub | 60750 | CAT5 | IC | OP | NA | DFO |  | 90 | 0.01395 | 0.31 | EIA Prime Mover-level Data | Estimated using an emission factor
2019 | KS | Osawatomie Power Plant South Sub | 60750 | CAT6 | IC | OP | NA | DFO |  | 90 | 0.01395 | 0.31 | EIA Prime Mover-level Data | Estimated using an emission factor
2019 | KS | Osborne | 1315 | 1 | IC | SB | NA | DFO |  | 30.775 | 0.0047701 | 0.31 | EIA Prime Mover-level Data | Estimated using an emission factor
2019 | KS | Osborne | 1315 | 2 | IC | SB | NA | DFO |  | 26.761 | 0.004148 | 0.31 | EIA Prime Mover-level Data | Estimated using an emission factor
2019 | KS | Osborne | 1315 | 3 | IC | SB | NA | DFO |  | 14.718 | 0.0022813 | 0.31 | EIA Prime Mover-level Data | Estimated using an emission factor
2019 | KS | Osborne | 1315 | 6 | IC | SB | NA | NG |  | 6.69 | 1.4116e-06 | 0.000422 | EIA Prime Mover-level Data | Estimated using an emission factor
2019 | KS | Osborne | 1315 | 7 | IC | SB | NA | NG |  | 6.69 | 1.4116e-06 | 0.000422 | EIA Prime Mover-level Data | Estimated using an emission factor
2019 | KS | Osborne | 1315 | 8 | IC | SB | NA | NG |  | 9.366 | 1.9762e-06 | 0.000422 | EIA Prime Mover-level Data | Estimated using an emission factor
2019 | KS | Ottawa | 1316 | GT1 | GT | OP | NA | NG |  | 3188 | 0.0087405 | 0.0054834 | EIA Prime Mover-level Data | NEI avg EF - PM, fuel type, firing type
2019 | KS | Ottawa | 1316 | IC3 | IC | OP | NA | NG |  | 4019.125 | 0.00084804 | 0.000422 | EIA Prime Mover-level Data | Estimated using an emission factor
2019 | KS | Ottawa | 1316 | IC4 | IC | OP | NA | NG |  | 3801.875 | 0.0008022 | 0.000422 | EIA Prime Mover-level Data | Estimated using an emission factor
2019 | KS | Ottawa | 1316 | IC6 | IC | OP | NA | NG |  | 6517.5 | 0.0013752 | 0.000422 | EIA Prime Mover-level Data | Estimated using an emission factor
2019 | KS | Ottawa | 1316 | IC7 | IC | OP | NA | NG |  | 6517.5 | 0.0013752 | 0.000422 | EIA Prime Mover-level Data | Estimated using an emission factor
2019 | KS | Oxford (KS) | 7432 | 1 | IC | RE | NA | DFO
2019 | KS | Oxford (KS) | 7432 | 2 | IC | RE | NA | DFO
2019 | KS | Oxford (KS) | 7432 | 3 | IC | RE | NA | DFO
2019 | KS | Oxford (KS) | 7432 | 1A | IC | OP | NA | DFO |  |  |  | 0.30942
2019 | KS | Oxford (KS) | 7432 | 2A | IC | OP | NA | DFO |  |  |  | 0.30942
2019 | KS | Oxford (KS) | 7432 | 3A | IC | OP | NA | DFO |  |  |  | 0.30942
2019 | KS | Post Rock Wind Power Project, LLC | 57678 | 1 | WT | OP | NA | WND |  | 6730613 |  | 0 | EIA Prime Mover-level Data | Estimated using an emission factor
2019 | KS | Prairie Horizon Agri Energy | 58183 | T5687 | ST | RE | NA | NG
2019 | KS | Prairie Horizon Agri Energy | 58183 | T5741 | ST | OP | NA | NG |  | 931347 | 3.7498 | 0.0080524 | EIA Prime Mover-level Data | NEI avg EF - PM, fuel type
2019 | KS | Prairie Queen Wind Farm | 62488 | WT | WT | OP | NA | WND |  | 2839398 |  | 0 | EIA Prime Mover-level Data | Estimated using an emission factor
2019 | KS | Prairie Sky Solar Farm | 61798 | 1 | PV | OP | NA | SUN |  | 16384 |  | 0 | EIA Prime Mover-level Data | Estimated using an emission factor
2019 | KS | Pratt | 1317 | 1 | ST | RE | NA | NG
2019 | KS | Pratt | 1317 | 3 | ST | RE | NA | NG
2019 | KS | Pratt | 1317 | 5 | ST | OP | NA | NG |  | 75014 | 0.30202 | 0.0080524 | EIA Unit-level Data | NEI avg EF - PM, fuel type
2019 | KS | Pratt | 1317 | IC1 | IC | OP | NA | DFO |  | 59 | 0.009145 | 0.31 | EIA Prime Mover-level Data | Estimated using an emission factor
2019 | KS | Pratt 2 | 7447 | IC2 | IC | OP | NA | NG |  | 1289.5 | 0.00027208 | 0.000422 | EIA Prime Mover-level Data | Estimated using an emission factor
2019 | KS | Pratt 2 | 7447 | IC3 | IC | OP | NA | NG |  | 1289.5 | 0.00027208 | 0.000422 | EIA Prime Mover-level Data | Estimated using an emission factor
2019 | KS | Pratt Wind, LLC | 61957 | PW | WT | OP | NA | WND |  | 9250160 |  | 0 | EIA Prime Mover-level Data | Estimated using an emission factor
2019 | KS | Reading Wind Project | 60999 | READW | WT | V | NA | WND
2019 | KS | Rubart | 58255 | 01 | IC | OP | NA | NG |  | 19275.08 | 0.004067 | 0.000422 | EIA Prime Mover-level Data | Estimated using an emission factor
2019 | KS | Rubart | 58255 | 02 | IC | OP | NA | NG |  | 19275.08 | 0.004067 | 0.000422 | EIA Prime Mover-level Data | Estimated using an emission factor
2019 | KS | Rubart | 58255 | 03 | IC | OP | NA | NG |  | 19275.08 | 0.004067 | 0.000422 | EIA Prime Mover-level Data | Estimated using an emission factor
2019 | KS | Rubart | 58255 | 04 | IC | OP | NA | NG |  | 19275.08 | 0.004067 | 0.000422 | EIA Prime Mover-level Data | Estimated using an emission factor
2019 | KS | Rubart | 58255 | 05 | IC | OP | NA | NG |  | 19275.08 | 0.004067 | 0.000422 | EIA Prime Mover-level Data | Estimated using an emission factor
2019 | KS | Rubart | 58255 | 06 | IC | OP | NA | NG |  | 19275.08 | 0.004067 | 0.000422 | EIA Prime Mover-level Data | Estimated using an emission factor
2019 | KS | Rubart | 58255 | 07 | IC | OP | NA | NG |  | 19275.08 | 0.004067 | 0.000422 | EIA Prime Mover-level Data | Estimated using an emission factor
2019 | KS | Rubart | 58255 | 08 | IC | OP | NA | NG |  | 19275.08 | 0.004067 | 0.000422 | EIA Prime Mover-level Data | Estimated using an emission factor
2019 | KS | Rubart | 58255 | 09 | IC | OP | NA | NG |  | 19275.08 | 0.004067 | 0.000422 | EIA Prime Mover-level Data | Estimated using an emission factor
2019 | KS | Rubart | 58255 | 10 | IC | OP | NA | NG |  | 19275.08 | 0.004067 | 0.000422 | EIA Prime Mover-level Data | Estimated using an emission factor
2019 | KS | Rubart | 58255 | 11 | IC | OP | NA | NG |  | 19275.08 | 0.004067 | 0.000422 | EIA Prime Mover-level Data | Estimated using an emission factor
2019 | KS | Rubart | 58255 | 12 | IC | OP | NA | NG |  | 19275.08 | 0.004067 | 0.000422 | EIA Prime Mover-level Data | Estimated using an emission factor
2019 | KS | Russell Downtown | 1319 | 7 | IC | OP | NA | NG |  | 317.898 | 6.7076e-05 | 0.000422 | EIA Prime Mover-level Data | Estimated using an emission factor
2019 | KS | Russell Downtown | 1319 | 8 | IC | OP | NA | DFO |  | 227.07 | 0.035196 | 0.31 | EIA Prime Mover-level Data | Estimated using an emission factor
2019 | KS | Russell Downtown | 1319 | 9 | IC | OP | NA | DFO |  | 227.07 | 0.035196 | 0.31 | EIA Prime Mover-level Data | Estimated using an emission factor
2019 | KS | Russell Downtown | 1319 | 11 | IC | OP | NA | NG |  | 326.981 | 6.8993e-05 | 0.000422 | EIA Prime Mover-level Data | Estimated using an emission factor
2019 | KS | Russell Downtown | 1319 | 12 | IC | OP | NA | NG |  | 326.981 | 6.8993e-05 | 0.000422 | EIA Prime Mover-level Data | Estimated using an emission factor
2019 | KS | Russell Energy Center | 7930 | T-1 | GT | OP | NA | NG |  | 7359 | 0.020176 | 0.0054834 | EIA Prime Mover-level Data | NEI avg EF - PM, fuel type, firing type
2019 | KS | Russell Energy Center | 7930 | T-2 | GT | OP | NA | NG |  | 7359 | 0.020176 | 0.0054834 | EIA Prime Mover-level Data | NEI avg EF - PM, fuel type, firing type
2019 | KS | Sabetha Power Plant | 1320 | 2 | IC | OP | NA | DFO |  | 98.945 | 0.015336 | 0.31 | EIA Prime Mover-level Data | Estimated using an emission factor
2019 | KS | Sabetha Power Plant | 1320 | 3 | IC | OP | NA | DFO |  | 52.771 | 0.0081795 | 0.31 | EIA Prime Mover-level Data | Estimated using an emission factor
2019 | KS | Sabetha Power Plant | 1320 | 4 | IC | OP | NA | DFO |  | 65.963 | 0.010224 | 0.31 | EIA Prime Mover-level Data | Estimated using an emission factor
2019 | KS | Sabetha Power Plant | 1320 | 5 | IC | OP | NA | DFO |  | 92.349 | 0.014314 | 0.31 | EIA Prime Mover-level Data | Estimated using an emission factor
2019 | KS | Sabetha Power Plant | 1320 | 6 | IC | OP | NA | DFO |  | 92.349 | 0.014314 | 0.31 | EIA Prime Mover-level Data | Estimated using an emission factor
2019 | KS | Sabetha Power Plant | 1320 | 7 | IC | OP | NA | DFO |  | 145.119 | 0.022493 | 0.31 | EIA Prime Mover-level Data | Estimated using an emission factor
2019 | KS | Sabetha Power Plant | 1320 | 8 | IC | OP | NA | DFO |  | 164.908 | 0.025561 | 0.31 | EIA Prime Mover-level Data | Estimated using an emission factor
2019 | KS | Sabetha Power Plant | 1320 | 11 | IC | OP | NA | DFO |  | 197.89 | 0.030673 | 0.31 | EIA Prime Mover-level Data | Estimated using an emission factor
2019 | KS | Sabetha Power Plant | 1320 | 12 | IC | OP | NA | NG |  | 290.239 | 6.124e-05 | 0.000422 | EIA Prime Mover-level Data | Estimated using an emission factor
2019 | KS | Sabetha Power Plant | 1320 | IC10 | IC | OP | NA | DFO |  | 164.908 | 0.025561 | 0.31 | EIA Prime Mover-level Data | Estimated using an emission factor
2019 | KS | Sabetha Power Plant | 1320 | IC9 | IC | OP | NA | DFO |  | 72.56 | 0.011247 | 0.31 | EIA Prime Mover-level Data | Estimated using an emission factor
2019 | KS | Salt Springs Wind Farm | 60807 | WT | WT | CN | NA | WND
2019 | KS | Sharon Spring | 1324 | 1 | IC | OP | NA | NG |  |  |  | 0.0004219
2019 | KS | Sharon Spring | 1324 | 2 | IC | OP | NA | NG |  |  |  | 0.0004219
2019 | KS | Sharon Spring | 1324 | 3 | IC | OP | NA | NG |  |  |  | 0.0004219
2019 | KS | Sharon Spring | 1324 | 4 | IC | OP | NA | NG |  |  |  | 0.0004219
2019 | KS | Sharpe | 7973 | 1 | IC | OP | NA | DFO |  | 1935.7 | 0.30003 | 0.31 | EIA Prime Mover-level Data | Estimated using an emission factor
2019 | KS | Sharpe | 7973 | 2 | IC | OP | NA | DFO |  | 1935.7 | 0.30003 | 0.31 | EIA Prime Mover-level Data | Estimated using an emission factor
2019 | KS | Sharpe | 7973 | 3 | IC | OP | NA | DFO |  | 1935.7 | 0.30003 | 0.31 | EIA Prime Mover-level Data | Estimated using an emission factor
2019 | KS | Sharpe | 7973 | 4 | IC | OP | NA | DFO |  | 1935.7 | 0.30003 | 0.31 | EIA Prime Mover-level Data | Estimated using an emission factor
2019 | KS | Sharpe | 7973 | 5 | IC | OP | NA | DFO |  | 1935.7 | 0.30003 | 0.31 | EIA Prime Mover-level Data | Estimated using an emission factor
2019 | KS | Sharpe | 7973 | 6 | IC | OP | NA | DFO |  | 1935.7 | 0.30003 | 0.31 | EIA Prime Mover-level Data | Estimated using an emission factor
2019 | KS | Sharpe | 7973 | 7 | IC | OP | NA | DFO |  | 1935.7 | 0.30003 | 0.31 | EIA Prime Mover-level Data | Estimated using an emission factor
2019 | KS | Sharpe | 7973 | 8 | IC | OP | NA | DFO |  | 1935.7 | 0.30003 | 0.31 | EIA Prime Mover-level Data | Estimated using an emission factor
2019 | KS | Sharpe | 7973 | 9 | IC | OP | NA | DFO |  | 1935.7 | 0.30003 | 0.31 | EIA Prime Mover-level Data | Estimated using an emission factor
2019 | KS | Sharpe | 7973 | 10 | IC | OP | NA | DFO |  | 1935.7 | 0.30003 | 0.31 | EIA Prime Mover-level Data | Estimated using an emission factor
2019 | KS | Shooting Star | 58018 | 1 | WT | OP | NA | WND |  | 3894245 |  | 0 | EIA Prime Mover-level Data | Estimated using an emission factor
2019 | KS | Slate Creek Wind Project LLC | 59837 | GEN1 | WT | OP | NA | WND |  | 5109782 |  | 0 | EIA Prime Mover-level Data | Estimated using an emission factor
2019 | KS | Smoky Hills Wind Project Phase I | 56488 | 1 | WT | OP | NA | WND |  | 2965086 |  | 0 | EIA Prime Mover-level Data | Estimated using an emission factor
2019 | KS | Smoky Hills Wind Project Phase II | 56985 | SMKII | WT | OP | NA | WND |  | 409710 |  | 0 | EIA Prime Mover-level Data | Estimated using an emission factor
2019 | KS | Solomon Forks Wind Project, LLC | 61984 | WTGS | WT | OP | NA | WND |  | 3542929 |  | 0 | EIA Prime Mover-level Data | Estimated using an emission factor
2019 | KS | Spearville | 56351 | 1 | WT | OP | NA | WND |  | 2251551 |  | 0 | EIA Prime Mover-level Data | Estimated using an emission factor
2019 | KS | Spearville | 56351 | 2 | WT | OP | NA | WND |  | 1075368 |  | 0 | EIA Prime Mover-level Data | Estimated using an emission factor
2019 | KS | Spearville 3 LLC | 57975 | GEN1 | WT | OP | NA | WND |  | 3585178 |  | 0 | EIA Prime Mover-level Data | Estimated using an emission factor
2019 | KS | St Francis | 1321 | 2 | IC | OP | NA | DFO |  |  |  | 0.30942
2019 | KS | St Francis | 1321 | 3 | IC | RE | NA | DFO
2019 | KS | St Francis | 1321 | 4 | IC | OP | NA | DFO |  |  |  | 0.30942
2019 | KS | St Francis | 1321 | 5 | IC | OP | NA | DFO |  |  |  | 0.30942
2019 | KS | St John | 1322 | 2 | IC | OP | NA | DFO |  | 40.56 | 0.0062868 | 0.31 | EIA Prime Mover-level Data | Estimated using an emission factor
2019 | KS | St John | 1322 | 3 | IC | RE | NA | DFO
2019 | KS | St John | 1322 | 4 | IC | OP | NA | DFO |  | 53.04 | 0.0082212 | 0.31 | EIA Prime Mover-level Data | Estimated using an emission factor
2019 | KS | St John | 1322 | 5 | IC | OP | NA | DFO |  | 62.4 | 0.009672 | 0.31 | EIA Prime Mover-level Data | Estimated using an emission factor
2019 | KS | Stafford | 1325 | 1 | IC | RE | NA | DFO
2019 | KS | Stafford | 1325 | 2 | IC | RE | NA | DFO
2019 | KS | Stafford | 1325 | 3 | IC | RE | NA | DFO
2019 | KS | Stafford | 1325 | 4 | IC | OP | NA | DFO |  | 6.72 | 0.0010396 | 0.30942 | EIA Prime Mover-level Data | NEI avg EF - PM, fuel type, firing type
2019 | KS | Stafford | 1325 | 5 | IC | OP | NA | DFO |  | 5.28 | 0.00081686 | 0.30942 | EIA Prime Mover-level Data | NEI avg EF - PM, fuel type, firing type
2019 | KS | Sterling | 1326 | 1 | IC | OP | NA | DFO |  | 62.767 | 0.0097289 | 0.31 | EIA Prime Mover-level Data | Estimated using an emission factor
2019 | KS | Sterling | 1326 | 2 | IC | OP | NA | DFO |  | 20.922 | 0.0032429 | 0.31 | EIA Prime Mover-level Data | Estimated using an emission factor
2019 | KS | Sterling | 1326 | 3 | IC | OP | NA | DFO |  | 125.534 | 0.019458 | 0.31 | EIA Prime Mover-level Data | Estimated using an emission factor
2019 | KS | Sterling | 1326 | 4 | IC | OP | NA | DFO |  | 46.029 | 0.0071345 | 0.31 | EIA Prime Mover-level Data | Estimated using an emission factor
2019 | KS | Sterling | 1326 | 5 | IC | OP | NA | DFO |  | 58.583 | 0.0090804 | 0.31 | EIA Prime Mover-level Data | Estimated using an emission factor
2019 | KS | Sterling | 1326 | 6 | IC | OP | NA | DFO |  | 58.583 | 0.0090804 | 0.31 | EIA Prime Mover-level Data | Estimated using an emission factor
2019 | KS | Sterling | 1326 | 7 | IC | OP | NA | DFO |  | 58.583 | 0.0090804 | 0.31 | EIA Prime Mover-level Data | Estimated using an emission factor
2019 | KS | Stockton | 1327 | 1 | IC | OP | NA | NG |  | 68.933 | 1.4545e-05 | 0.000422 | EIA Prime Mover-level Data | Estimated using an emission factor
2019 | KS | Stockton | 1327 | 2 | IC | OP | NA | NG |  | 68.933 | 1.4545e-05 | 0.000422 | EIA Prime Mover-level Data | Estimated using an emission factor
2019 | KS | Stockton | 1327 | 3 | IC | OP | NA | NG |  | 125.333 | 2.6445e-05 | 0.000422 | EIA Prime Mover-level Data | Estimated using an emission factor
2019 | KS | Stockton | 1327 | 4 | IC | OP | NA | NG |  | 31.333 | 6.6113e-06 | 0.000422 | EIA Prime Mover-level Data | Estimated using an emission factor
2019 | KS | Stockton | 1327 | 5 | IC | OP | NA | NG |  | 81.467 | 1.719e-05 | 0.000422 | EIA Prime Mover-level Data | Estimated using an emission factor
2019 | KS | Synata Hugoton | 58613 | STG | ST | RE | NA | NG
2019 | KS | Tecumseh Energy Center | 1252 | 1 | GT | RE | NA | DFO
2019 | KS | Tecumseh Energy Center | 1252 | 2 | GT | RE | NA | DFO
2019 | KS | Tecumseh Energy Center | 1252 | 7 | ST | RE | NA | SUB
2019 | KS | Tecumseh Energy Center | 1252 | 8 | ST | RE | NA | SUB
2019 | KS | Thunderbird Generator (Tbird) | 63575 | TBRID | IC | SB | NA | DFO |  |  |  | 0.30942
2019 | KS | Wamego | 1328 | 1 | IC | OP | NA | NG |  | 316.02 | 6.668e-05 | 0.000422 | EIA Prime Mover-level Data | Estimated using an emission factor
2019 | KS | Wamego | 1328 | 3 | IC | OP | NA | NG |  | 316.02 | 6.668e-05 | 0.000422 | EIA Prime Mover-level Data | Estimated using an emission factor
2019 | KS | Wamego | 1328 | 4 | IC | OP | NA | NG |  | 267.401 | 5.6422e-05 | 0.000422 | EIA Prime Mover-level Data | Estimated using an emission factor
2019 | KS | Wamego | 1328 | 5 | IC | OP | NA | NG |  | 486.184 | 0.00010258 | 0.000422 | EIA Prime Mover-level Data | Estimated using an emission factor
2019 | KS | Wamego | 1328 | 6 | IC | OP | NA | NG |  | 583.421 | 0.0001231 | 0.000422 | EIA Prime Mover-level Data | Estimated using an emission factor
2019 | KS | Wamego | 1328 | 7 | IC | OP | NA | NG |  | 316.02 | 6.668e-05 | 0.000422 | EIA Prime Mover-level Data | Estimated using an emission factor
2019 | KS | Wamego | 1328 | 8 | IC | OP | NA | NG |  | 316.02 | 6.668e-05 | 0.000422 | EIA Prime Mover-level Data | Estimated using an emission factor
2019 | KS | Wamego | 1328 | 9 | IC | OP | NA | NG |  | 316.02 | 6.668e-05 | 0.000422 | EIA Prime Mover-level Data | Estimated using an emission factor
2019 | KS | Wamego | 1328 | 10 | IC | OP | NA | NG |  | 777.895 | 0.00016414 | 0.000422 | EIA Prime Mover-level Data | Estimated using an emission factor
2019 | KS | Washington | 1329 | 1 | IC | OP | NA | DFO |  | 72.539 | 0.011244 | 0.31 | EIA Prime Mover-level Data | Estimated using an emission factor
2019 | KS | Washington | 1329 | 2 | IC | OP | NA | DFO |  | 60.449 | 0.0093696 | 0.31 | EIA Prime Mover-level Data | Estimated using an emission factor
2019 | KS | Washington | 1329 | 3 | IC | OP | NA | DFO |  | 54.404 | 0.0084326 | 0.31 | EIA Prime Mover-level Data | Estimated using an emission factor
2019 | KS | Washington | 1329 | 5 | IC | OP | NA | DFO |  | 36.27 | 0.0056219 | 0.31 | EIA Prime Mover-level Data | Estimated using an emission factor
2019 | KS | Washington | 1329 | 6 | IC | OP | NA | DFO |  | 90.674 | 0.014054 | 0.31 | EIA Prime Mover-level Data | Estimated using an emission factor
2019 | KS | Washington | 1329 | 7 | IC | OP | NA | DFO |  | 66.494 | 0.010307 | 0.31 | EIA Prime Mover-level Data | Estimated using an emission factor
2019 | KS | Washington | 1329 | IC4 | IC | OP | NA | DFO |  | 157.169 | 0.024361 | 0.31 | EIA Prime Mover-level Data | Estimated using an emission factor
2019 | KS | Waste Management Rolling Meadows LFGTE | 57023 | GEN1 | IC | OP | NA | LFG |  | 81089.14 | 0.59601 | 0.0147 | EIA Prime Mover-level Data | Estimated using an emission factor
2019 | KS | Waste Management Rolling Meadows LFGTE | 57023 | GEN2 | IC | OP | NA | LFG |  | 81089.14 | 0.59601 | 0.0147 | EIA Prime Mover-level Data | Estimated using an emission factor
2019 | KS | Waste Management Rolling Meadows LFGTE | 57023 | GEN3 | IC | OP | NA | LFG |  | 81089.14 | 0.59601 | 0.0147 | EIA Prime Mover-level Data | Estimated using an emission factor
2019 | KS | Waste Management Rolling Meadows LFGTE | 57023 | GEN4 | IC | OP | NA | LFG |  | 81089.14 | 0.59601 | 0.0147 | EIA Prime Mover-level Data | Estimated using an emission factor
2019 | KS | Waste Management Rolling Meadows LFGTE | 57023 | GEN5 | IC | OP | NA | LFG |  | 81089.14 | 0.59601 | 0.0147 | EIA Prime Mover-level Data | Estimated using an emission factor
2019 | KS | Waste Management Rolling Meadows LFGTE | 57023 | GEN6 | IC | OP | NA | LFG |  | 81089.14 | 0.59601 | 0.0147 | EIA Prime Mover-level Data | Estimated using an emission factor
2019 | KS | Waste Management Rolling Meadows LFGTE | 57023 | GEN7 | IC | OP | NA | LFG |  | 81089.14 | 0.59601 | 0.0147 | EIA Prime Mover-level Data | Estimated using an emission factor
2019 | KS | Waste Water Plant Generator | 56022 | 1 | IC | SB | NA | DFO |  |  |  | 0.30942
2019 | KS | Waverly Wind Farm LLC | 57614 | GEN1 | WT | OP | NA | WND |  | 6684875 |  | 0 | EIA Prime Mover-level Data | Estimated using an emission factor
2019 | KS | Wellington 1 | 1330 | 4 | ST | OP | NA | NG |  | 1083.5 | 0.0043624 | 0.0080524 | EIA Unit-level Data | NEI avg EF - PM, fuel type
2019 | KS | Wellington 1 | 1330 | 5 | IC | RE | NA | DFO
2019 | KS | Wellington 1 | 1330 | 7 | IC | OP | NA | DFO |  |  |  | 0.30942
2019 | KS | Wellington 1 | 1330 | 8 | IC | OP | NA | DFO |  |  |  | 0.30942
2019 | KS | Wellington 2 | 7339 | 6 | GT | OP | NA | NG |  | 24744 | 0.067841 | 0.0054834 | EIA Prime Mover-level Data | NEI avg EF - PM, fuel type, firing type
2019 | KS | West 14th Street | 1332 | GT1 | GT | OA | NA | NG |  |  |  | 0.0070853
2019 | KS | West 14th Street | 1332 | IC1 | IC | CN | NA | DFO
2019 | KS | Westar Cities Solar | 60956 | PV1 | PV | OP | NA | SUN |  | 18298 |  | 0 | EIA Prime Mover-level Data | Estimated using an emission factor
2019 | KS | Westar Wind | 56219 | J1 | WT | RE | NA | WND
2019 | KS | Westar Wind | 56219 | J2 | WT | RE | NA | WND
2019 | KS | Western Plains Wind Farm | 60689 | 1 | WT | OP | NA | WND |  | 10062550 |  | 0 | EIA Prime Mover-level Data | Estimated using an emission factor
2019 | KS | Wichita Plant | 50169 | GEN1 | GT | SB | NA | NG |  |  |  | 0.0070853
2019 | KS | Wolf Creek Generating Station | 210 | 1 | ST | OP | NA | NUC |  | 96641440 |  | 0 | EIA Prime Mover-level Data | Estimated using an emission factor
2019 | KS | Wolf Creek Generator | 62590 | WOLF | IC | SB | NA | DFO |  | 685 | 0.10598 | 0.30942 | EIA Prime Mover-level Data | NEI avg EF - PM, fuel type, firing type
2019 | KS | Chanute 2 | 1268 | 14 | GT | OP | CT | NG | 3974 | 2284686 | 8.9279 | 0.0078154 | EPA/CAMD | NEI avg EF - PM, fuel type, firing type | 2001
2019 | KS | Cimarron River | 1230 | 1 | ST | OP | WALL | NG | 106 | 12880.42 | 0.047875 | 0.0074337 | EPA/CAMD | EPA/NEI | 1963
2019 | KS | Clifton Station | 8037 | CL1 | GT | OP | CT | NG | 428 | 141547.4 | 0.55313 | 0.0078154 | EPA/CAMD | NEI avg EF - PM, fuel type, firing type | 1974
2019 | KS | Coffeyville | 1271 | 4 | ST | OP | WALL | NG | 2496 | 466064.6 | 1.4543 | 0.0062408 | EPA/CAMD | EPA/NEI | 1973
2019 | KS | East 12th Street | 7013 | 4 | ST | OP | WALL | NG | 732 | 139185.8 | 0.49929 | 0.0071744 | EPA/CAMD | NEI avg EF - PM, fuel type, firing type | 1970
2019 | KS | Emporia Energy Center | 56502 | EEC1 | GT | OP | CT | NG | 3560 | 1140546 | 3.4596 | 0.0060666 | EPA/CAMD | EPA/NEI | 2008
2019 | KS | Emporia Energy Center | 56502 | EEC2 | GT | OP | CT | NG | 747 | 214377.8 | 0.67692 | 0.0063152 | EPA/CAMD | EPA/NEI | 2008
2019 | KS | Emporia Energy Center | 56502 | EEC3 | GT | OP | CT | NG | 2574 | 807754.1 | 2.4825 | 0.0061467 | EPA/CAMD | EPA/NEI | 2008
2019 | KS | Emporia Energy Center | 56502 | EEC4 | GT | OP | CT | NG | 1783 | 568735.2 | 1.7998 | 0.0063292 | EPA/CAMD | EPA/NEI | 2008
2019 | KS | Emporia Energy Center | 56502 | EEC5 | GT | OP | CT | NG | 1569 | 2149807 | 6.5842 | 0.0061254 | EPA/CAMD | EPA/NEI | 2008
2019 | KS | Emporia Energy Center | 56502 | EEC6 | GT | OP | CT | NG | 1144 | 1530871 | 4.674 | 0.0061063 | EPA/CAMD | EPA/NEI | 2009
2019 | KS | Emporia Energy Center | 56502 | EEC7 | GT | OP | CT | NG | 1373 | 1809085 | 5.6927 | 0.0062934 | EPA/CAMD | EPA/NEI | 2009
2019 | KS | Fort Dodge aka Judson Large | 1233 | 4 | ST | OP | WALL | NG | 181 | 70583.16 | 0.32167 | 0.0091146 | EPA/CAMD | EPA/NEI | 1969
2019 | KS | Garden City | 1336 | S-2 | ST | OP | TANGENTIAL | NG | 1529 | 606838.1 | 2.0805 | 0.0068568 | EPA/CAMD | EPA/NEI | 1973
2019 | KS | Garden City | 1336 | S-4 | GT | OP | CT | NG | 603 | 207111.6 | 0.68346 | 0.0065999 | EPA/CAMD | EPA/NEI | 1976
2019 | KS | Garden City | 1336 | S-5 | GT | OP | CT | NG | 625 | 194753.7 | 0.64268 | 0.0066 | EPA/CAMD | EPA/NEI | 1979
2019 | KS | Gordon Evans Energy Center | 1240 | E1CT | GT | OP | CT | NG | 669 | 483312 | 1.6799 | 0.0069515 | EPA/CAMD | EPA/NEI | 2000
2019 | KS | Gordon Evans Energy Center | 1240 | E2CT | GT | OP | CT | NG | 554 | 370222 | 1.3375 | 0.0072251 | EPA/CAMD | EPA/NEI | 2000
2019 | KS | Gordon Evans Energy Center | 1240 | E3CT | GT | OP | CT | NG | 1965 | 2563815 | 8.3921 | 0.0065466 | EPA/CAMD | EPA/NEI | 2001
2019 | KS | Great Bend Station aka Arthur Mullergren | 1235 | 3 | ST | OP | WALL | NG | 105 | 28209.73 | 0.10602 | 0.0075164 | EPA/CAMD | EPA/NEI | 1963
2019 | KS | Holcomb | 108 | SGU1 | ST | OP | WALL | SUB | 7251 | 17443830 | 41.6918 | 0.0047801 | EPA/CAMD | EPA/NEI | 1983
2019 | KS | Hutchinson Energy Center | 1248 | CT-1 | GT | OP | CT | NG | 206 | 59747.6 | 0.32353 | 0.01083 | EPA/CAMD | EPA/NEI | 1974
2019 | KS | Hutchinson Energy Center | 1248 | CT-2 | GT | OP | CT | NG | 148 | 33853.6 | 0.12357 | 0.0073001 | EPA/CAMD | EPA/NEI | 1974
2019 | KS | Hutchinson Energy Center | 1248 | CT-3 | GT | OP | CT | NG | 204 | 44275.6 | 0.18499 | 0.0083563 | EPA/CAMD | EPA/NEI | 1974
2019 | KS | Hutchinson Energy Center | 1248 | CT-4 | GT | OP | CT | DFO | 16 | 13700.1 | 0.034875 | 0.0050912 | EPA/CAMD | EPA/NEI | 1975
2019 | KS | Jeffrey Energy Center | 6068 | 1 | ST | OP | TANGENTIAL | SUB | 4963 | 20992740 | 117.0046 | 0.011147 | EPA/CAMD | EPA/NEI | 1978
2019 | KS | Jeffrey Energy Center | 6068 | 2 | ST | OP | TANGENTIAL | SUB | 5724 | 25164190 | 184.4909 | 0.014663 | EPA/CAMD | EPA/NEI | 1980
2019 | KS | Jeffrey Energy Center | 6068 | 3 | ST | OP | TANGENTIAL | SUB | 6377 | 30235420 | 241.6848 | 0.015987 | EPA/CAMD | EPA/NEI | 1983
2019 | KS | La Cygne | 1241 | 1 | ST | OP | CYCLONE | SUB | 5148 | 30141840 | 351.1524 | 0.0233 | EPA/CAMD | EPA/NEI | 1973
2019 | KS | La Cygne | 1241 | 2 | ST | OP | WALL | SUB | 6492 | 33837300 | 64.179 | 0.0037934 | EPA/CAMD | EPA/NEI | 1977
2019 | KS | Lawrence Energy Center | 1250 | 4 | ST | OP | TANGENTIAL | SUB | 7163 | 6408116 | 68.124 | 0.021262 | EPA/CAMD | EPA/NEI | 1960
2019 | KS | Lawrence Energy Center | 1250 | 5 | ST | OP | TANGENTIAL | SUB | 7751 | 20695510 | 39.5177 | 0.003819 | EPA/CAMD | EPA/NEI | 1971
2019 | KS | McPherson 2 | 1305 | GT1 | GT | OP | CT | NG | 369 | 134449.5 | 0.0038021 | 5.6558e-05 | EPA/CAMD | EPA/NEI | 1973
2019 | KS | McPherson 2 | 1305 | GT2 | GT | OP | CT | DFO | 212 | 71059.3 | 0.84271 | 0.023718 | EPA/CAMD | NEI avg EF - PM, fuel type, firing type | 1976
2019 | KS | McPherson 2 | 1305 | GT3 | GT | OP | CT | NG | 431 | 145787 | 0.0037153 | 5.0969e-05 | EPA/CAMD | EPA/NEI | 1979
2019 | KS | McPherson Municipal Power Plant #3 | 7515 | 1 | GT | OP | CT | NG | 252 | 123643.8 | 0.48317 | 0.0078154 | EPA/CAMD | NEI avg EF - PM, fuel type, firing type | 1998
2019 | KS | Nearman Creek | 6064 | CT4 | GT | OP | CT | NG | 241 | 143063 | 0.5235 | 0.0073185 | EPA/CAMD | EPA/NEI | 2005
2019 | KS | Nearman Creek | 6064 | N1 | ST | OP | WALL | SUB | 7038 | 13384650 | 143.3101 | 0.021414 | EPA/CAMD | EPA/NEI | 1981
2019 | KS | Osawatomie Generating Station | 7928 | 1 | GT | OP | CT | NG | 567 | 296226.8 | 1.1576 | 0.0078154 | EPA/CAMD | NEI avg EF - PM, fuel type, firing type | 2003
2019 | KS | Quindaro | 1295 | 1 | ST | OP | CYCLONE | NG | 0 |  |  | 0.0080534 |  |  | 1965
2019 | KS | Quindaro | 1295 | 2 | ST | OP | WALL | NG | 0 |  |  | 0.0080534 |  |  | 1971
2019 | KS | Quindaro | 1295 | CT2 | GT | OP | CT | DFO | 198 | 92828.2 | 0.5138 | 0.01107 | EPA/CAMD | EPA/NEI | 1969
2019 | KS | Quindaro | 1295 | CT3 | GT | OP | CT | DFO | 190 | 84280.2 | 0.46649 | 0.01107 | EPA/CAMD | EPA/NEI | 1977
2019 | KS | Riverton | 1239 | 12 | CT | OP | CC | NG | 6013 | 8811429 | 25.3612 | 0.0057564 | EPA/CAMD | NEI avg EF - PM, fuel type, firing type | 2007
2019 | KS | West Gardner Generating Station | 7929 | 1 | GT | OP | CT | NG | 723 | 426051.2 | 1.6649 | 0.0078154 | EPA/CAMD | NEI avg EF - PM, fuel type, firing type | 2003
2019 | KS | West Gardner Generating Station | 7929 | 2 | GT | OP | CT | NG | 733 | 438423.6 | 1.7132 | 0.0078154 | EPA/CAMD | NEI avg EF - PM, fuel type, firing type | 2003
2019 | KS | West Gardner Generating Station | 7929 | 3 | GT | OP | CT | NG | 696 | 413859.6 | 1.6172 | 0.0078154 | EPA/CAMD | NEI avg EF - PM, fuel type, firing type | 2003
2019 | KS | West Gardner Generating Station | 7929 | 4 | GT | OP | CT | NG | 572 | 343346.3 | 1.3417 | 0.0078154 | EPA/CAMD | NEI avg EF - PM, fuel type, firing type | 2003
2019 | KY | Barkley | 1371 | 1 | HY | OP | NA | WAT |  | 1273301 |  | 1.5381e-07 | EIA Prime Mover-level Data | NEI avg EF - PM, fuel type, firing type
2019 | KY | Barkley | 1371 | 2 | HY | OP | NA | WAT |  | 1273301 |  | 1.5381e-07 | EIA Prime Mover-level Data | NEI avg EF - PM, fuel type, firing type
2019 | KY | Barkley | 1371 | 3 | HY | OP | NA | WAT |  | 1273301 |  | 1.5381e-07 | EIA Prime Mover-level Data | NEI avg EF - PM, fuel type, firing type
2019 | KY | Barkley | 1371 | 4 | HY | OP | NA | WAT |  | 1273301 |  | 1.5381e-07 | EIA Prime Mover-level Data | NEI avg EF - PM, fuel type, firing type
2019 | KY | Bavarian LFGTE | 56277 | 1 | IC | OP | NA | LFG |  | 64833.83 | 0.47653 | 0.0147 | EIA Prime Mover-level Data | Estimated using an emission factor
2019 | KY | Bavarian LFGTE | 56277 | 2 | IC | OP | NA | LFG |  | 64833.83 | 0.47653 | 0.0147 | EIA Prime Mover-level Data | Estimated using an emission factor
2019 | KY | Bavarian LFGTE | 56277 | 3 | IC | OP | NA | LFG |  | 64833.83 | 0.47653 | 0.0147 | EIA Prime Mover-level Data | Estimated using an emission factor
2019 | KY | Bavarian LFGTE | 56277 | 4 | IC | OP | NA | LFG |  | 64833.83 | 0.47653 | 0.0147 | EIA Prime Mover-level Data | Estimated using an emission factor
2019 | KY | Bavarian LFGTE | 56277 | 5 | IC | OP | NA | LFG |  | 129667.7 | 0.95306 | 0.0147 | EIA Prime Mover-level Data | Estimated using an emission factor
2019 | KY | Blue Ridge Generating | 59392 | GEN1 | IC | OP | NA | LFG |  | 67856 | 0.49874 | 0.0147 | EIA Prime Mover-level Data | Estimated using an emission factor
2019 | KY | Bluebird Solar LLC | 62797 | BBIRD | PV | P | NA | SUN
2019 | KY | Cannelton Hydroelectric Plant | 57399 | CG1 | HY | OP | NA | WAT |  | 1146615 |  | 1.5381e-07 | EIA Prime Mover-level Data | NEI avg EF - PM, fuel type, firing type
2019 | KY | Cannelton Hydroelectric Plant | 57399 | CG2 | HY | OP | NA | WAT |  | 1146615 |  | 1.5381e-07 | EIA Prime Mover-level Data | NEI avg EF - PM, fuel type, firing type
2019 | KY | Cannelton Hydroelectric Plant | 57399 | CG3 | HY | OP | NA | WAT |  | 1146615 |  | 1.5381e-07 | EIA Prime Mover-level Data | NEI avg EF - PM, fuel type, firing type
2019 | KY | Cooperative Solar One | 60863 | PV1 | PV | OP | NA | SUN |  | 128725 |  | 0 | EIA Prime Mover-level Data | Estimated using an emission factor
2019 | KY | Cox Waste to Energy | 54850 | 01 | ST | OP | NA | WDS |  | 610816 | 6.967 | 0.022812 | EIA Prime Mover-level Data | NEI avg EF - PM, fuel type
2019 | KY | Cox Waste to Energy | 54850 | 02 | ST | OA | NA | WDS |  | 152704 | 1.7418 | 0.022812 | EIA Prime Mover-level Data | NEI avg EF - PM, fuel type
2019 | KY | Crittenden Solar Facility | 61310 | PV1 | PV | OP | NA | SUN |  | 41385 |  | 0 | EIA Prime Mover-level Data | Estimated using an emission factor
2019 | KY | Dale | 1385 | 1 | ST | RE | WALL | BIT
2019 | KY | Dale | 1385 | 2 | ST | RE | WALL | BIT
2019 | KY | Dale | 1385 | 3 | ST | RE | WALL | BIT
2019 | KY | Dale | 1385 | 4 | ST | RE | WALL | BIT
2019 | KY | Dix Dam | 1354 | 1 | HY | OP | NA | WAT |  | 314741 |  | 1.5381e-07 | EIA Prime Mover-level Data | NEI avg EF - PM, fuel type, firing type
2019 | KY | Dix Dam | 1354 | 2 | HY | OP | NA | WAT |  | 314741 |  | 1.5381e-07 | EIA Prime Mover-level Data | NEI avg EF - PM, fuel type, firing type
2019 | KY | Dix Dam | 1354 | 3 | HY | OP | NA | WAT |  | 314741 |  | 1.5381e-07 | EIA Prime Mover-level Data | NEI avg EF - PM, fuel type, firing type
2019 | KY | E W Brown | 1355 | SOLAR | PV | OP | NA | SUN |  | 155687 |  | 0 | EIA Prime Mover-level Data | Estimated using an emission factor
2019 | KY | Evelyn Hydroelectric Project | 62748 | 1 | HY | L | NA | WAT
2019 | KY | Evelyn Hydroelectric Project | 62748 | 2 | HY | L | NA | WAT
2019 | KY | Evelyn Hydroelectric Project | 62748 | 3 | HY | L | NA | WAT
2019 | KY | Evelyn Hydroelectric Project | 62748 | 4 | HY | L | NA | WAT
2019 | KY | Evelyn Hydroelectric Project | 62748 | 5 | HY | L | NA | WAT
2019 | KY | Glasgow LFGTE | 60137 | 1 | IC | OP | NA | LFG |  | 70002 | 0.51451 | 0.0147 | EIA Prime Mover-level Data | Estimated using an emission factor
2019 | KY | Green City Recovery, LLC | 60703 | 1 | IC | OP | NA | LFG |  | 14440.5 | 0.10614 | 0.0147 | EIA Prime Mover-level Data | Estimated using an emission factor
2019 | KY | Green City Recovery, LLC | 60703 | 2 | IC | OP | NA | LFG |  | 14440.5 | 0.10614 | 0.0147 | EIA Prime Mover-level Data | NEI avg EF - PM, fuel type, firing type
2019 | KY | Green River | 1357 | 1 | ST | RE | NA | BIT
2019 | KY | Green River | 1357 | 2 | ST | RE | NA | BIT
2019 | KY | Green River | 1357 | 3 | ST | RE | NA | BIT
2019 | KY | Green River | 1357 | 4 | ST | RE | WALL | BIT
2019 | KY | Green Valley LFGTE | 56278 | 1 | IC | OP | NA | LFG |  | 60168 | 0.44223 | 0.0147 | EIA Prime Mover-level Data | Estimated using an emission factor
2019 | KY | Green Valley LFGTE | 56278 | 2 | IC | OP | NA | LFG |  | 60168 | 0.44223 | 0.0147 | EIA Prime Mover-level Data | Estimated using an emission factor
2019 | KY | Green Valley LFGTE | 56278 | 3 | IC | OP | NA | LFG |  | 60168 | 0.44223 | 0.0147 | EIA Prime Mover-level Data | Estimated using an emission factor
2019 | KY | Green Valley LFGTE | 56278 | 4 | IC | P | NA | LFG
2019 | KY | Haefling | 1358 | 1 | GT | OP | NA | NG |  | 92.5 | 0.00025361 | 0.0054834 | EIA Prime Mover-level Data | NEI avg EF - PM, fuel type, firing type
2019 | KY | Haefling | 1358 | 2 | GT | OP | NA | NG |  | 92.5 | 0.00025361 | 0.0054834 | EIA Prime Mover-level Data | NEI avg EF - PM, fuel type, firing type
2019 | KY | Haefling | 1358 | 3 | GT | RE | NA | NG
2019 | KY | Hardin County LFGTE | 56280 | 1 | IC | OP | NA | LFG |  | 1759.667 | 0.012934 | 0.0147 | EIA Prime Mover-level Data | Estimated using an emission factor
2019 | KY | Hardin County LFGTE | 56280 | 2 | IC | OP | NA | LFG |  | 1759.667 | 0.012934 | 0.0147 | EIA Prime Mover-level Data | Estimated using an emission factor
2019 | KY | Hardin County LFGTE | 56280 | 3 | IC | OP | NA | LFG |  | 1759.667 | 0.012934 | 0.0147 | EIA Prime Mover-level Data | Estimated using an emission factor
2019 | KY | Heidelberg Hydroelectric Project | 62749 | 1 | HY | T | NA | WAT
2019 | KY | Heidelberg Hydroelectric Project | 62749 | 2 | HY | T | NA | WAT
2019 | KY | Heidelberg Hydroelectric Project | 62749 | 3 | HY | T | NA | WAT
2019 | KY | Heidelberg Hydroelectric Project | 62749 | 4 | HY | T | NA | WAT
2019 | KY | Heidelberg Hydroelectric Project | 62749 | 5 | HY | T | NA | WAT
2019 | KY | Kentucky Dam | 1377 | 1 | HY | OP | NA | WAT |  | 1678523 |  | 1.5381e-07 | EIA Prime Mover-level Data | NEI avg EF - PM, fuel type, firing type
2019 | KY | Kentucky Dam | 1377 | 2 | HY | OP | NA | WAT |  | 1595726 |  | 1.5381e-07 | EIA Prime Mover-level Data | NEI avg EF - PM, fuel type, firing type
2019 | KY | Kentucky Dam | 1377 | 3 | HY | OP | NA | WAT |  | 1595726 |  | 1.5381e-07 | EIA Prime Mover-level Data | NEI avg EF - PM, fuel type, firing type
2019 | KY | Kentucky Dam | 1377 | 4 | HY | OP | NA | WAT |  | 1678523 |  | 1.5381e-07 | EIA Prime Mover-level Data | NEI avg EF - PM, fuel type, firing type
2019 | KY | Kentucky Dam | 1377 | 5 | HY | OP | NA | WAT |  | 1678523 |  | 1.5381e-07 | EIA Prime Mover-level Data | NEI avg EF - PM, fuel type, firing type
2019 | KY | Kentucky Mills | 55429 | 3REC | ST | OP | NA | BLQ |  | 3681395 | 0.057246 | 3.11e-05 | EIA Unit-level Data | Estimated using an emission factor
2019 | KY | Kentucky Mills | 55429 | 4REC | ST | OP | NA | BLQ |  | 6893015 | 0.10719 | 3.11e-05 | EIA Unit-level Data | Estimated using an emission factor
2019 | KY | Kentucky Mills | 55429 | BFB | ST | OP | NA | WDS |  | 3687039 | 42.0547 | 0.022812 | EIA Unit-level Data | NEI avg EF - PM, fuel type
2019 | KY | KY No. 11 L&D Hydroelectric Project | 62390 | NA1 | HY | P | NA | WAT
2019 | KY | KY No. 11 L&D Hydroelectric Project | 62390 | NA2 | HY | P | NA | WAT
2019 | KY | KY No. 11 L&D Hydroelectric Project | 62390 | NA3 | HY | P | NA | WAT
2019 | KY | KY No. 11 L&D Hydroelectric Project | 62390 | NA4 | HY | P | NA | WAT
2019 | KY | KY No. 11 L&D Hydroelectric Project | 62390 | NA5 | HY | P | NA | WAT
2019 | KY | Laurel Dam | 6171 | 1 | HY | OP | NA | WAT |  | 1003925 |  | 1.5381e-07 | EIA Prime Mover-level Data | NEI avg EF - PM, fuel type, firing type
2019 | KY | Laurel Ridge LFGTE | 56279 | 1 | IC | OP | NA | LFG |  | 44500.8 | 0.32708 | 0.0147 | EIA Prime Mover-level Data | Estimated using an emission factor
2019 | KY | Laurel Ridge LFGTE | 56279 | 2 | IC | OP | NA | LFG |  | 44500.8 | 0.32708 | 0.0147 | EIA Prime Mover-level Data | Estimated using an emission factor
2019 | KY | Laurel Ridge LFGTE | 56279 | 3 | IC | OP | NA | LFG |  | 44500.8 | 0.32708 | 0.0147 | EIA Prime Mover-level Data | Estimated using an emission factor
2019 | KY | Laurel Ridge LFGTE | 56279 | 4 | IC | OP | NA | LFG |  | 44500.8 | 0.32708 | 0.0147 | EIA Prime Mover-level Data | Estimated using an emission factor
2019 | KY | Laurel Ridge LFGTE | 56279 | 5 | IC | OP | NA | LFG |  | 44500.8 | 0.32708 | 0.0147 | EIA Prime Mover-level Data | Estimated using an emission factor
2019 | KY | L'Oreal Solar - Florence | 61744 | 1 | PV | OP | NA | SUN |  | 13641 |  | 0 | EIA Prime Mover-level Data | Estimated using an emission factor
2019 | KY | Mason County LFGTE | 56977 | 1 | IC | RE | NA | LFG
2019 | KY | Meldahl Hydroelectric Project | 56872 | 1 | HY | OP | NA | WAT |  | 1443716 |  | 1.5381e-07 | EIA Prime Mover-level Data | NEI avg EF - PM, fuel type, firing type
2019 | KY | Meldahl Hydroelectric Project | 56872 | 2 | HY | OP | NA | WAT |  | 1443716 |  | 1.5381e-07 | EIA Prime Mover-level Data | NEI avg EF - PM, fuel type, firing type
2019 | KY | Meldahl Hydroelectric Project | 56872 | 3 | HY | OP | NA | WAT |  | 1443716 |  | 1.5381e-07 | EIA Prime Mover-level Data | NEI avg EF - PM, fuel type, firing type
2019 | KY | Morehead Generating Facility | 62641 | M3516 | IC | OP | NA | LFG |  | 26919 | 0.19785 | 0.0147 | EIA Prime Mover-level Data | NEI avg EF - PM, fuel type, firing type
2019 | KY | Mother Ann Lee | 1359 | 1 | HY | OP | NA | WAT |  | 25139 |  | 1.5381e-07 | EIA Prime Mover-level Data | NEI avg EF - PM, fuel type, firing type
2019 | KY | Mother Ann Lee | 1359 | 2 | HY | OP | NA | WAT |  | 25139 |  | 1.5381e-07 | EIA Prime Mover-level Data | NEI avg EF - PM, fuel type, firing type
2019 | KY | Mother Ann Lee | 1359 | 3 | HY | OP | NA | WAT |  | 25139 |  | 1.5381e-07 | EIA Prime Mover-level Data | NEI avg EF - PM, fuel type, firing type
2019 | KY | Ohio Falls | 1365 | 1 | HY | OP | NA | WAT |  | 279204.9 |  | 1.5381e-07 | EIA Prime Mover-level Data | NEI avg EF - PM, fuel type, firing type
2019 | KY | Ohio Falls | 1365 | 2 | HY | OP | NA | WAT |  | 279204.9 |  | 1.5381e-07 | EIA Prime Mover-level Data | NEI avg EF - PM, fuel type, firing type
2019 | KY | Ohio Falls | 1365 | 3 | HY | OP | NA | WAT |  | 279204.9 |  | 1.5381e-07 | EIA Prime Mover-level Data | NEI avg EF - PM, fuel type, firing type
2019 | KY | Ohio Falls | 1365 | 4 | HY | OP | NA | WAT |  | 279204.9 |  | 1.5381e-07 | EIA Prime Mover-level Data | NEI avg EF - PM, fuel type, firing type
2019 | KY | Ohio Falls | 1365 | 5 | HY | OP | NA | WAT |  | 279204.9 |  | 1.5381e-07 | EIA Prime Mover-level Data | NEI avg EF - PM, fuel type, firing type
2019 | KY | Ohio Falls | 1365 | 6 | HY | OP | NA | WAT |  | 279204.9 |  | 1.5381e-07 | EIA Prime Mover-level Data | NEI avg EF - PM, fuel type, firing type
2019 | KY | Ohio Falls | 1365 | 7 | HY | OP | NA | WAT |  | 279204.9 |  | 1.5381e-07 | EIA Prime Mover-level Data | NEI avg EF - PM, fuel type, firing type
2019 | KY | Ohio Falls | 1365 | 8 | HY | OP | NA | WAT |  | 279204.9 |  | 1.5381e-07 | EIA Prime Mover-level Data | NEI avg EF - PM, fuel type, firing type
2019 | KY | Paris (KY) | 1376 | 1 | IC | OP | NA | DFO |  | 23.061 | 0.0035677 | 0.30942 | EIA Prime Mover-level Data | NEI avg EF - PM, fuel type, firing type
2019 | KY | Paris (KY) | 1376 | 2 | IC | OP | NA | DFO |  | 23.061 | 0.0035677 | 0.30942 | EIA Prime Mover-level Data | NEI avg EF - PM, fuel type, firing type
2019 | KY | Paris (KY) | 1376 | 3 | IC | OP | NA | DFO |  | 12.417 | 0.001921 | 0.30942 | EIA Prime Mover-level Data | NEI avg EF - PM, fuel type, firing type
2019 | KY | Paris (KY) | 1376 | 4 | IC | OP | NA | DFO |  | 15.965 | 0.0024699 | 0.30942 | EIA Prime Mover-level Data | NEI avg EF - PM, fuel type, firing type
2019 | KY | Paris (KY) | 1376 | 5 | IC | OP | NA | DFO |  | 19.513 | 0.0030188 | 0.30942 | EIA Prime Mover-level Data | NEI avg EF - PM, fuel type, firing type
2019 | KY | Paris (KY) | 1376 | 6 | IC | OP | NA | DFO |  | 54.991 | 0.0085076 | 0.30942 | EIA Prime Mover-level Data | NEI avg EF - PM, fuel type, firing type
2019 | KY | Paris (KY) | 1376 | 7 | IC | OP | NA | DFO |  | 54.991 | 0.0085076 | 0.30942 | EIA Prime Mover-level Data | NEI avg EF - PM, fuel type, firing type
2019 | KY | Pendleton County LFGTE | 56327 | 1 | IC | OP | NA | LFG |  | 59625.5 | 0.43825 | 0.0147 | EIA Prime Mover-level Data | Estimated using an emission factor
2019 | KY | Pendleton County LFGTE | 56327 | 2 | IC | OP | NA | LFG |  | 59625.5 | 0.43825 | 0.0147 | EIA Prime Mover-level Data | Estimated using an emission factor
2019 | KY | Pendleton County LFGTE | 56327 | 3 | IC | OP | NA | LFG |  | 59625.5 | 0.43825 | 0.0147 | EIA Prime Mover-level Data | Estimated using an emission factor
2019 | KY | Pendleton County LFGTE | 56327 | 4 | IC | OP | NA | LFG |  | 59625.5 | 0.43825 | 0.0147 | EIA Prime Mover-level Data | Estimated using an emission factor
2019 | KY | Pineville | 1360 | 3 | ST | RE | NA | BIT
2019 | KY | Ravenna Hydroelectric Project | 62747 | 1 | HY | V | NA | WAT
2019 | KY | Ravenna Hydroelectric Project | 62747 | 2 | HY | V | NA | WAT
2019 | KY | Ravenna Hydroelectric Project | 62747 | 3 | HY | V | NA | WAT
2019 | KY | Ravenna Hydroelectric Project | 62747 | 4 | HY | V | NA | WAT
2019 | KY | Ravenna Hydroelectric Project | 62747 | 5 | HY | V | NA | WAT
2019 | KY | Smithland Hydroelectric Plant | 57400 | SG1 | HY | OP | NA | WAT |  | 536083.7 |  | 1.5381e-07 | EIA Prime Mover-level Data | NEI avg EF - PM, fuel type, firing type
2019 | KY | Smithland Hydroelectric Plant | 57400 | SG2 | HY | OP | NA | WAT |  | 536083.7 |  | 1.5381e-07 | EIA Prime Mover-level Data | NEI avg EF - PM, fuel type, firing type
2019 | KY | Smithland Hydroelectric Plant | 57400 | SG3 | HY | OP | NA | WAT |  | 536083.7 |  | 1.5381e-07 | EIA Prime Mover-level Data | NEI avg EF - PM, fuel type, firing type
2019 | KY | SunCoke Energy South Shore Facility | 60373 | SSST6 | ST | CN | NA | BIT
2019 | KY | Tyrone | 1361 | 1 | ST | RE | WALL | DFO
2019 | KY | Tyrone | 1361 | 2 | ST | RE | WALL | DFO
2019 | KY | Tyrone | 1361 | 3 | ST | RE | WALL | BIT
2019 | KY | Unknown | 7894 | 1 | GT | CN | NA | NG
2019 | KY | Unknown | 7894 | 2 | GT | CN | NA | NG
2019 | KY | Unknown | 7894 | 3 | GT | CN | NA | NG
2019 | KY | Unknown | 7894 | 4 | GT | CN | NA | NG
2019 | KY | Unknown | 7894 | 5 | GT | CN | NA | NG
2019 | KY | Unknown | 7894 | 6 | GT | CN | NA | NG
2019 | KY | Unknown | 7894 | 7 | GT | CN | NA | NG
2019 | KY | Unknown | 7894 | 8 | GT | CN | NA | NG
2019 | KY | Walton 1 Solar Facility | 61311 | PV1 | PV | OP | NA | SUN |  | 31635 |  | 0 | EIA Prime Mover-level Data | Estimated using an emission factor
2019 | KY | Walton 2 Solar Facility | 61312 | PV1 | PV | OP | NA | SUN |  | 29597 |  | 0 | EIA Prime Mover-level Data | Estimated using an emission factor
2019 | KY | Waterside GT | 1367 | 7 | GT | RE | NA | NG
2019 | KY | Waterside GT | 1367 | 8 | GT | RE | NA | NG
2019 | KY | Wolf Creek | 1380 | 1 | HY | OP | NA | WAT |  | 1786829 |  | 1.5381e-07 | EIA Prime Mover-level Data | NEI avg EF - PM, fuel type, firing type
2019 | KY | Wolf Creek | 1380 | 2 | HY | OP | NA | WAT |  | 1786829 |  | 1.5381e-07 | EIA Prime Mover-level Data | NEI avg EF - PM, fuel type, firing type
2019 | KY | Wolf Creek | 1380 | 3 | HY | OP | NA | WAT |  | 1786829 |  | 1.5381e-07 | EIA Prime Mover-level Data | NEI avg EF - PM, fuel type, firing type
2019 | KY | Wolf Creek | 1380 | 4 | HY | OP | NA | WAT |  | 1786829 |  | 1.5381e-07 | EIA Prime Mover-level Data | NEI avg EF - PM, fuel type, firing type
2019 | KY | Wolf Creek | 1380 | 5 | HY | OP | NA | WAT |  | 1786829 |  | 1.5381e-07 | EIA Prime Mover-level Data | NEI avg EF - PM, fuel type, firing type
2019 | KY | Wolf Creek | 1380 | 6 | HY | OP | NA | WAT |  | 1786829 |  | 1.5381e-07 | EIA Prime Mover-level Data | NEI avg EF - PM, fuel type, firing type
2019 | KY | Zorn | 1368 | 1 | GT | OP | NA | NG |  | 754 | 0.0020672 | 0.0054834 | EIA Prime Mover-level Data | NEI avg EF - PM, fuel type, firing type
2019 | KY | Big Sandy | 1353 | BSU1 | ST | OP | WALL | NG | 5661 | 10644440 | 92.3185 | 0.017346 | EPA/CAMD | EPA/NEI | 1963
2019 | KY | Bluegrass Generating Station | 55164 | GTG1 | GT | OP | CT | NG | 438 | 642273.2 | 10.7118 | 0.033356 | EPA/CAMD | EPA/NEI | 2002
2019 | KY | Bluegrass Generating Station | 55164 | GTG2 | GT | OP | CT | NG | 478 | 702764.8 | 8.725 | 0.024831 | EPA/CAMD | EPA/NEI | 2002
2019 | KY | Bluegrass Generating Station | 55164 | GTG3 | GT | OP | CT | NG | 217 | 292431.2 | 3.9296 | 0.026875 | EPA/CAMD | EPA/NEI | 2002
2019 | KY | Cane Run | 1363 | 7A | CT | OP | CC | NG | 8164 | 17713020 | 50.9819 | 0.0057564 | EPA/CAMD | NEI avg EF - PM, fuel type, firing type | 2015
2019 | KY | Cane Run | 1363 | 7B | CT | OP | CC | NG | 8186 | 17836430 | 51.3371 | 0.0057564 | EPA/CAMD | NEI avg EF - PM, fuel type, firing type | 2015
2019 | KY | Coleman | 1381 | C1 | ST | OP | WALL | BIT | 0 |  |  | 0.044409 |  |  | 1969
2019 | KY | Coleman | 1381 | C2 | ST | OP | WALL | BIT | 0 |  |  | 0.044409 |  |  | 1970
2019 | KY | Coleman | 1381 | C3 | ST | OP | WALL | BIT | 0 |  |  | 0.044409 |  |  | 1971
2019 | KY | D B Wilson | 6823 | W1 | ST | OP | WALL | BIT | 7567 | 31303010 | 4.7128 | 0.00030111 | EPA/CAMD | EPA/NEI | 1984
2019 | KY | DTE Calvert City, LLC | 55308 | A | ST | OP | OTHER BOILER | NG | 3659 | 288900.3 | 2.1081 | 0.014594 | EPA/CAMD | EPA/NEI | 1999
2019 | KY | DTE Calvert City, LLC | 55308 | B | ST | OP | OTHER BOILER | NG | 3654 | 290355.2 | 1.9873 | 0.013689 | EPA/CAMD | EPA/NEI | 1999
2019 | KY | DTE Calvert City, LLC | 55308 | C | GT | OP | CT | NG | 3542 | 3291163 | 2.1024 | 0.0012776 | EIA non-ozone season distributed and EPA/CAMD ozone season | EPA/NEI | 2000
2019 | KY | E W Brown | 1355 | 1 | ST | OP | WALL | BIT | 328 | 162977 | 18.449 | 0.2264 | EPA/CAMD | EPA/NEI | 1957
2019 | KY | E W Brown | 1355 | 2 | ST | OP | TANGENTIAL | BIT | 304 | 342608.5 | 38.7833 | 0.2264 | EPA/CAMD | EPA/NEI | 1963
2019 | KY | E W Brown | 1355 | 3 | ST | OP | TANGENTIAL | BIT | 5048 | 11291850 | 1278.2372 | 0.2264 | EPA/CAMD | EPA/NEI | 1971
2019 | KY | E W Brown | 1355 | 5 | GT | OP | CT | NG | 1010 | 1180943 | 0.42922 | 0.00072691 | EPA/CAMD | EPA/NEI | 2001
2019 | KY | E W Brown | 1355 | 6 | GT | OP | CT | NG | 1571 | 2048371 | 1.2397 | 0.0012104 | EPA/CAMD | EPA/NEI | 1999
2019 | KY | E W Brown | 1355 | 7 | GT | OP | CT | NG | 582 | 839395.5 | 0.34731 | 0.00082752 | EPA/CAMD | EPA/NEI | 1999
2019 | KY | E W Brown | 1355 | 8 | GT | OP | CT | NG | 162 | 159105.5 | 0.58703 | 0.0073791 | EPA/CAMD | EPA/NEI | 1995
2019 | KY | E W Brown | 1355 | 9 | GT | OP | CT | NG | 594 | 622502.8 | 2.0729 | 0.0066599 | EPA/CAMD | EPA/NEI | 1995
2019 | KY | E W Brown | 1355 | 10 | GT | OP | CT | NG | 409 | 426939.8 | 1.9249 | 0.0090172 | EPA/CAMD | EPA/NEI | 1995
2019 | KY | E W Brown | 1355 | 11 | GT | OP | CT | NG | 233 | 249046.4 | 0.40246 | 0.003232 | EPA/CAMD | EPA/NEI | 1996
2019 | KY | East Bend | 6018 | 2 | ST | OP | WALL | BIT | 6592 | 36252980 | 569.1719 | 0.0314 | EPA/CAMD | EPA/NEI | 1981
2019 | KY | Elmer Smith | 1374 | 1 | ST | OP | CYCLONE | BIT | 2961 | 3595438 | 40.6464 | 0.02261 | EPA/CAMD | EPA/NEI | 1964
2019 | KY | Elmer Smith | 1374 | 2 | ST | OP | TANGENTIAL | BIT | 7080 | 14113520 | 221.5824 | 0.0314 | EPA/CAMD | EPA/NEI | 1974
2019 | KY | Ghent | 1356 | 1 | ST | OP | TANGENTIAL | RC | 7484 | 29113300 | 457.0788 | 0.0314 | EPA/CAMD | EPA/NEI | 1974
2019 | KY | Ghent | 1356 | 2 | ST | OP | TANGENTIAL | RC | 7233 | 25887120 | 406.4278 | 0.0314 | EPA/CAMD | EPA/NEI | 1977
2019 | KY | Ghent | 1356 | 3 | ST | OP | WALL | RC | 7774 | 23972840 | 376.3736 | 0.0314 | EPA/CAMD | EPA/NEI | 1981
2019 | KY | Ghent | 1356 | 4 | ST | OP | WALL | RC | 7985 | 26525330 | 416.4477 | 0.0314 | EPA/CAMD | EPA/NEI | 1984
2019 | KY | H L Spurlock | 6041 | 1 | ST | OP | WALL | BIT | 6409 | 13592340 | 1538.6537 | 0.2264 | EPA/CAMD | EPA/NEI | 1977
2019 | KY | H L Spurlock | 6041 | 2 | ST | OP | TANGENTIAL | BIT | 6136 | 23284670 | 152.5146 | 0.0131 | EPA/CAMD | EPA/NEI | 1981
2019 | KY | H L Spurlock | 6041 | 3 | ST | OP | FLUIDIZED | BIT | 6121 | 11835800 | 66.5764 | 0.01125 | EPA/CAMD | EPA/NEI | 2005
2019 | KY | H L Spurlock | 6041 | 4 | ST | OP | FLUIDIZED | BIT | 5806 | 12455350 | 130.7812 | 0.021 | EPA/CAMD | EPA/NEI | 2008
2019 | KY | HMP and L Station 2 | 1382 | H1 | ST | OP | WALL | BIT | 123 | 159320.8 | 2.5013 | 0.0314 | EPA/CAMD | EPA/NEI | 1973
2019 | KY | HMP and L Station 2 | 1382 | H2 | ST | OP | WALL | BIT | 67 | 53798.98 | 0.84464 | 0.0314 | EPA/CAMD | EPA/NEI | 1974
2019 | KY | John S. Cooper | 1384 | 1 | ST | OP | WALL | BIT | 819 | 533087.6 | 60.3455 | 0.2264 | EPA/CAMD | EPA/NEI | 1965
2019 | KY | John S. Cooper | 1384 | 2 | ST | OP | WALL | BIT | 1144 | 1493170 | 169.0268 | 0.2264 | EPA/CAMD | EPA/NEI | 1969
2019 | KY | Marshall County | 55232 | CT1 | GT | OP | CT | NG | 158 | 109681.4 | 1.0472 | 0.019095 | EPA/CAMD | EPA/NEI | 2002
2019 | KY | Marshall County | 55232 | CT2 | GT | OP | CT | NG | 145 | 107696.2 | 1.9385 | 0.036 | EPA/CAMD | EPA/NEI | 2002
2019 | KY | Marshall County | 55232 | CT3 | GT | OP | CT | NG | 162 | 122913.8 | 0.9521 | 0.015492 | EPA/CAMD | EPA/NEI | 2002
2019 | KY | Marshall County | 55232 | CT4 | GT | OP | CT | NG | 143 | 105240.2 | 0.85492 | 0.016247 | EPA/CAMD | EPA/NEI | 2002
2019 | KY | Marshall County | 55232 | CT5 | GT | OP | CT | NG | 149 | 113512.8 | 1.1568 | 0.020382 | EPA/CAMD | EPA/NEI | 2002
2019 | KY | Marshall County | 55232 | CT6 | GT | OP | CT | NG | 134 | 105866.2 | 0.75782 | 0.014317 | EPA/CAMD | EPA/NEI | 2002
2019 | KY | Marshall County | 55232 | CT7 | GT | OP | CT | NG | 171 | 136411.2 | 0.94461 | 0.013849 | EPA/CAMD | EPA/NEI | 2002
2019 | KY | Marshall County | 55232 | CT8 | GT | OP | CT | NG | 144 | 120158.8 | 1.0767 | 0.017921 | EPA/CAMD | EPA/NEI | 2002
2019 | KY | Mill Creek | 1364 | 1 | ST | OP | TANGENTIAL | BIT | 7179 | 15154800 | 167.612 | 0.02212 | EPA/CAMD | EPA/NEI | 1972
2019 | KY | Mill Creek | 1364 | 2 | ST | OP | TANGENTIAL | BIT | 8304 | 18816220 | 208.1074 | 0.02212 | EPA/CAMD | EPA/NEI | 1974
2019 | KY | Mill Creek | 1364 | 3 | ST | OP | WALL | BIT | 6498 | 19178180 | 196.8647 | 0.02053 | EPA/CAMD | EPA/NEI | 1978
2019 | KY | Mill Creek | 1364 | 4 | ST | OP | WALL | BIT | 8512 | 32130990 | 372.3988 | 0.02318 | EPA/CAMD | EPA/NEI | 1982
2019 | KY | Paddy's Run | 1366 | 12 | GT | OP | CT | NG | 26 | 11388 | 0.00042982 | 7.5486e-05 | EPA/CAMD | EPA/NEI | 1968
2019 | KY | Paddy's Run | 1366 | 13 | GT | OP | CT | NG | 569 | 698578.6 | 0.049649 | 0.00014214 | EPA/CAMD | EPA/NEI | 2001
2019 | KY | Paducah Power Systems Plant 1 | 56556 | EU01A | GT | OP | CT | NG | 602 | 101374 | 3.7792 | 0.074559 | EPA/CAMD | EPA/NEI | 2010
2019 | KY | Paducah Power Systems Plant 1 | 56556 | EU01B | GT | OP | CT | NG | 620 | 119867.4 | 5.6484 | 0.094244 | EPA/CAMD | EPA/NEI | 2010
2019 | KY | Paducah Power Systems Plant 1 | 56556 | EU02A | GT | OP | CT | NG | 653 | 118484.8 | 4.0337 | 0.068089 | EPA/CAMD | EPA/NEI | 2010
2019 | KY | Paducah Power Systems Plant 1 | 56556 | EU02B | GT | OP | CT | NG | 637 | 123411.5 | 4.3148 | 0.069926 | EPA/CAMD | EPA/NEI | 2010
2019 | KY | Paradise | 1378 | 3 | ST | OP | CYCLONE | BIT | 3562 | 30292730 | 518.0056 | 0.0342 | EPA/CAMD | EPA/NEI | 1969
2019 | KY | Paradise | 1378 | AUX1 | ST | OP | OTHER BOILER | NG | 1521 | 185245.2 | 0.63003 | 0.0068021 | EPA/CAMD | NEI avg EF - PM, fuel type, firing type | 2016
2019 | KY | Paradise | 1378 | AUX2 | ST | OP | OTHER BOILER | NG | 381 | 74898.71 | 0.25474 | 0.0068021 | EPA/CAMD | NEI avg EF - PM, fuel type, firing type | 2016
2019 | KY | Paradise | 1378 | AUX3 | ST | OP | OTHER BOILER | NG | 0 |  |  | 0.0080534 |  |  | 2016
2019 | KY | Paradise | 1378 | PCC1 | CT | OP | CC | NG | 7290 | 14471540 | 42.5658 | 0.0058827 | EPA/CAMD | EPA/NEI | 2016
2019 | KY | Paradise | 1378 | PCC2 | CT | OP | CC | NG | 7497 | 14577180 | 43.6357 | 0.0059868 | EPA/CAMD | EPA/NEI | 2016
2019 | KY | Paradise | 1378 | PCC3 | CT | OP | CC | NG | 7523 | 15099000 | 32.9351 | 0.0043626 | EPA/CAMD | EPA/NEI | 2016
2019 | KY | R D Green | 6639 | G1 | ST | OP | WALL | BIT | 7031 | 14391540 | 225.9472 | 0.0314 | EPA/CAMD | EPA/NEI | 1979
2019 | KY | R D Green | 6639 | G2 | ST | OP | WALL | BIT | 6454 | 13177090 | 206.8803 | 0.0314 | EPA/CAMD | EPA/NEI | 1980
2019 | KY | Riverside Generating Company | 55198 | GTG101 | GT | OP | CT | NG | 663 | 1008284 | 2.5447 | 0.0050476 | EPA/CAMD | EPA/NEI | 2001
2019 | KY | Riverside Generating Company | 55198 | GTG201 | GT | OP | CT | NG | 629 | 961857.6 | 1.6086 | 0.0033447 | EPA/CAMD | EPA/NEI | 2001
2019 | KY | Riverside Generating Company | 55198 | GTG301 | GT | OP | CT | NG | 621 | 974599.5 | 2.0348 | 0.0041757 | EPA/CAMD | EPA/NEI | 2001
2019 | KY | Riverside Generating Company | 55198 | GTG401 | GT | OP | CT | NG | 213 | 319635.1 | 0.85745 | 0.0053652 | EPA/CAMD | EPA/NEI | 2002
2019 | KY | Riverside Generating Company | 55198 | GTG501 | GT | OP | CT | NG | 642 | 988032.9 | 2.1989 | 0.004451 | EPA/CAMD | EPA/NEI | 2002
2019 | KY | Robert Reid | 1383 | R1 | ST | OP | WALL | BIT | 0 |  |  | 0.044409 |  |  | 1965
2019 | KY | Robert Reid | 1383 | RT | GT | OP | CT | OG | 246 | 96257.7 | 0.55444 | 0.01152 | EPA/CAMD | EPA/NEI | 1976
2019 | KY | Shawnee | 1379 | 1 | ST | OP | WALL | SUB | 6447 | 6793859 | 733.3969 | 0.2159 | EPA/CAMD | EPA/NEI | 1953
2019 | KY | Shawnee | 1379 | 2 | ST | OP | WALL | SUB | 8553 | 9063924 | 978.4505 | 0.2159 | EPA/CAMD | EPA/NEI | 1953
2019 | KY | Shawnee | 1379 | 3 | ST | OP | WALL | SUB | 8434 | 9308865 | 1004.8919 | 0.2159 | EPA/CAMD | EPA/NEI | 1953
2019 | KY | Shawnee | 1379 | 4 | ST | OP | WALL | SUB | 7020 | 7266432 | 784.4113 | 0.2159 | EPA/CAMD | EPA/NEI | 1954
2019 | KY | Shawnee | 1379 | 5 | ST | OP | WALL | SUB | 8372 | 9185264 | 991.5492 | 0.2159 | EPA/CAMD | EPA/NEI | 1954
2019 | KY | Shawnee | 1379 | 6 | ST | OP | WALL | SUB | 8310 | 8991444 | 970.6264 | 0.2159 | EPA/CAMD | EPA/NEI | 1954
2019 | KY | Shawnee | 1379 | 7 | ST | OP | WALL | SUB | 5636 | 6106441 | 659.1902 | 0.2159 | EPA/CAMD | EPA/NEI | 1954
2019 | KY | Shawnee | 1379 | 8 | ST | OP | WALL | SUB | 8259 | 8539427 | 921.8311 | 0.2159 | EPA/CAMD | EPA/NEI | 1955
2019 | KY | Shawnee | 1379 | 9 | ST | OP | WALL | SUB | 7367 | 7723133 | 833.7122 | 0.2159 | EPA/CAMD | EPA/NEI | 1955
2019 | KY | Smith Generating Facility | 54 | SCT1 | GT | OP | CT | NG | 314 | 365575.5 | 0.37695 | 0.0020622 | EPA/CAMD | EPA/NEI | 1995
2019 | KY | Smith Generating Facility | 54 | SCT10 | GT | OP | CT | NG | 1065 | 585458.6 | 1.4664 | 0.0050096 | EPA/CAMD | EPA/NEI | 2009
2019 | KY | Smith Generating Facility | 54 | SCT2 | GT | OP | CT | NG | 305 | 342822.3 | 0.62234 | 0.0036307 | EPA/CAMD | EPA/NEI | 1995
2019 | KY | Smith Generating Facility | 54 | SCT3 | GT | OP | CT | NG | 281 | 315061.4 | 0.62631 | 0.0039758 | EPA/CAMD | EPA/NEI | 1995
2019 | KY | Smith Generating Facility | 54 | SCT4 | GT | OP | CT | NG | 772 | 534374.6 | 1.1866 | 0.0044409 | EPA/CAMD | EPA/NEI | 2001
2019 | KY | Smith Generating Facility | 54 | SCT5 | GT | OP | CT | NG | 815 | 536871.5 | 1.1163 | 0.0041585 | EPA/CAMD | EPA/NEI | 2001
2019 | KY | Smith Generating Facility | 54 | SCT6 | GT | OP | CT | NG | 759 | 498091.4 | 0.89562 | 0.0035962 | EPA/CAMD | EPA/NEI | 2005
2019 | KY | Smith Generating Facility | 54 | SCT7 | GT | OP | CT | NG | 803 | 538744.4 | 0.95663 | 0.0035513 | EPA/CAMD | EPA/NEI | 2005
2019 | KY | Smith Generating Facility | 54 | SCT9 | GT | OP | CT | NG | 1150 | 612858.3 | 1.5639 | 0.0051036 | EPA/CAMD | EPA/NEI | 2009
2019 | KY | Trimble County | 6071 | 1 | ST | OP | TANGENTIAL | BIT | 7503 | 29618730 | 465.0141 | 0.0314 | EPA/CAMD | EPA/NEI | 1990
2019 | KY | Trimble County | 6071 | 2 | ST | OP | WALL | BIT | 7014 | 42545820 | 9.8738 | 0.00046415 | EPA/CAMD | EPA/NEI | 2010
2019 | KY | Trimble County | 6071 | 5 | GT | OP | CT | NG | 2368 | 3220239 | 0.30592 | 0.00019 | EPA/CAMD | EPA/NEI | 2002
2019 | KY | Trimble County | 6071 | 6 | GT | OP | CT | NG | 782 | 1069165 | 0.10157 | 0.00019 | EPA/CAMD | EPA/NEI | 2002
2019 | KY | Trimble County | 6071 | 7 | GT | OP | CT | NG | 1423 | 1862617 | 4.5848 | 0.0049229 | EPA/CAMD | EPA/NEI | 2004
2019 | KY | Trimble County | 6071 | 8 | GT | OP | CT | NG | 617 | 829153.7 | 1.5 | 0.0036181 | EPA/CAMD | EPA/NEI | 2004
2019 | KY | Trimble County | 6071 | 9 | GT | OP | CT | NG | 1245 | 1655693 | 3.3848 | 0.0040887 | EPA/CAMD | EPA/NEI | 2004
2019 | KY | Trimble County | 6071 | 10 | GT | OP | CT | NG | 700 | 839019.8 | 1.3844 | 0.0032999 | EPA/CAMD | EPA/NEI | 2004
2019 | LA | A B Paterson | 1407 | 3 | ST | RE | NA | NG
2019 | LA | A B Paterson | 1407 | 4 | ST | RE | NA | NG
2019 | LA | A B Paterson | 1407 | 5 | GT | RE | NA | DFO
2019 | LA | ADA Carbon Solutions Red River | 57938 | GEN1 | ST | OP | NA | WH |  | 508153 |  | 0 | EIA Prime Mover-level Data | Estimated using an emission factor
2019 | LA | Agrilectric Power Partners Ltd | 10593 | BLR1 | ST | OP | NA | AB |  | 1382898 | 6.9283 | 0.01002 | EIA Unit-level Data | Estimated using an emission factor
2019 | LA | Agrilectric Power Partners Ltd | 10593 | GEN2 | ST | RE | NA | AB
2019 | LA | Alliance Refinery | 52031 | B01B3 | ST | OP | NA | PRG |  | 228398.3 | 6.5709 | 0.057539 | EIA Unit-level Data | NEI avg EF - PM, fuel type, firing type
2019 | LA | Alliance Refinery | 52031 | GEN1 | OT | OP | NA | PRG
2019 | LA | Axiall Plaquemine | 55051 | X773 | GT | OP | NA | NG |  | 6408559 | 17.5703 | 0.0054834 | EIA Prime Mover-level Data | NEI avg EF - PM, fuel type, firing type
2019 | LA | Axiall Plaquemine | 55051 | X774 | GT | OP | NA | NG |  | 6408559 | 17.5703 | 0.0054834 | EIA Prime Mover-level Data | NEI avg EF - PM, fuel type, firing type
2019 | LA | Axiall Plaquemine | 55051 | X775 | GT | OP | NA | NG |  | 6408559 | 17.5703 | 0.0054834 | EIA Prime Mover-level Data | NEI avg EF - PM, fuel type, firing type
2019 | LA | Buras | 1401 | 8 | GT | RE | NA | NG |  |  |  | 0.0054834
2019 | LA | Burnside Alumina Plant | 58200 | GEN1 | ST | OP | NA | NG |  |  |  | 0.0080534
2019 | LA | Burnside Alumina Plant | 58200 | GEN2 | ST | OP | NA | NG |  |  |  | 0.0080534
2019 | LA | Burnside Alumina Plant | 58200 | GEN3 | ST | OP | NA | NG |  |  |  | 0.0080534
2019 | LA | Chalmette Refining LLC | 50626 | GEN1 | OT | OP | NA | OTH |  | 5420786 | 1.1438 | 0.000422 | EIA Prime Mover-level Data | Estimated using an emission factor
2019 | LA | CII Carbon LLC | 54677 | TG-2 | ST | OP | NA | WH |  | 272191 |  | 0 | EIA Prime Mover-level Data | Estimated using an emission factor
2019 | LA | CII Carbon LLC | 54677 | TG-3 | ST | SB | NA | WH |  | 272191 |  | 0 | EIA Prime Mover-level Data | Estimated using an emission factor
2019 | LA | CITGO Refinery Powerhouse | 52175 | B1 | ST | OS | NA | PRG |  | 0 | 0 | 0.057539 | EIA Unit-level Data | NEI avg EF - PM, fuel type, firing type
2019 | LA | CITGO Refinery Powerhouse | 52175 | B1A | ST | OP | NA | PRG |  | 3590405 | 103.2942 | 0.057539 | EIA Unit-level Data | NEI avg EF - PM, fuel type, firing type
2019 | LA | CITGO Refinery Powerhouse | 52175 | B1B | ST | OP | NA | PRG |  | 3675335 | 105.7376 | 0.057539 | EIA Unit-level Data | NEI avg EF - PM, fuel type, firing type
2019 | LA | CITGO Refinery Powerhouse | 52175 | B1C | ST | OP | NA | PRG |  | 4777688 | 137.4518 | 0.057539 | EIA Unit-level Data | NEI avg EF - PM, fuel type, firing type
2019 | LA | CITGO Refinery Powerhouse | 52175 | B1D | ST | OP | NA | OG |  | 3146468 | 28.1792 | 0.017912 | EIA Unit-level Data | NEI avg EF - PM, fuel type, firing type
2019 | LA | D G Hunter | 6558 | 1 | ST | RE | NA | NG
2019 | LA | D G Hunter | 6558 | 2 | ST | RE | NA | NG
2019 | LA | D G Hunter | 6558 | 3 | ST | RE | WALL | NG
2019 | LA | D G Hunter | 6558 | 4 | ST | RE | WALL | NG
2019 | LA | D G Hunter | 6558 | 5 | IC | OP | NA | NG |  | 77706.14 | 0.016396 | 0.000422 | EIA Prime Mover-level Data | Estimated using an emission factor
2019 | LA | D G Hunter | 6558 | 6 | IC | OP | NA | NG |  | 77706.14 | 0.016396 | 0.000422 | EIA Prime Mover-level Data | Estimated using an emission factor
2019 | LA | D G Hunter | 6558 | 7 | IC | OP | NA | NG |  | 77706.14 | 0.016396 | 0.000422 | EIA Prime Mover-level Data | Estimated using an emission factor
2019 | LA | D G Hunter | 6558 | 8 | IC | OP | NA | NG |  | 77706.14 | 0.016396 | 0.000422 | EIA Prime Mover-level Data | Estimated using an emission factor
2019 | LA | D G Hunter | 6558 | 9 | IC | OP | NA | NG |  | 77706.14 | 0.016396 | 0.000422 | EIA Prime Mover-level Data | Estimated using an emission factor
2019 | LA | D G Hunter | 6558 | 10 | IC | OP | NA | NG |  | 77706.14 | 0.016396 | 0.000422 | EIA Prime Mover-level Data | Estimated using an emission factor
2019 | LA | D G Hunter | 6558 | 11 | IC | OP | NA | NG |  | 77706.14 | 0.016396 | 0.000422 | EIA Prime Mover-level Data | Estimated using an emission factor
2019 | LA | DeRidder Mill | 10488 | PB1 | ST | OP | NA | WDS |  | 5327256 | 60.7632 | 0.022812 | EIA Unit-level Data | NEI avg EF - PM, fuel type
2019 | LA | DeRidder Mill | 10488 | PB2 | ST | OP | NA | NG |  | 1351498 | 5.4414 | 0.0080524 | EIA Unit-level Data | NEI avg EF - PM, fuel type
2019 | LA | DeRidder Mill | 10488 | PB3 | ST | OP | NA | NG |  | 745938.6 | 3.0033 | 0.0080524 | EIA Unit-level Data | NEI avg EF - PM, fuel type
2019 | LA | DeRidder Mill | 10488 | PB4 | ST | OS | NA | WDS |  | 0 | 0 | 0.022812 | EIA Unit-level Data | NEI avg EF - PM, fuel type, firing type
2019 | LA | DeRidder Mill | 10488 | REC | ST | OP | NA | BLQ |  | 9628305 | 4.4916 | 0.000933 | EIA Unit-level Data | Estimated using an emission factor
2019 | LA | Domino Sugar Arabi Plant | 54512 | 1 | ST | OP | NA | NG |  | 352920.1 | 1.4209 | 0.0080524 | EIA Unit-level Data | NEI avg EF - PM, fuel type
2019 | LA | Domino Sugar Arabi Plant | 54512 | 2 | ST | OP | NA | NG |  | 271336.1 | 1.0925 | 0.0080524 | EIA Unit-level Data | NEI avg EF - PM, fuel type
2019 | LA | Domino Sugar Arabi Plant | 54512 | 3 | ST | OS | NA | NG |  | 0 | 0 | 0.0080524 | EIA Unit-level Data | NEI avg EF - PM, fuel type, firing type
2019 | LA | Domino Sugar Arabi Plant | 54512 | 4 | ST | OP | NA | NG |  | 263656.9 | 1.0615 | 0.0080524 | EIA Unit-level Data | NEI avg EF - PM, fuel type
2019 | LA | Domino Sugar Arabi Plant | 54512 | 5 | ST | OP | NA | NG |  | 268247.6 | 1.08 | 0.0080524 | EIA Unit-level Data | NEI avg EF - PM, fuel type
2019 | LA | Domino Sugar Arabi Plant | 54512 | 6 | ST | OP | NA | NG |  | 279349.7 | 1.1247 | 0.0080524 | EIA Unit-level Data | NEI avg EF - PM, fuel type
2019 | LA | Domino Sugar Arabi Plant | 54512 | 7 | ST | OP | NA | NG |  | 777408 | 3.13 | 0.0080524 | EIA Unit-level Data | NEI avg EF - PM, fuel type
2019 | LA | Dow St Charles Operations | 50152 | CGN1 | CT |  | NA | NG |  | 12802360 | 36.8479 | 0.0057564 | EIA Unit-level Data | NEI avg EF - PM, fuel type
2019 | LA | Dow St Charles Operations | 50152 | CGN2 | CT |  | NA | NG |  | 12556570 | 36.1405 | 0.0057564 | EIA Unit-level Data | NEI avg EF - PM, fuel type
2019 | LA | Dow St Charles Operations | 50152 | HRSGE | CA | OP | NA | OG |  | 1523189 | 0.32139 | 0.000422 | EIA Unit-level Data | NEI avg EF - PM, fuel type, firing type
2019 | LA | Dow St Charles Operations | 50152 | HRSGW | CA | OP | NA | OG |  | 1551740 | 0.32742 | 0.000422 | EIA Unit-level Data | Estimated using an emission factor
2019 | LA | Dow St Charles Operations | 50152 | IGT | CT | RE | NA | NG
2019 | LA | Enterprise Sugar Factory | 51008 | 1000 | ST | OP | NA | AB |  |  |  | 0.11637
2019 | LA | Enterprise Sugar Factory | 51008 | 2000 | ST | SB | NA | AB |  |  |  | 0.11637
2019 | LA | ExxonMobil Baton Rouge Turbine Generator | 10690 | CTG1 | GT | OP | NA | NG |  | 7608723 | 20.8608 | 0.0054834 | EIA Prime Mover-level Data | NEI avg EF - PM, fuel type, firing type
2019 | LA | ExxonMobil Garden City Gas Plant | 50728 | 1 | ST | RE | NA | NG
2019 | LA | ExxonMobil Garden City Gas Plant | 50728 | 2 | ST | RE | NA | NG
2019 | LA | ExxonMobil Garden City Gas Plant | 50728 | 3 | ST | RE | NA | NG
2019 | LA | ExxonMobil Garden City Gas Plant | 50728 | 4 | GT | RE | NA | NG
2019 | LA | ExxonMobil Garden City Gas Plant | 50728 | 5 | IC | RE | NA | NG
2019 | LA | Formosa Plastics | 54518 | GT1 | GT | RE | NA | NG
2019 | LA | Formosa Plastics | 54518 | GT2 | GT | SB | NA | NG |  | 1722374 | 4.7222 | 0.0054834 | EIA Prime Mover-level Data | NEI avg EF - PM, fuel type, firing type
2019 | LA | Formosa Plastics | 54518 | GT3 | GT | OP | NA | NG |  | 1758634 | 4.8216 | 0.0054834 | EIA Prime Mover-level Data | NEI avg EF - PM, fuel type, firing type
2019 | LA | Formosa Plastics | 54518 | HRSG1 | ST | RE | NA | NG |  | 0 |  |  | EIA Unit-level Data
2019 | LA | Formosa Plastics | 54518 | HRSG2 | ST | OP | NA | NG |  | 7974.301 | 0.032106 | 0.0080524 | EIA Unit-level Data | NEI avg EF - PM, fuel type
2019 | LA | Formosa Plastics | 54518 | HRSG3 | ST | OP | NA | NG |  | 746057.1 | 3.0038 | 0.0080524 | EIA Unit-level Data | NEI avg EF - PM, fuel type
2019 | LA | Formosa Plastics | 54518 | RE | ST | RE | NA | NG |  | 0 |  |  | EIA Unit-level Data
2019 | LA | Franklin (LA) | 1435 | GT1 | GT | RE | NA | NG
2019 | LA | Gaylord Container Bogalusa | 54427 | 12 | ST | OP | NA | WDS |  | 5745229 | 65.5307 | 0.022812 | EIA Unit-level Data | NEI avg EF - PM, fuel type
2019 | LA | Gaylord Container Bogalusa | 54427 | 20 | ST | OP | NA | BLQ |  | 4026546 | 0.31306 | 0.0001555 | EIA Unit-level Data | Estimated using an emission factor
2019 | LA | Gaylord Container Bogalusa | 54427 | 21 | ST | OP | NA | BLQ |  | 5700659 | 0.44323 | 0.0001555 | EIA Unit-level Data | Estimated using an emission factor
2019 | LA | Gaylord Container Bogalusa | 54427 | 10C | ST | OP | NA | WDS |  | 2548903 | 29.073 | 0.022812 | EIA Unit-level Data | NEI avg EF - PM, fuel type
2019 | LA | Geismar | 10319 | GEN1 | GT | OP | NA | NG |  | 3585067 | 9.8292 | 0.0054834 | EIA Prime Mover-level Data | NEI avg EF - PM, fuel type, firing type
2019 | LA | Geismar | 10319 | GEN2 | GT | OP | NA | NG |  | 4137388 | 11.3435 | 0.0054834 | EIA Prime Mover-level Data | NEI avg EF - PM, fuel type, firing type
2019 | LA | Geismar | 10319 | HRSG | ST | OP | NA |  |  | 1696357 |  |  | EIA Unit-level Data
2019 | LA | Geismar Cogen | 56787 | GTG | GT | OP | NA | NG |  | 5968970 | 16.3651 | 0.0054834 | EIA Prime Mover-level Data | NEI avg EF - PM, fuel type, firing type
2019 | LA | Georgia-Pacific Port Hudson | 10612 | PB5 | ST | OP | WALL |  |  | 3844281 |  |  | EIA Unit-level Data
2019 | LA | Georgia-Pacific Port Hudson | 10612 | PB6 | ST | RE | WALL |  |  | 665718.8 |  |  | EIA Unit-level Data
2019 | LA | Georgia-Pacific Port Hudson | 10612 | RB1 | ST | RE | WALL |  |  | 730047.6 |  |  | EIA Unit-level Data
2019 | LA | Georgia-Pacific Port Hudson | 10612 | RB2 | ST | RE | WALL |  |  | 1241675 |  |  | EIA Unit-level Data
2019 | LA | Gramercy Holdings LLC | 50846 | GT1 | GT | RE | NA | NG
2019 | LA | Gramercy Holdings LLC | 50846 | GT2 | GT | RE | NA | NG
2019 | LA | Gramercy Holdings LLC | 50846 | GT3 | GT | OP | NA | NG |  | 1086455 | 2.9787 | 0.0054834 | EIA Prime Mover-level Data | NEI avg EF - PM, fuel type, firing type
2019 | LA | Gramercy Holdings LLC | 50846 | GT4 | GT | OA | NA | NG |  | 1677216 | 4.5984 | 0.0054834 | EIA Prime Mover-level Data | NEI avg EF - PM, fuel type, firing type
2019 | LA | Gramercy Holdings LLC | 50846 | PB1 | ST | OP | NA | NG |  | 2406987 | 9.6911 | 0.0080524 | EIA Unit-level Data | NEI avg EF - PM, fuel type
2019 | LA | Gramercy Holdings LLC | 50846 | PB2 | ST | OP | NA | NG |  | 2436819 | 9.8112 | 0.0080524 | EIA Unit-level Data | NEI avg EF - PM, fuel type
2019 | LA | Gramercy Holdings LLC | 50846 | PB3 | ST | OP | NA | NG |  | 2394294 | 9.64 | 0.0080524 | EIA Unit-level Data | NEI avg EF - PM, fuel type
2019 | LA | Gramercy Holdings LLC | 50846 | PB4 | ST | OP | NA | NG |  | 2440334 | 9.8253 | 0.0080524 | EIA Unit-level Data | NEI avg EF - PM, fuel type
2019 | LA | Grand Isle Gas Plant / Treating Station | 54927 | 1 | IC | OP | NA | NG |  | 19314.67 | 0.0040744 | 0.0004219 | EIA Prime Mover-level Data | NEI avg EF - PM, fuel type, firing type
2019 | LA | Grand Isle Gas Plant / Treating Station | 54927 | 2 | IC | OP | NA | NG |  | 19314.67 | 0.0040744 | 0.0004219 | EIA Prime Mover-level Data | NEI avg EF - PM, fuel type, firing type
2019 | LA | Grand Isle Gas Plant / Treating Station | 54927 | 3 | IC | OP | NA | NG |  | 19314.67 | 0.0040744 | 0.0004219 | EIA Prime Mover-level Data | NEI avg EF - PM, fuel type, firing type
2019 | LA | International Paper Red River Mill | 58108 | 2 HFB | ST | OP | NA | WDS |  | 5726174 | 65.3133 | 0.022812 | EIA Unit-level Data | NEI avg EF - PM, fuel type, firing type
2019 | LA | International Paper Red River Mill | 58108 | 3 RB | ST | OP | NA | BLQ |  | 7461229 | 116.0221 | 0.0311 | EIA Unit-level Data | Estimated using an emission factor
2019 | LA | Iris Solar LLC | 63128 | ISLLC | PV | L | NA | SUN
2019 | LA | LA3 West Baton Rouge Solar Facility | 61646 | LA3WB | PV | U | NA | SUN
2019 | LA | Lake Charles Plant | 58310 | G-1 | ST | OP | NA | WH |  | 1739477 |  | 0 | EIA Prime Mover-level Data | Estimated using an emission factor
2019 | LA | Lake Charles Polymers | 57884 | G-900 | GT | OP | NA | NG |  | 1226597 | 3.363 | 0.0054834 | EIA Prime Mover-level Data | NEI avg EF - PM, fuel type, firing type
2019 | LA | Lake Charles Polymers | 57884 | G-901 | IC | OP | NA | NG |  | 279740 | 0.059025 | 0.000422 | EIA Prime Mover-level Data | Estimated using an emission factor
2019 | LA | Lake Charles Polymers | 57884 | G-902 | IC | OP | NA | NG |  | 279740 | 0.059025 | 0.000422 | EIA Prime Mover-level Data | Estimated using an emission factor
2019 | LA | Lake Charles Power | 60927 | 1A | CT | V | NA | NG
2019 | LA | Lake Charles Power | 60927 | 1B | CT | V | NA | NG
2019 | LA | Lake Charles Power | 60927 | 1C | CA | V | NA | NG
2019 | LA | LaO Energy Systems | 52006 | GEN5 | CT |  | NA | NG |  | 3345722 | 9.6297 | 0.0057564 | EIA Unit-level Data | NEI avg EF - PM, fuel type
2019 | LA | LaO Energy Systems | 52006 | GEN6 | CT |  | NA | NG |  | 3409208 | 9.8124 | 0.0057564 | EIA Unit-level Data | NEI avg EF - PM, fuel type
2019 | LA | LaO Energy Systems | 52006 | GEN7 | CT | RE | NA | NG
2019 | LA | LaO Energy Systems | 52006 | GEN8 | CT | RE | NA | NG
2019 | LA | LaO Energy Systems | 52006 | HRU100 | CA | OP | DUCTBURNER | OG |  | 830468.5 | 0.17523 | 0.000422 | EIA Unit-level Data | Estimated using an emission factor
2019 | LA | LaO Energy Systems | 52006 | HRU200 | CA | OP | DUCTBURNER | OG |  | 1020776 | 0.21538 | 0.000422 | EIA Unit-level Data | Estimated using an emission factor
2019 | LA | Louis Doc Bonin | 1443 | 1 | ST | RE | WALL | NG
2019 | LA | Louis Doc Bonin | 1443 | 2 | ST | RE | TANGENTIAL | NG
2019 | LA | Louis Doc Bonin | 1443 | 3 | ST | RE | WALL | NG
2019 | LA | Louisiana 2 | 1392 | 10 | ST | OS | WALL | NG |  |  |  | 0.0080534
2019 | LA | Louisiana 2 | 1392 | 11 | ST | OS | WALL | NG |  |  |  | 0.0080534
2019 | LA | Louisiana 2 | 1392 | 12 | ST | OS | WALL | NG |  |  |  | 0.0080534
2019 | LA | Louisiana Sugar Refining | 10301 | GEN1 | ST | RE | NA | NG
2019 | LA | Louisiana Sugar Refining | 10301 | GEN2 | ST | OP | NA | NG |  | 1064877 | 4.2874 | 0.0080524 | EIA Prime Mover-level Data | NEI avg EF - PM, fuel type
2019 | LA | Louisiana Sugar Refining | 10301 | GEN3 | ST | SB | NA | NG |  |  |  | 0.0080534
2019 | LA | Louisiana Sugar Refining | 10301 | GEN4 | ST | OP | NA | NG |  | 1064877 | 4.2874 | 0.0080524 | EIA Prime Mover-level Data | NEI avg EF - PM, fuel type
2019 | LA | Louisiana Tech University Power Plant | 54240 | TG1 | ST | RE | NA | NG
2019 | LA | Louisiana Tech University Power Plant | 54240 | TG2 | ST | RE | NA | NG
2019 | LA | Louisiana Tech University Power Plant | 54240 | TG3 | GT | OP | NA | NG |  | 658865 | 1.8064 | 0.0054834 | EIA Prime Mover-level Data | NEI avg EF - PM, fuel type, firing type
2019 | LA | LSU Cogen | 58428 | 1-02 | GT | OP | NA | NG |  | 1425748 | 3.909 | 0.0054834 | EIA Prime Mover-level Data | NEI avg EF - PM, fuel type, firing type
2019 | LA | Mansfield Mill | 54091 | GEN4 | GT | RE | NA | NG |  | 679669.6 | 1.8634 | 0.0054834 | EIA Prime Mover-level Data | NEI avg EF - PM, fuel type, firing type
2019 | LA | Mansfield Mill | 54091 | GEN5 | GT | OP | NA | NG |  | 1685581 | 4.6214 | 0.0054834 | EIA Prime Mover-level Data | NEI avg EF - PM, fuel type, firing type
2019 | LA | Mansfield Mill | 54091 | HRSG | ST | OP | DUCTBURNER | NG |  | 612312.5 | 2.4653 | 0.0080524 | EIA Unit-level Data | NEI avg EF - PM, fuel type
2019 | LA | Mansfield Mill | 54091 | PB1 | ST | OP | WALL | WDS |  | 973802.6 | 11.1073 | 0.022812 | EIA Unit-level Data | NEI avg EF - PM, fuel type
2019 | LA | Mansfield Mill | 54091 | PB2 | ST | OP | WALL | WDS |  | 952757.9 | 10.8673 | 0.022812 | EIA Unit-level Data | NEI avg EF - PM, fuel type
2019 | LA | Mansfield Mill | 54091 | RB1 | ST | OP | WALL | BLQ |  | 1326914 | 0.10317 | 0.0001555 | EIA Unit-level Data | Estimated using an emission factor
2019 | LA | Mansfield Mill | 54091 | RB2 | ST | OP | WALL | BLQ |  | 1294239 | 0.10063 | 0.0001555 | EIA Unit-level Data | Estimated using an emission factor
2019 | LA | Michoud | 1409 | 1 | ST | RE | WALL | NG
2019 | LA | Michoud | 1409 | 2 | ST | RE | WALL | NG
2019 | LA | Michoud | 1409 | 3 | ST | RE | WALL | NG
2019 | LA | Monroe (LA) | 1448 | 10 | ST | RE | WALL | NG
2019 | LA | Monroe (LA) | 1448 | 11 | ST | RE | WALL | NG
2019 | LA | Monroe (LA) | 1448 | 12 | ST | RE | WALL | NG
2019 | LA | Morgan City | 1449 | 1 | ST | RE | NA | NG
2019 | LA | Morgan City | 1449 | 2 | ST | RE | NA | NG
2019 | LA | Morgan City | 1449 | 3 | ST | RE | NA | NG
2019 | LA | Morgan City | 1449 | 4 | ST | RE | NA | NG
2019 | LA | Mosaic Phosphates Uncle Sam | 10198 | GEN1 | ST | RE | NA | OTH
2019 | LA | Mosaic Phosphates Uncle Sam | 10198 | GEN2 | ST | OP | NA | WH |  | 0 |  |  | EIA Prime Mover-level Data
2019 | LA | Mosaic Phosphates Uncle Sam | 10198 | GEN3 | ST | OP | NA | WH |  | 0 |  |  | EIA Prime Mover-level Data
2019 | LA | Neptune Gas Processing Plant | 56139 | NPCG | OT | OP | NA | OTH |  | 2447368 | 0.51639 | 0.000422 | EIA Prime Mover-level Data | Estimated using an emission factor
2019 | LA | New Orleans | 10639 | GEN1 | GT | RE | NA | NG
2019 | LA | New Orleans | 10639 | GEN2 | ST | RE | NA | NG
2019 | LA | New Orleans Power | 60928 | 1 | GT | V | NA | NG
2019 | LA | New Orleans Solar Power Plant | 61647 | NOSPB | BA | OP | NA | MWH
2019 | LA | New Orleans Solar Power Plant | 61647 | NOSPS | PV | OP | NA | SUN |  | 13409 |  | 0 | EIA Prime Mover-level Data | Estimated using an emission factor
2019 | LA | New Roads | 1453 | 1 | IC | OP | NA | NG |  |  |  | 0.0004219
2019 | LA | New Roads | 1453 | 2 | IC | OP | NA | NG |  |  |  | 0.0004219
2019 | LA | New Roads | 1453 | 3 | IC | OP | NA | NG |  |  |  | 0.0004219
2019 | LA | New Roads | 1453 | 4 | IC | OP | NA | NG |  |  |  | 0.0004219
2019 | LA | New Roads | 1453 | 5 | IC | OP | NA | NG |  |  |  | 0.0004219
2019 | LA | New Roads | 1453 | 6 | IC | OP | NA | NG |  |  |  | 0.0004219
2019 | LA | NRG Sterlington Power | 55099 | 01 | GT | OP | NA | NG |  | 5701.199 | 0.015631 | 0.0054834 | EIA Prime Mover-level Data | NEI avg EF - PM, fuel type, firing type
2019 | LA | NRG Sterlington Power | 55099 | 02 | GT | OS | NA | NG |  | 5701.199 | 0.015631 | 0.0054834 | EIA Prime Mover-level Data | NEI avg EF - PM, fuel type, firing type
2019 | LA | NRG Sterlington Power | 55099 | 03 | GT | OS | NA | NG |  | 5701.199 | 0.015631 | 0.0054834 | EIA Prime Mover-level Data | NEI avg EF - PM, fuel type, firing type
2019 | LA | NRG Sterlington Power | 55099 | 04 | GT | OP | NA | NG |  | 5701.199 | 0.015631 | 0.0054834 | EIA Prime Mover-level Data | NEI avg EF - PM, fuel type, firing type
2019 | LA | NRG Sterlington Power | 55099 | 06 | GT | OP | NA | NG |  | 4971.446 | 0.01363 | 0.0054834 | EIA Prime Mover-level Data | NEI avg EF - PM, fuel type, firing type
2019 | LA | NRG Sterlington Power | 55099 | 07 | GT | OP | NA | NG |  | 6544.977 | 0.017944 | 0.0054834 | EIA Prime Mover-level Data | NEI avg EF - PM, fuel type, firing type
2019 | LA | NRG Sterlington Power | 55099 | 08 | GT | OS | NA | NG |  | 5701.199 | 0.015631 | 0.0054834 | EIA Prime Mover-level Data | NEI avg EF - PM, fuel type, firing type
2019 | LA | NRG Sterlington Power | 55099 | 09 | GT | OP | NA | NG |  | 3876.815 | 0.010629 | 0.0054834 | EIA Prime Mover-level Data | NEI avg EF - PM, fuel type, firing type
2019 | LA | NRG Sterlington Power | 55099 | 10 | GT | OP | NA | NG |  | 3648.767 | 0.010004 | 0.0054834 | EIA Prime Mover-level Data | NEI avg EF - PM, fuel type, firing type
2019 | LA | Oak Point Cogen | 55857 | 5121 | GT | OP | NA | NG |  | 373562.4 | 1.0242 | 0.0054834 | EIA Prime Mover-level Data | NEI avg EF - PM, fuel type, firing type
2019 | LA | Oak Point Cogen | 55857 | 5131 | GT | OP | NA | NG |  | 373562.4 | 1.0242 | 0.0054834 | EIA Prime Mover-level Data | NEI avg EF - PM, fuel type, firing type
2019 | LA | Oak Point Cogen | 55857 | 5141 | GT | OP | NA | NG |  | 373562.4 | 1.0242 | 0.0054834 | EIA Prime Mover-level Data | NEI avg EF - PM, fuel type, firing type
2019 | LA | Oak Point Cogen | 55857 | 5151 | GT | OP | NA | NG |  | 373562.4 | 1.0242 | 0.0054834 | EIA Prime Mover-level Data | NEI avg EF - PM, fuel type, firing type
2019 | LA | Oak Point Cogen | 55857 | 5161 | GT | OP | NA | NG |  | 373562.4 | 1.0242 | 0.0054834 | EIA Prime Mover-level Data | NEI avg EF - PM, fuel type, firing type
2019 | LA | Overton Hydroelectric Project | 62391 | NA1 | HY | P | NA | WAT
2019 | LA | Overton Hydroelectric Project | 62391 | NA2 | HY | P | NA | WAT
2019 | LA | Overton Hydroelectric Project | 62391 | NA3 | HY | P | NA | WAT
2019 | LA | Overton Hydroelectric Project | 62391 | NA4 | HY | P | NA | WAT
2019 | LA | Overton Hydroelectric Project | 62391 | NA5 | HY | P | NA | WAT
2019 | LA | Overton Hydroelectric Project | 62391 | NA6 | HY | P | NA | WAT
2019 | LA | PCS Nitrogen Fertilizer LP | 50341 | GEN1 | GT | RE | NA | NG
2019 | LA | PCS Nitrogen Fertilizer LP | 50341 | GEN2 | ST | OS | NA | WH
2019 | LA | PCS Nitrogen Fertilizer LP | 50341 | GEN3 | IC | SB | NA | DFO |  |  |  | 0.30942
2019 | LA | PCS Nitrogen Fertilizer LP | 50341 | GEN4 | IC | SB | NA | DFO |  |  |  | 0.30942
2019 | LA | Plant 31 Paper Mill | 50028 | 1FW | ST | OP | NA | NG |  | 552833.4 | 2.2258 | 0.0080524 | EIA Unit-level Data | NEI avg EF - PM, fuel type
2019 | LA | Plant 31 Paper Mill | 50028 | 1HP | ST | OP | NA | WDS |  | 4485483 | 51.1619 | 0.022812 | EIA Unit-level Data | NEI avg EF - PM, fuel type
2019 | LA | Plant 31 Paper Mill | 50028 | 2FW | ST | RE | NA | WDS |  | 0 |  |  | EIA Unit-level Data
2019 | LA | Plant 31 Paper Mill | 50028 | 4BW | ST | OP | NA | BLQ |  | 5032647 | 0.5478 | 0.0002177 | EIA Unit-level Data | Estimated using an emission factor
2019 | LA | Plant 31 Paper Mill | 50028 | 5CE | ST | OP | NA | BLQ |  | 4184715 | 0.45551 | 0.0002177 | EIA Unit-level Data | Estimated using an emission factor
2019 | LA | Plant 31 Paper Mill | 50028 | GEN7 | GT | OP | NA | NG |  | 2735951 | 7.5011 | 0.0054834 | EIA Prime Mover-level Data | NEI avg EF - PM, fuel type, firing type
2019 | LA | Plant 31 Paper Mill | 50028 | HRSG | ST | OP | NA | NG |  | 2736204 | 11.0166 | 0.0080524 | EIA Unit-level Data | NEI avg EF - PM, fuel type
2019 | LA | Plaquemine | 1455 | 1 | ST | RE | NA | NG
2019 | LA | Plaquemine | 1455 | 2 | ST | RE | NA | NG
2019 | LA | Plaquemine Operations | 52005 | GEN1 | CS | RE | NA | NG
2019 | LA | Plaquemine Operations | 52005 | GEN2 | CS | RE | NA | NG
2019 | LA | Port Allen (LA) | 50389 | GEN1 | GT | OP | NA | NG |  | 342903.5 | 0.94014 | 0.0054834 | EIA Prime Mover-level Data | NEI avg EF - PM, fuel type, firing type
2019 | LA | Port Allen (LA) | 50389 | GEN2 | GT | OP | NA | NG |  | 342903.5 | 0.94014 | 0.0054834 | EIA Prime Mover-level Data | NEI avg EF - PM, fuel type, firing type
2019 | LA | PPG Plant C Caustic | 50490 | TE | ST | OP | NA | NG |  | 47600 | 0.19165 | 0.0080524 | EIA Prime Mover-level Data | NEI avg EF - PM, fuel type
2019 | LA | PPG Powerhouse A | 50487 | A1 | ST | OS | NA | PUR
2019 | LA | PPG Powerhouse A | 50487 | A2 | ST | OS | NA | PUR
2019 | LA | PPG Powerhouse A | 50487 | A4 | ST | OS | NA | PUR
2019 | LA | PPG Powerhouse A | 50487 | A7 | ST | OS | NA | PUR
2019 | LA | PPG Powerhouse A | 50487 | A9 | ST | OS | NA | PUR
2019 | LA | PPG Powerhouse C | 50489 | C1 | ST | OP | TANGENTIAL | NG |  | 2991078 | 14.0545 | 0.0093976 | EIA Unit-level Data | NEI avg EF - PM, fuel type, firing type
2019 | LA | PPG Powerhouse C | 50489 | C2 | ST | OP | TANGENTIAL | NG |  | 3020583 | 14.1931 | 0.0093976 | EIA Unit-level Data | NEI avg EF - PM, fuel type, firing type
2019 | LA | PPG Powerhouse C | 50489 | C4 | ST | OP | NA | OG |  | 0 | 0 | 0.017912 | EIA Unit-level Data | NEI avg EF - PM, fuel type, firing type
2019 | LA | PPG Powerhouse C | 50489 | C5 | ST | OP | NA | OG |  | 0 | 0 | 0.017912 | EIA Unit-level Data | NEI avg EF - PM, fuel type, firing type
2019 | LA | PPG Riverside | 50488 | GEN1 | ST | OS | NA | PUR |  | 333920.5 |  | 0 | EIA Prime Mover-level Data | Estimated using an emission factor
2019 | LA | PPG Riverside | 50488 | GEN2 | ST | OP | NA | PUR |  | 429326.4 |  | 0 | EIA Prime Mover-level Data | Estimated using an emission factor
2019 | LA | PPG Riverside | 50488 | GEN3 | ST | OP | NA | PUR |  | 782328.1 |  | 0 | EIA Prime Mover-level Data | Estimated using an emission factor
2019 | LA | Rayne | 1456 | 8 | IC | OS | NA | DFO |  |  |  | 0.30942
2019 | LA | Rayne | 1456 | 9 | IC | OP | NA | DFO |  |  |  | 0.30942
2019 | LA | River Bend | 6462 | 1 | ST | OP | NA | NUC |  | 67124720 |  | 0 | EIA Prime Mover-level Data | Estimated using an emission factor
2019 | LA | Rodemacher | 1445 | 3 | ST | RE | NA | NG
2019 | LA | Rodemacher | 1445 | 4 | ST | RE | NA | NG
2019 | LA | Shell Chemical | 56248 | 101G | GT | OP | NA | NG |  | 3598172 | 9.8651 | 0.0054834 | EIA Prime Mover-level Data | NEI avg EF - PM, fuel type, firing type
2019 | LA | Shell Chemical | 56248 | 201G | GT | OP | NA | NG |  | 3598172 | 9.8651 | 0.0054834 | EIA Prime Mover-level Data | NEI avg EF - PM, fuel type, firing type
2019 | LA | Sidney A Murray Jr Hydroelectric | 54678 | 01 | HY | OP | NA | WAT |  | 1519984 |  | 1.5381e-07 | EIA Prime Mover-level Data | NEI avg EF - PM, fuel type, firing type
2019 | LA | Sidney A Murray Jr Hydroelectric | 54678 | 02 | HY | OP | NA | WAT |  | 1519984 |  | 1.5381e-07 | EIA Prime Mover-level Data | NEI avg EF - PM, fuel type, firing type
2019 | LA | Sidney A Murray Jr Hydroelectric | 54678 | 03 | HY | OP | NA | WAT |  | 1519984 |  | 1.5381e-07 | EIA Prime Mover-level Data | NEI avg EF - PM, fuel type, firing type
2019 | LA | Sidney A Murray Jr Hydroelectric | 54678 | 04 | HY | OP | NA | WAT |  | 1519984 |  | 1.5381e-07 | EIA Prime Mover-level Data | NEI avg EF - PM, fuel type, firing type
2019 | LA | Sidney A Murray Jr Hydroelectric | 54678 | 05 | HY | OP | NA | WAT |  | 1519984 |  | 1.5381e-07 | EIA Prime Mover-level Data | NEI avg EF - PM, fuel type, firing type
2019 | LA | Sidney A Murray Jr Hydroelectric | 54678 | 06 | HY | OP | NA | WAT |  | 1519984 |  | 1.5381e-07 | EIA Prime Mover-level Data | NEI avg EF - PM, fuel type, firing type
2019 | LA | Sidney A Murray Jr Hydroelectric | 54678 | 07 | HY | OP | NA | WAT |  | 1519984 |  | 1.5381e-07 | EIA Prime Mover-level Data | NEI avg EF - PM, fuel type, firing type
2019 | LA | Sidney A Murray Jr Hydroelectric | 54678 | 08 | HY | OP | NA | WAT |  | 1519984 |  | 1.5381e-07 | EIA Prime Mover-level Data | NEI avg EF - PM, fuel type, firing type
2019 | LA | St Francisville Mill | 10697 | GEN1 | GT | RE | NA | NG
2019 | LA | St Francisville Mill | 10697 | PB | ST | OP | NA | NG |  | 1114042 | 4.4854 | 0.0080524 | EIA Unit-level Data | NEI avg EF - PM, fuel type, firing type
2019 | LA | St Francisville Mill | 10697 | RB | ST | OP | NA | BLQ |  | 3735689 | 58.09 | 0.0311 | EIA Unit-level Data | Estimated using an emission factor
2019 | LA | St. James Solar (LA) | 62854 | SJS | PV | L | NA | SUN
2019 | LA | St. Mary Clean Energy Center | 60610 | 1 | OT | OP | NA | WH |  | 754427 |  | 0 | EIA Prime Mover-level Data | Estimated using an emission factor
2019 | LA | Stingray Facility | 54531 | 1S72 | GT | RE | NA | NG |  |  |  | 0.0054834
2019 | LA | Thibodaux | 6706 | 9 | ST | RE | NA | NG
2019 | LA | Toca Plant | 54705 | EG-1 | IC | RE | NA | NG
2019 | LA | Toca Plant | 54705 | EG2A | IC | RE | NA | NG
2019 | LA | Toca Plant | 54705 | EG-3 | IC | RE | NA | NG
2019 | LA | Toca Plant | 54705 | EG-4 | IC | RE | NA | NG
2019 | LA | Washington Parish Energy Center | 55486 | CTG01 | GT | U | NA | NG
2019 | LA | Washington Parish Energy Center | 55486 | CTG02 | GT | U | NA | NG
2019 | LA | Washington Parish Energy Center | 55486 | CTG1 | GT | CN | NA | NG
2019 | LA | Washington Parish Energy Center | 55486 | CTG2 | GT | CN | NA | NG
2019 | LA | Washington Parish Energy Center | 55486 | ST1 | CA | CN | NA | NG
2019 | LA | Waterford 3 | 4270 | 3 | ST | OP | NA | NUC |  | 78970190 |  | 0 | EIA Prime Mover-level Data | Estimated using an emission factor
2019 | LA | Westrock Hodge (LA) | 50810 | 2RB | ST | OP | NA | BLQ |  | 7109662 | 1.1056 | 0.000311 | EIA Unit-level Data | Estimated using an emission factor
2019 | LA | Westrock Hodge (LA) | 50810 | 3RB | ST | OP | NA | BLQ |  | 3664082 | 0.56976 | 0.000311 | EIA Unit-level Data | Estimated using an emission factor
2019 | LA | Westrock Hodge (LA) | 50810 | CB | ST | OP | NA | WDS |  | 4820767 | 54.9861 | 0.022812 | EIA Unit-level Data | NEI avg EF - PM, fuel type
2019 | LA | Westrock Hodge (LA) | 50810 | PB | ST | OP | NA | NG |  | 3379972 | 13.6085 | 0.0080524 | EIA Unit-level Data | NEI avg EF - PM, fuel type
2019 | LA | Willow Glen | 1394 | 1 | ST | RE | TANGENTIAL | NG
2019 | LA | Willow Glen | 1394 | 2 | ST | RE | TANGENTIAL | NG
2019 | LA | Willow Glen | 1394 | 3 | ST | RE | WALL | NG
2019 | LA | Willow Glen | 1394 | 4 | ST | RE | WALL | NG
2019 | LA | Willow Glen | 1394 | 5 | ST | RE | TANGENTIAL | NG
2019 | LA | Acadia Power Station | 55173 | CT1 | CT | OP | CC | NG | 7719 | 12105460 | 16.191 | 0.002675 | EPA/CAMD | EPA/NEI | 2002
2019 | LA | Acadia Power Station | 55173 | CT2 | CT | OP | CC | NG | 7633 | 11691890 | 15.6214 | 0.0026722 | EPA/CAMD | EPA/NEI | 2002
2019 | LA | Acadia Power Station | 55173 | CT3 | CT | OP | CC | NG | 3830 | 6361307 | 8.6819 | 0.0027296 | EPA/CAMD | EPA/NEI | 2002
2019 | LA | Acadia Power Station | 55173 | CT4 | CT | OP | CC | NG | 3906 | 6355156 | 8.5278 | 0.0026837 | EPA/CAMD | EPA/NEI | 2002
2019 | LA | Arsenal Hill Power Plant | 1416 | 5A | ST | OP | TANGENTIAL | NG | 1806 | 945429.5 | 3.5838 | 0.0075813 | EPA/CAMD | EPA/NEI | 1960
2019 | LA | Arsenal Hill Power Plant | 1416 | CTG-6A | CT | OP | CC | NG | 5594 | 8743335 | 28.8244 | 0.0065935 | EPA/CAMD | EPA/NEI | 2010
2019 | LA | Arsenal Hill Power Plant | 1416 | CTG-6B | CT | OP | CC | NG | 5542 | 8650113 | 28.5076 | 0.0065913 | EPA/CAMD | EPA/NEI | 2010
2019 | LA | Bayou Cove Peaking Power Plant | 55433 | CTG-1 | GT | OP | CT | NG | 753 | 468773.9 | 1.3947 | 0.0059505 | EPA/CAMD | EPA/NEI | 2002
2019 | LA | Bayou Cove Peaking Power Plant | 55433 | CTG-2 | GT | OP | CT | NG | 449 | 247289.4 | 0.69897 | 0.0056531 | EPA/CAMD | EPA/NEI | 2002
2019 | LA | Bayou Cove Peaking Power Plant | 55433 | CTG-3 | GT | OP | CT | NG | 495 | 284070 | 0.92982 | 0.0065464 | EPA/CAMD | EPA/NEI | 2002
2019 | LA | Bayou Cove Peaking Power Plant | 55433 | CTG-4 | GT | OP | CT | NG | 250 | 153642.1 | 0.44074 | 0.0057372 | EPA/CAMD | EPA/NEI | 2002
2019 | LA | Big Cajun 1 | 1464 | 1B1 | ST | OP | WALL | NG | 1129 | 527244.2 | 5.605 | 0.021261 | EPA/CAMD | EPA/NEI | 1972
2019 | LA | Big Cajun 1 | 1464 | 1B2 | ST | OP | WALL | NG | 1061 | 479725.8 | 5.0462 | 0.021038 | EPA/CAMD | EPA/NEI | 1972
2019 | LA | Big Cajun 1 | 1464 | CTG1 | GT | OP | CT | NG | 347 | 307858.8 | 0.051539 | 0.00033482 | EPA/CAMD | EPA/NEI | 2001
2019 | LA | Big Cajun 1 | 1464 | CTG2 | GT | OP | CT | NG | 358 | 319527.8 | 0.056966 | 0.00035657 | EPA/CAMD | EPA/NEI | 2001
2019 | LA | Big Cajun 2 | 6055 | 2B1 | ST | OP | WALL | SUB | 1682 | 3493174 | 1.8116 | 0.0010372 | EPA/CAMD | EPA/NEI | 1980
2019 | LA | Big Cajun 2 | 6055 | 2B2 | ST | OP | WALL | NG | 4510 | 15585710 | 14.1738 | 0.0018188 | EPA/CAMD | EPA/NEI | 1981
2019 | LA | Big Cajun 2 | 6055 | 2B3 | ST | OP | WALL | SUB | 5457 | 18285410 | 18.8542 | 0.0020622 | EPA/CAMD | EPA/NEI | 1984
2019 | LA | Brame Energy Center | 6190 | 1 | ST | OP | WALL | NG | 3607 | 5937924 | 22.5635 | 0.0075998 | EPA/CAMD | EPA/NEI | 1972
2019 | LA | Brame Energy Center | 6190 | 2 | ST | OP | WALL | SUB | 8058 | 24889490 | 164.3733 | 0.013208 | EPA/CAMD | EPA/NEI | 1975
2019 | LA | Brame Energy Center | 6190 | 3-1 | ST | OP | FLUIDIZED | PC | 5791 | 15540560 | 21.2339 | 0.0027327 | EPA/CAMD | EPA/NEI | 2009
2019 | LA | Brame Energy Center | 6190 | 3-2 | ST | OP | FLUIDIZED | PC | 4969 | 12724160 | 24.3196 | 0.0038226 | EPA/CAMD | EPA/NEI | 2009
2019 | LA | Calcasieu Plant | 55165 | GTG1 | GT | OP | CT | NG | 454 | 657092.6 | 3.3051 | 0.01006 | EPA/CAMD | EPA/NEI | 2000
2019 | LA | Calcasieu Plant | 55165 | GTG2 | GT | OP | CT | NG | 426 | 656605.2 | 3.2153 | 0.0097938 | EPA/CAMD | EPA/NEI | 2001
2019 | LA | Carville Energy Center | 55404 | COG01 | CT | OP | CC | NG | 8144 | 14667880 | 43.8913 | 0.0059847 | EPA/CAMD | EPA/NEI | 2003
2019 | LA | Carville Energy Center | 55404 | COG02 | CT | OP | CC | NG | 5800 | 10070010 | 26.486 | 0.0052604 | EPA/CAMD | EPA/NEI | 2003
2019 | LA | Coughlin Power Station | 1396 | 6-1 | CT | OP | CC | NG | 7124 | 10486440 | 14.2694 | 0.0027215 | EPA/CAMD | EPA/NEI | 2000
2019 | LA | Coughlin Power Station | 1396 | 7-1 | CT | OP | CC | NG | 6416 | 9127195 | 6.8889 | 0.0015095 | EPA/CAMD | EPA/NEI | 2000
2019 | LA | Coughlin Power Station | 1396 | 7-2 | CT | OP | CC | NG | 6615 | 9221215 | 5.2308 | 0.0011345 | EPA/CAMD | EPA/NEI | 2000
2019 | LA | Dolet Hills Power Station | 51 | 1 | ST | OP | WALL | LIG | 3506 | 11630090 | 13.7045 | 0.0023567 | EPA/CAMD | EPA/NEI | 1986
2019 | LA | Hargis-Hebert Electric Generating Statio | 56283 | U-1 | GT | OP | CT | NG | 659 | 151367.3 | 0.23732 | 0.0031356 | EPA/CAMD | EPA/NEI | 2006
2019 | LA | Hargis-Hebert Electric Generating Statio | 56283 | U-2 | GT | OP | CT | NG | 537 | 113350.8 | 0.17725 | 0.0031275 | EPA/CAMD | EPA/NEI | 2006
2019 | LA | Houma | 1439 | 15 | ST | OP | WALL | NG | 3674 | 237710.8 | 0.9138 | 0.0076883 | EPA/CAMD | EPA/NEI | 1969
2019 | LA | Houma | 1439 | 16 | ST | OP | TANGENTIAL | NG | 2707 | 359253.3 | 1.3065 | 0.0072736 | EPA/CAMD | EPA/NEI | 1976
2019 | LA | LEPA Unit No. 1 | 58478 | CC01 | CT | OP | CC | NG | 3094 | 1314528 | 4.3365 | 0.0065978 | EPA/CAMD | EPA/NEI | 2015
2019 | LA | Lieberman Power Plant | 1417 | 3 | ST | OP | TANGENTIAL | NG | 1278 | 473305.8 | 0.1051 | 0.00044413 | EPA/CAMD | EPA/NEI | 1957
2019 | LA | Lieberman Power Plant | 1417 | 4 | ST | OP | TANGENTIAL | NG | 971 | 371900.5 | 0.0845 | 0.00045442 | EPA/CAMD | EPA/NEI | 1959
2019 | LA | Little Gypsy | 1402 | 2 | ST | OP | WALL | NG | 7541 | 10684840 | 68.3976 | 0.012803 | EPA/CAMD | EPA/NEI | 1965
2019 | LA | Little Gypsy | 1402 | 3 | ST | OP | WALL | NG | 5796 | 17413420 | 81.1206 | 0.009317 | EPA/CAMD | EPA/NEI | 1969
2019 | LA | Louisiana 1 | 1391 | 1A | ST | OP | TANGENTIAL | PRG | 8760 | 2813088 | 10.8585 | 0.00772 | EPA/CAMD | EPA/NEI | 1951
2019 | LA | Louisiana 1 | 1391 | 2A | ST | OP | TANGENTIAL | PRG | 8491 | 2398884 | 9.1491 | 0.0076278 | EPA/CAMD | EPA/NEI | 1951
2019 | LA | Louisiana 1 | 1391 | 3A | ST | OP | TANGENTIAL | PRG | 8178 | 2612298 | 10.1216 | 0.0077492 | EPA/CAMD | EPA/NEI | 1951
2019 | LA | Louisiana 1 | 1391 | 4A | CT | OP | CC | PRG | 8657 | 13436170 | 22.849 | 0.0034011 | EPA/CAMD | EPA/NEI | 1988
2019 | LA | Louisiana 1 | 1391 | 5A | CT | OP | CC | PRG | 8673 | 17343970 | 57.2562 | 0.0066024 | EPA/CAMD | EPA/NEI | 1999
2019 | LA | Nelson Industrial Steam Company | 50030 | 1A | ST | OP | FLUIDIZED | PC | 7690 | 9086029 | 62.9207 | 0.01385 | EPA/CAMD | EPA/NEI | 1992
2019 | LA | Nelson Industrial Steam Company | 50030 | 2A | ST | OP | FLUIDIZED | PC | 7702 | 9283726 | 63.9311 | 0.013773 | EPA/CAMD | EPA/NEI | 1992
2019 | LA | Ninemile Point | 1403 | 4 | ST | OP | TANGENTIAL | NG | 6991 | 30666400 | 113.1897 | 0.007382 | EPA/CAMD | EPA/NEI | 1971
2019 | LA | Ninemile Point | 1403 | 5 | ST | OP | TANGENTIAL | NG | 6589 | 27897370 | 103.1006 | 0.0073914 | EPA/CAMD | EPA/NEI | 1973
2019 | LA | Ninemile Point | 1403 | 6A | CT | OP | CC | NG | 7290 | 13890980 | 182.9169 | 0.026336 | EPA/CAMD | EPA/NEI | 2014
2019 | LA | Ninemile Point | 1403 | 6B | CT | OP | CC | NG | 7135 | 13610700 | 175.2616 | 0.025753 | EPA/CAMD | EPA/NEI | 2014
2019 | LA | Ouachita Plant | 55467 | CTGEN1 | CT | OP | CC | NG | 5255 | 9122596 | 65.7426 | 0.014413 | EPA/CAMD | EPA/NEI | 2002
2019 | LA | Ouachita Plant | 55467 | CTGEN2 | CT | OP | CC | NG | 4811 | 8501279 | 63.1408 | 0.014854 | EPA/CAMD | EPA/NEI | 2002
2019 | LA | Ouachita Plant | 55467 | CTGEN3 | CT | OP | CC | NG | 5153 | 8920947 | 66.1816 | 0.014837 | EPA/CAMD | EPA/NEI | 2002
2019 | LA | Perryville Power Station | 55620 | 1-1 | CT | OP | CC | NG | 5871 | 10315830 | 72.5138 | 0.014059 | EPA/CAMD | EPA/NEI | 2002
2019 | LA | Perryville Power Station | 55620 | 1-2 | CT | OP | CC | NG | 5835 | 10372050 | 71.9771 | 0.013879 | EPA/CAMD | EPA/NEI | 2001
2019 | LA | Perryville Power Station | 55620 | 2-1 | GT | OP | CT | NG | 142 | 161744.8 | 1.0012 | 0.01238 | EPA/CAMD | EPA/NEI | 2001
2019 | LA | Plaquemine Cogen Facility | 55419 | 500 | CT | OP | CC | NG | 8545 | 14697190 | 87.2192 | 0.011869 | EPA/CAMD | EPA/NEI | 2004
2019 | LA | Plaquemine Cogen Facility | 55419 | 600 | CT | OP | CC | NG | 8448 | 14173780 | 83.8227 | 0.011828 | EPA/CAMD | EPA/NEI | 2004
2019 | LA | Plaquemine Cogen Facility | 55419 | 700 | CT | OP | CC | NG | 8490 | 15036490 | 89.2387 | 0.01187 | EPA/CAMD | EPA/NEI | 2004
2019 | LA | Plaquemine Cogen Facility | 55419 | 800 | CT | OP | CC | NG | 8729 | 15067920 | 89.4183 | 0.011869 | EPA/CAMD | EPA/NEI | 2004
2019 | LA | R S Cogen LLC | 55117 | RS-5 | CT | OP | CC | NG | 8119 | 14475870 | 66.9684 | 0.0092524 | EPA/CAMD | EPA/NEI | 2002
2019 | LA | R S Cogen LLC | 55117 | RS-6 | CT | OP | CC | NG | 8293 | 14937480 | 76.4544 | 0.010237 | EPA/CAMD | EPA/NEI | 2002
2019 | LA | St. Charles Power Station | 60926 | 1A | CT | OP | CC | NG | 4603 | 13200010 | 37.9924 | 0.0057564 | EPA/CAMD | NEI avg EF - PM, fuel type, firing type | 2019
2019 | LA | St. Charles Power Station | 60926 | 1B | CT | OP | CC | NG | 4503 | 12983860 | 37.3703 | 0.0057564 | EPA/CAMD | NEI avg EF - PM, fuel type, firing type | 2019
2019 | LA | Sterlington | 1404 | 7AB | CT | OP | CC | NG | 73 | 36700.54 | 0.22543 | 0.012285 | EPA/CAMD | EPA/NEI | 1974
2019 | LA | T J Labbe Electric Generating Station | 56108 | U-1 | GT | OP | CT | NG | 527 | 107740.5 | 0.28472 | 0.0052854 | EPA/CAMD | EPA/NEI | 2005
2019 | LA | T J Labbe Electric Generating Station | 56108 | U-2 | GT | OP | CT | NG | 515 | 105552.2 | 0.27886 | 0.0052839 | EPA/CAMD | EPA/NEI | 2005
2019 | LA | Taft Cogeneration Facility | 55089 | CT1 | CT | OP | CC | NG | 8441 | 14592430 | 36.1482 | 0.0049544 | EPA/CAMD | EPA/NEI | 2002
2019 | LA | Taft Cogeneration Facility | 55089 | CT2 | CT | OP | CC | NG | 8588 | 14901550 | 37.9639 | 0.0050953 | EPA/CAMD | EPA/NEI | 2002
2019 | LA | Taft Cogeneration Facility | 55089 | CT3 | CT | OP | CC | NG | 8605 | 14964410 | 38.0432 | 0.0050845 | EPA/CAMD | EPA/NEI | 2002
2019 | LA | Teche Power Station | 1400 | 3 | ST | OP | WALL | NG | 6684 | 10264050 | 40.5908 | 0.0079093 | EPA/CAMD | EPA/NEI | 1971
2019 | LA | Teche Power Station | 1400 | 4 | GT | OP | CT | NG | 75 | 39525 | 0.15388 | 0.0077866 | EPA/CAMD | EPA/NEI | 2011
2019 | LA | Waterford 1 & 2 | 8056 | 1 | ST | OP | WALL | NG | 1638 | 2638832 | 5.2511 | 0.0039798 | EPA/CAMD | EPA/NEI | 1974
2019 | LA | Waterford 1 & 2 | 8056 | 2 | ST | OP | WALL | NG | 2536 | 4718257 | 5.8359 | 0.0024738 | EPA/CAMD | EPA/NEI | 1975
2019 | LA | Waterford 1 & 2 | 8056 | 4 | GT | OP | CT | DFO | 327 | 119275.2 | 3.0034 | 0.05036 | EPA/CAMD | EPA/NEI | 2009
2019 | MA | 126 Grove Solar LLC | 60858 | PV1 | PV | OP | NA | SUN |  | 20506 |  | 0 | EIA Prime Mover-level Data | Estimated using an emission factor
2019 | MA | 201 Sturbridge B | 59822 | STURB | PV | OP | NA | SUN |  | 25610 |  | 0 | EIA Prime Mover-level Data | Estimated using an emission factor
2019 | MA | 205 Sturbridge A | 59821 | STURA | PV | OP | NA | SUN |  | 45177 |  | 0 | EIA Prime Mover-level Data | Estimated using an emission factor
2019 | MA | 265 Pleasant Solar NG, LLC | 59485 | PV2 | PV | OP | NA | SUN |  | 12038 |  | 0 | EIA Prime Mover-level Data | Estimated using an emission factor
2019 | MA | 301 Chestnut Solar NG | 61518 | 3010 | PV | OP | NA | SUN |  | 21005 |  | 0 | EIA Prime Mover-level Data | Estimated using an emission factor
2019 | MA | 433 Purchase Solar NG, LLC | 61237 | 5402 | PV | OP | NA | SUN |  | 32983 |  | 0 | EIA Prime Mover-level Data | Estimated using an emission factor
2019 | MA | 651 Chase Solar NG | 59046 | PV1 | PV | OP | NA | SUN |  | 36665 |  | 0 | EIA Prime Mover-level Data | Estimated using an emission factor
2019 | MA | Acton Solar Landfill | 59543 | ACTON | PV | OP | NA | SUN |  | 17122 |  | 0 | EIA Prime Mover-level Data | Estimated using an emission factor
2019 | MA | Acushnet AD Makepeace | 58270 | 1 | PV | OP | NA | SUN |  | 48062 |  | 0 | EIA Prime Mover-level Data | Estimated using an emission factor
2019 | MA | Acushnet Ball Plant 2 | 62835 | ESS-1 | BA | OP | NA | MWH |  | 0 |  |  | EIA Prime Mover-level Data
2019 | MA | Acushnet Ball Plant 2 | 62835 | ESS-2 | BA | OP | NA | MWH |  | 0 |  |  | EIA Prime Mover-level Data
2019 | MA | Acushnet Hawes Reed Road | 58271 | 1 | PV | OP | NA | SUN |  | 15403 |  | 0 | EIA Prime Mover-level Data | Estimated using an emission factor
2019 | MA | Acushnet- High Hill | 59128 | 57449 | PV | OP | NA | SUN |  | 37441 |  | 0 | EIA Prime Mover-level Data | Estimated using an emission factor
2019 | MA | Acushnet-Braley Road 1 | 59121 | 57449 | PV | OP | NA | SUN |  | 21709 |  | 0 | EIA Prime Mover-level Data | Estimated using an emission factor
2019 | MA | Adams Farm Solar | 59775 | ADAMS | PV | OP | NA | SUN |  | 35615 |  | 0 | EIA Prime Mover-level Data | Estimated using an emission factor
2019 | MA | Agawam Solar | 59028 | 0028 | PV | OP | NA | SUN |  | 18397 |  | 0 | EIA Prime Mover-level Data | Estimated using an emission factor
2019 | MA | AIS Solar Project | 60986 | SO212 | PV | OP | NA | SUN |  | 32187 |  | 0 | EIA Prime Mover-level Data | Estimated using an emission factor
2019 | MA | Ajax Solar, LLC (MA) | 62827 | AJAXS | PV | OP | NA | SUN |  | 8309 |  | 0 | EIA Prime Mover-level Data | Estimated using an emission factor
2019 | MA | Alicea Solar Project Hybrid | 63469 | ALICA | PV | TS | NA | SUN
2019 | MA | Alicea Solar Project Hybrid | 63469 | BATT | BA | TS | NA | MWH
2019 | MA | Ameresco Chicopee Energy | 56426 | Unit1 | IC | OP | NA | LFG |  | 107978.7 | 0.79364 | 0.0147 | EIA Prime Mover-level Data | Estimated using an emission factor
2019 | MA | Ameresco Chicopee Energy | 56426 | Unit2 | IC | OP | NA | LFG |  | 107978.7 | 0.79364 | 0.0147 | EIA Prime Mover-level Data | Estimated using an emission factor
2019 | MA | Ameresco Chicopee Energy | 56426 | Unit3 | IC | OP | NA | LFG |  | 107978.7 | 0.79364 | 0.0147 | EIA Prime Mover-level Data | Estimated using an emission factor
2019 | MA | Ameresco Chicopee Energy | 56426 | UNIT4 | IC | OP | NA | LFG |  | 119344.9 | 0.87718 | 0.0147 | EIA Prime Mover-level Data | Estimated using an emission factor
2019 | MA | Amherst College Co Gen | 58185 | CTG | GT | OP | NA | NG |  | 92609 | 0.25391 | 0.0054834 | EIA Prime Mover-level Data | NEI avg EF - PM, fuel type, firing type
2019 | MA | Amherst College Co Gen | 58185 | STG | ST | OP | NA | NG |  | 82119 | 0.33063 | 0.0080524 | EIA Prime Mover-level Data | NEI avg EF - PM, fuel type
2019 | MA | Anderson Power Products Division | 10553 | 3622 | IC | OS | NA | DFO |  | 21.1 | 0.0032705 | 0.31 | EIA Prime Mover-level Data | Estimated using an emission factor
2019 | MA | Anderson Power Products Division | 10553 | 6033 | IC | SB | NA | DFO |  | 63.3 | 0.0098115 | 0.31 | EIA Prime Mover-level Data | Estimated using an emission factor
2019 | MA | Anderson Power Products Division | 10553 | 6035 | IC | SB | NA | DFO |  | 63.3 | 0.0098115 | 0.31 | EIA Prime Mover-level Data | Estimated using an emission factor
2019 | MA | Anderson Power Products Division | 10553 | 6046 | IC | SB | NA | DFO |  | 63.3 | 0.0098115 | 0.31 | EIA Prime Mover-level Data | Estimated using an emission factor
2019 | MA | Annese Solar Project Hybrid | 63474 | ANNES | PV | TS | NA | SUN
2019 | MA | Annese Solar Project Hybrid | 63474 | BATT | BA | TS | NA | MWH
2019 | MA | Antanavica Solar | 61526 | GEN1 | PV | OP | NA | SUN |  | 12777 |  | 0 | EIA Prime Mover-level Data | Estimated using an emission factor
2019 | MA | Ashburnham Energy Storage Project | 62219 | AMLPB | BA | OP | NA | MWH |  | 0 |  |  | EIA Prime Mover-level Data
2019 | MA | Ashby Duffy CSG Solar Farm | 61399 | DU183 | PV | OP | NA | SUN |  | 28742 |  | 0 | EIA Prime Mover-level Data | Estimated using an emission factor
2019 | MA | Ashby Solar, LLC CSG | 62199 | 4472 | PV | OP | NA | SUN |  | 26491 |  | 0 | EIA Prime Mover-level Data | Estimated using an emission factor
2019 | MA | Axio Green LLC | 58702 | 1 | PV | OP | NA | SUN |  | 20719 |  | 0 | EIA Prime Mover-level Data | Estimated using an emission factor
2019 | MA | Ayers Village Solar | 59463 | 1 | PV | OP | NA | SUN |  | 26000 |  | 0 | EIA Prime Mover-level Data | Estimated using an emission factor
2019 | MA | Barnstable Landfill | 59081 | HAR1 | PV | OP | NA | SUN |  | 43594 |  | 0 | EIA Prime Mover-level Data | Estimated using an emission factor
2019 | MA | Barre | 55776 | BA1 | IC | RE | NA | LFG
2019 | MA | Barre | 55776 | BA2 | IC | RE | NA | LFG
2019 | MA | Barre II Solar Project | 59766 | BII | PV | OP | NA | SUN |  | 20765 |  | 0 | EIA Prime Mover-level Data | Estimated using an emission factor
2019 | MA | Barre Solar III LLC | 62363 | BSPV | PV | OP | NA | SUN |  | 13551 |  | 0 | EIA Prime Mover-level Data | Estimated using an emission factor
2019 | MA | Barrett PV | 61342 | MSBW2 | PV | OP | NA | SUN |  | 175811 |  | 0 | EIA Prime Mover-level Data | Estimated using an emission factor
2019 | MA | Barton Acres Solar, LLC CSG | 63558 | BARAC | PV | OP | NA | SUN |  | 14576 |  | 0 | EIA Prime Mover-level Data | Estimated using an emission factor
2019 | MA | Bashaw Solar CSG 1, LLC | 60866 | 4MID | PV | OP | NA | SUN |  | 26775 |  | 0 | EIA Prime Mover-level Data | Estimated using an emission factor
2019 | MA | Bear Swamp | 8005 | GEN1 | PS | OP | NA | WAT |  | 0 |  |  | EIA Prime Mover-level Data
2019 | MA | Bear Swamp | 8005 | GEN2 | PS | OP | NA | WAT |  | 0 |  |  | EIA Prime Mover-level Data
2019 | MA | Beebe Substation Battery Storage | 62585 | WAKFD | BA | OP | NA | MWH |  | 0 |  |  | EIA Prime Mover-level Data
2019 | MA | Belchertown | 60653 | PV1 | PV | OP | NA | SUN |  | 13249 |  | 0 | EIA Prime Mover-level Data | Estimated using an emission factor
2019 | MA | Belchertown Renewables Community Solar | 61295 | 02675 | PV | OP | NA | SUN |  | 57913 |  | 0 | EIA Prime Mover-level Data | Estimated using an emission factor
2019 | MA | Bellingham PV | 58403 | SO032 | PV | OP | NA | SUN |  | 40131 |  | 0 | EIA Prime Mover-level Data | Estimated using an emission factor
2019 | MA | Berkley East Solar LLC | 58871 | 1 | PV | OP | NA | SUN |  | 40764 |  | 0 | EIA Prime Mover-level Data | Estimated using an emission factor
2019 | MA | Berkshire 1 | 58624 | BER1 | PV | OP | NA | SUN |  | 21511 |  | 0 | EIA Prime Mover-level Data | Estimated using an emission factor
2019 | MA | Berkshire Wind Power Project | 57721 | BWP | WT | OP | NA | WND |  | 257982.4 |  | 0 | EIA Prime Mover-level Data | Estimated using an emission factor
2019 | MA | Berkshire Wind Power Project | 57721 | HN-8 | WT | OP | NA | WND |  | 39557.3 |  | 0 | EIA Prime Mover-level Data | Estimated using an emission factor
2019 | MA | Berkshire Wind Power Project | 57721 | HN-9 | WT | OP | NA | WND |  | 39557.3 |  | 0 | EIA Prime Mover-level Data | Estimated using an emission factor
2019 | MA | Beverly | 59242 | BVRLY | PV | OP | NA | SUN |  | 18735 |  | 0 | EIA Prime Mover-level Data | Estimated using an emission factor
2019 | MA | Big George PV CSG | 61429 | 12344 | PV | OP | NA | SUN |  | 13196 |  | 0 | EIA Prime Mover-level Data | Estimated using an emission factor
2019 | MA | Bird Machine Solar Farm | 60854 | BRDMA | PV | OP | NA | SUN |  | 51172 |  | 0 | EIA Prime Mover-level Data | Estimated using an emission factor
2019 | MA | BJ's Wholesale Club, Inc- Uxbridge | 60116 | PV1 | PV | OP | NA | SUN |  | 8459 |  | 0 | EIA Prime Mover-level Data | Estimated using an emission factor
2019 | MA | Blair Wire Village Solar, LLC CSG | 63557 | BLAWV | PV | OP | NA | SUN |  | 14359 |  | 0 | EIA Prime Mover-level Data | Estimated using an emission factor
2019 | MA | BlueWave Capital - Grafton (SREC II) | 59752 | 1 | PV | OP | NA | SUN |  | 16098 |  | 0 | EIA Prime Mover-level Data | Estimated using an emission factor
2019 | MA | Boatlock | 1603 | 1 | HY | OP | NA | WAT |  | 30928.71 |  | 1.5381e-07 | EIA Prime Mover-level Data | NEI avg EF - PM, fuel type, firing type
2019 | MA | Boatlock | 1603 | 2 | HY | OP | NA | WAT |  | 53020.64 |  | 1.5381e-07 | EIA Prime Mover-level Data | NEI avg EF - PM, fuel type, firing type
2019 | MA | Boatlock | 1603 | 3 | HY | OP | NA | WAT |  | 53020.64 |  | 1.5381e-07 | EIA Prime Mover-level Data | NEI avg EF - PM, fuel type, firing type
2019 | MA | Bolton PV | 59014 | BLT | PV | OP | NA | SUN |  | 62211 |  | 0 | EIA Prime Mover-level Data | Estimated using an emission factor
2019 | MA | Boott Hydropower | 10556 | GEN1 | HY | OP | NA | WAT |  | 255368.1 |  | 1.5381e-07 | EIA Prime Mover-level Data | NEI avg EF - PM, fuel type, firing type
2019 | MA | Boott Hydropower | 10556 | GEN2 | HY | OP | NA | WAT |  | 255368.1 |  | 1.5381e-07 | EIA Prime Mover-level Data | NEI avg EF - PM, fuel type, firing type
2019 | MA | Boott Hydropower | 10556 | GEN3 | HY | OP | NA | WAT |  | 268987.8 |  | 1.5381e-07 | EIA Prime Mover-level Data | NEI avg EF - PM, fuel type, firing type
2019 | MA | Boston Medical Center CHP Plant | 61186 | BATT | BA | OT | NA | MWH
2019 | MA | Boston Medical Center CHP Plant | 61186 | COGEN | IC | OP | NA | NG |  | 169480 | 0.03576 | 0.000422 | EIA Prime Mover-level Data | Estimated using an emission factor
2019 | MA | Boston Scientific Solar | 57992 | BSMA | PV | OP | NA | SUN |  | 13321 |  | 0 | EIA Prime Mover-level Data | Estimated using an emission factor
2019 | MA | Bourne (MA) - Holliston I | 59750 | 1 | PV | OP | NA | SUN |  | 31279 |  | 0 | EIA Prime Mover-level Data | Estimated using an emission factor
2019 | MA | Boutillier Solar, LLC CSG | 63556 | BOUTI | PV | OP | NA | SUN |  | 41155 |  | 0 | EIA Prime Mover-level Data | Estimated using an emission factor
2019 | MA | Bowden Solar LLC | 63659 | BOWDN | PV | OP | NA | SUN |  | 26828 |  | 0 | EIA Prime Mover-level Data | Estimated using an emission factor
2019 | MA | Braintree Landfill Solar | 61538 | BRAIN | PV | OP | NA | SUN |  | 14192 |  | 0 | EIA Prime Mover-level Data | Estimated using an emission factor
2019 | MA | Braley Road 2 | 58680 | PV1 | PV | OP | NA | SUN |  | 39250 |  | 0 | EIA Prime Mover-level Data | Estimated using an emission factor
2019 | MA | Brewster Landfill | 59075 | BRE1 | PV | OP | NA | SUN |  | 13383 |  | 0 | EIA Prime Mover-level Data | Estimated using an emission factor
2019 | MA | Bridgewater Complex Co-Generation Plant | 62757 | CG1 | GT | OP | NA | NG |  |  |  | 0.0070853
2019 | MA | Bridgewater Solar CSG | 60730 | PV1 | PV | OP | NA | SUN |  | 21947.39 |  | 0 | EIA Prime Mover-level Data | Estimated using an emission factor
2019 | MA | Bridgewater Solar CSG | 60730 | PV2 | PV | OP | NA | SUN |  | 16882.61 |  | 0 | EIA Prime Mover-level Data | Estimated using an emission factor
2019 | MA | Brockelman | 59241 | BROCK | PV | OP | NA | SUN |  | 16526 |  | 0 | EIA Prime Mover-level Data | Estimated using an emission factor
2019 | MA | Brook Street Solar 1 CSG | 61008 | BROOK | PV | OP | NA | SUN |  | 74320 |  | 0 | EIA Prime Mover-level Data | Estimated using an emission factor
2019 | MA | Brookfield Solar 2013 LLC | 60613 | NBKFD | PV | OP | NA | SUN |  | 28137 |  | 0 | EIA Prime Mover-level Data | Estimated using an emission factor
2019 | MA | Brookfield Wire Company | 63232 | BROOK | PV | OP | NA | SUN |  | 21067 |  | 0 | EIA Prime Mover-level Data | Estimated using an emission factor
2019 | MA | Browne Solar LLC | 59361 | PV1 | PV | OP | NA | SUN |  | 14155 |  | 0 | EIA Prime Mover-level Data | Estimated using an emission factor
2019 | MA | Bullock Road Solar 1 | 61010 | BULLO | PV | OP | NA | SUN |  | 66558 |  | 0 | EIA Prime Mover-level Data | Estimated using an emission factor
2019 | MA | BWC Gibbs Brook | 62369 | 62595 | PV | OP | NA | SUN |  | 43621 |  | 0 | EIA Prime Mover-level Data | Estimated using an emission factor
2019 | MA | BWC Harlow Brook | 62371 | 62592 | PV | OP | NA | SUN |  | 15361 |  | 0 | EIA Prime Mover-level Data | Estimated using an emission factor
2019 | MA | BWC Origination 18 | 62368 | 62591 | PV | OP | NA | SUN |  | 43932 |  | 0 | EIA Prime Mover-level Data | Estimated using an emission factor
2019 | MA | BWC Pocasset River | 62372 | 62594 | PV | OP | NA | SUN |  | 16276 |  | 0 | EIA Prime Mover-level Data | Estimated using an emission factor
2019 | MA | BWC Swan Pond River CSG | 60067 | SPRMA | PV | OP | NA | SUN |  | 25991 |  | 0 | EIA Prime Mover-level Data | Estimated using an emission factor
2019 | MA | BWC Wading River One, Two, Three CSG | 61069 | 62381 | PV | OP | NA | SUN |  | 43326 |  | 0 | EIA Prime Mover-level Data | Estimated using an emission factor
2019 | MA | BWC Wareham River | 62370 | 62593 | PV | OP | NA | SUN |  | 12038 |  | 0 | EIA Prime Mover-level Data | Estimated using an emission factor
2019 | MA | Cabot | 1629 | 1 | HY | OP | NA | WAT |  | 445938.8 |  | 1.5381e-07 | EIA Prime Mover-level Data | NEI avg EF - PM, fuel type, firing type
2019 | MA | Cabot | 1629 | 2 | HY | OP | NA | WAT |  | 445938.8 |  | 1.5381e-07 | EIA Prime Mover-level Data | NEI avg EF - PM, fuel type, firing type
2019 | MA | Cabot | 1629 | 3 | HY | OP | NA | WAT |  | 445938.8 |  | 1.5381e-07 | EIA Prime Mover-level Data | NEI avg EF - PM, fuel type, firing type
2019 | MA | Cabot | 1629 | 4 | HY | OP | NA | WAT |  | 445938.8 |  | 1.5381e-07 | EIA Prime Mover-level Data | NEI avg EF - PM, fuel type, firing type
2019 | MA | Cabot | 1629 | 5 | HY | OP | NA | WAT |  | 445938.8 |  | 1.5381e-07 | EIA Prime Mover-level Data | NEI avg EF - PM, fuel type, firing type
2019 | MA | Cabot | 1629 | 6 | HY | OP | NA | WAT |  | 445938.8 |  | 1.5381e-07 | EIA Prime Mover-level Data | NEI avg EF - PM, fuel type, firing type
2019 | MA | Cabot Holyoke | 9864 | 1 | HY | OP | NA | WAT |  | 14322.77 |  | 1.5381e-07 | EIA Prime Mover-level Data | NEI avg EF - PM, fuel type, firing type
2019 | MA | Cabot Holyoke | 9864 | 2 | HY | OP | NA | WAT |  | 14322.77 |  | 1.5381e-07 | EIA Prime Mover-level Data | NEI avg EF - PM, fuel type, firing type
2019 | MA | Cabot Holyoke | 9864 | 3 | HY | OP | NA | WAT |  | 7161.385 |  | 1.5381e-07 | EIA Prime Mover-level Data | NEI avg EF - PM, fuel type, firing type
2019 | MA | Cabot Holyoke | 9864 | 4 | HY | OP | NA | WAT |  | 10742.08 |  | 1.5381e-07 | EIA Prime Mover-level Data | NEI avg EF - PM, fuel type, firing type
2019 | MA | Cabot Holyoke | 9864 | 6 | ST | RE | NA | NG
2019 | MA | Cabot Holyoke | 9864 | 8 | ST | RE | NA | NG
2019 | MA | Cabot Holyoke | 9864 | 9 | ST | RE | NA | NG
2019 | MA | Camelot Wind LLC | 58958 | CMLTW | WT | OP | NA | WND |  | 24408 |  | 0 | EIA Prime Mover-level Data | Estimated using an emission factor
2019 | MA | Cape Cod Air Force Station - 6 SWS | 58661 | GE-3 | WT | OP | NA | WND |  | 28150.5 |  | 0 | EIA Prime Mover-level Data | Estimated using an emission factor
2019 | MA | Cape Cod Air Force Station - 6 SWS | 58661 | GE-4 | WT | OP | NA | WND |  | 28150.5 |  | 0 | EIA Prime Mover-level Data | Estimated using an emission factor
2019 | MA | Carver CSG | 62763 | CR | PV | OP | NA | SUN |  | 12876 |  | 0 | EIA Prime Mover-level Data | Estimated using an emission factor
2019 | MA | Carver MA 1 Community Solar | 60442 | CMA1 | PV | OP | NA | SUN |  | 21120 |  | 0 | EIA Prime Mover-level Data | Estimated using an emission factor
2019 | MA | CED Chicopee Solar | 61602 | CSMA | PV | OP | NA | SUN |  | 44156 |  | 0 | EIA Prime Mover-level Data | Estimated using an emission factor
2019 | MA | CED Northampton Solar LLC Hybrid | 62695 | NSES | BA | TS | NA | MWH
2019 | MA | CED Northampton Solar LLC Hybrid | 62695 | NSMA | PV | OP | NA | SUN
2019 | MA | CED Westfield Solar, LLC | 60274 | WFMA | PV | OP | NA | SUN |  | 28930 |  | 0 | EIA Prime Mover-level Data | Estimated using an emission factor
2019 | MA | Cedarville CSG | 60757 | PV1 | PV | OP | NA | SUN |  | 7872.8 |  | 0 | EIA Prime Mover-level Data | Estimated using an emission factor
2019 | MA | Cedarville CSG | 60757 | PV2 | PV | OP | NA | SUN |  | 15745.6 |  | 0 | EIA Prime Mover-level Data | Estimated using an emission factor
2019 | MA | Cedarville CSG | 60757 | PV3 | PV | OP | NA | SUN |  | 15745.6 |  | 0 | EIA Prime Mover-level Data | Estimated using an emission factor
2019 | MA | Centaurus Solar - MA | 61371 | ASH24 | PV | OP | NA | SUN |  | 30489 |  | 0 | EIA Prime Mover-level Data | Estimated using an emission factor
2019 | MA | CES Agawam Tuckahoe Solar Hybrid | 63763 | ATES | BA | T | NA | MWH
2019 | MA | CES Agawam Tuckahoe Solar Hybrid | 63763 | ATPV | PV | T | NA | SUN
2019 | MA | CES Sterling LLC | 58387 | 1 | PV | OP | NA | SUN |  | 27601 |  | 0 | EIA Prime Mover-level Data | Estimated using an emission factor
2019 | MA | Charlestown Wind Turbine | 58065 | CWT1 | WT | OP | NA | WND |  | 13426 |  | 0 | EIA Prime Mover-level Data | Estimated using an emission factor
2019 | MA | Charlton Solar I CSG | 59636 | 37021 | PV | OP | NA | SUN |  | 49106 |  | 0 | EIA Prime Mover-level Data | Estimated using an emission factor
2019 | MA | Chatham Landfill | 59077 | CHA | PV | OP | NA | SUN |  | 20560 |  | 0 | EIA Prime Mover-level Data | Estimated using an emission factor
2019 | MA | Chemical | 1604 | 1 | HY | OP | NA | WAT |  | 7114.5 |  | 1.5381e-07 | EIA Prime Mover-level Data | NEI avg EF - PM, fuel type, firing type
2019 | MA | Chemical | 1604 | 2 | HY | OP | NA | WAT |  | 7114.5 |  | 1.5381e-07 | EIA Prime Mover-level Data | NEI avg EF - PM, fuel type, firing type
2019 | MA | Cherry Street | 9038 | 7 | IC | OP | NA | DFO |  | 457.231 | 0.070871 | 0.31 | EIA Prime Mover-level Data | Estimated using an emission factor
2019 | MA | Cherry Street | 9038 | 8 | IC | OP | NA | DFO |  | 554.22 | 0.085904 | 0.31 | EIA Prime Mover-level Data | Estimated using an emission factor
2019 | MA | Cherry Street | 9038 | 9 | IC | RE | NA | DFO
2019 | MA | Cherry Street | 9038 | 10 | IC | OP | NA | DFO |  | 304.821 | 0.047247 | 0.31 | EIA Prime Mover-level Data | Estimated using an emission factor
2019 | MA | Cherry Street | 9038 | 11 | IC | OP | NA | DFO |  | 304.821 | 0.047247 | 0.31 | EIA Prime Mover-level Data | Estimated using an emission factor
2019 | MA | Cherry Street | 9038 | 12 | IC | OP | NA | DFO |  | 775.908 | 0.12027 | 0.31 | EIA Prime Mover-level Data | Estimated using an emission factor
2019 | MA | Cherry Valley Solar, LLC CSG | 63561 | CHERV | PV | OP | NA | SUN |  | 13909 |  | 0 | EIA Prime Mover-level Data | Estimated using an emission factor
2019 | MA | Chester Solar Farm | 59767 | CHSTR | PV | OP | NA | SUN |  | 60708 |  | 0 | EIA Prime Mover-level Data | Estimated using an emission factor
2019 | MA | Chicopee Electric | 55590 | 1 | IC | RE | NA | LFG
2019 | MA | Chicopee Electric | 55590 | 2 | IC | RE | NA | LFG
2019 | MA | Chicopee Granby Road Solar | 59626 | PV1 | PV | OP | NA | SUN |  | 22278 |  | 0 | EIA Prime Mover-level Data | Estimated using an emission factor
2019 | MA | Chicopee Hydroelectric Station | 50832 | 1 | HY | OP | NA | WAT |  | 22678 |  | 1.5381e-07 | EIA Prime Mover-level Data | NEI avg EF - PM, fuel type, firing type
2019 | MA | Chicopee Hydroelectric Station | 50832 | 2 | HY | OP | NA | WAT |  | 22678 |  | 1.5381e-07 | EIA Prime Mover-level Data | NEI avg EF - PM, fuel type, firing type
2019 | MA | Chicopee River Solar | 59625 | PV1 | PV | OP | NA | SUN |  | 28093 |  | 0 | EIA Prime Mover-level Data | Estimated using an emission factor
2019 | MA | Chicopee Solar | 59030 | 0036 | PV | OP | NA | SUN |  | 35821 |  | 0 | EIA Prime Mover-level Data | Estimated using an emission factor
2019 | MA | Chocksett Rd Energy Storage Project | 60959 | BA1 | BA | OP | NA | MWH |  | 0 |  |  | EIA Prime Mover-level Data
2019 | MA | Citizens Agawam Landfill Solar | 61596 | PV1 | PV | OP | NA | SUN |  | 26419 |  | 0 | EIA Prime Mover-level Data | Estimated using an emission factor
2019 | MA | Clark University | 10408 | GEN1 | IC | RE | NA | NG
2019 | MA | Clark University | 10408 | GEN2 | IC | OP | NA | NG |  | 95204 | 0.020083 | 0.0004219 | EIA Prime Mover-level Data | NEI avg EF - PM, fuel type, firing type
2019 | MA | Cobble Mountain | 1630 | 1 | HY | OP | NA | WAT |  | 73884.13 |  | 1.5381e-07 | EIA Prime Mover-level Data | NEI avg EF - PM, fuel type, firing type
2019 | MA | Cobble Mountain | 1630 | 2 | HY | OP | NA | WAT |  | 39783.76 |  | 1.5381e-07 | EIA Prime Mover-level Data | NEI avg EF - PM, fuel type, firing type
2019 | MA | Cobble Mountain | 1630 | 3 | HY | OP | NA | WAT |  | 73884.13 |  | 1.5381e-07 | EIA Prime Mover-level Data | NEI avg EF - PM, fuel type, firing type
2019 | MA | Cohasse Solar, LLC CSG | 63573 | COHAS | PV | OP | NA | SUN |  | 13732 |  | 0 | EIA Prime Mover-level Data | Estimated using an emission factor
2019 | MA | Collins Facility | 52166 | 1 | HY | OP | NA | WAT |  | 21338.5 |  | 1.5381e-07 | EIA Prime Mover-level Data | NEI avg EF - PM, fuel type, firing type
2019 | MA | Collins Facility | 52166 | 2 | HY | OP | NA | WAT |  | 21338.5 |  | 1.5381e-07 | EIA Prime Mover-level Data | NEI avg EF - PM, fuel type, firing type
2019 | MA | Commercial Street | 6585 | 2 | IC | RE | NA | DFO
2019 | MA | Concord Solar Farm | 59768 | CMLP | PV | OP | NA | SUN |  | 18377 |  | 0 | EIA Prime Mover-level Data | Estimated using an emission factor
2019 | MA | Cosgrove Intake and Power Station | 10825 | UNI1 | HY | OP | NA | WAT |  | 21204 |  | 1.5381e-07 | EIA Prime Mover-level Data | NEI avg EF - PM, fuel type, firing type
2019 | MA | Cosgrove Intake and Power Station | 10825 | UNI2 | HY | OP | NA | WAT |  | 21204 |  | 1.5381e-07 | EIA Prime Mover-level Data | NEI avg EF - PM, fuel type, firing type
2019 | MA | Cottage Street Solar Facility | 58568 | PV-3 | PV | OP | NA | SUN |  | 37191 |  | 0 | EIA Prime Mover-level Data | Estimated using an emission factor
2019 | MA | Covanta Haverhill | 50661 | A | ST | OP | NA | MSW |  | 2794560 | 0.21798 | 0.000156 | EIA Unit-level Data | Estimated using an emission factor
2019 | MA | Covanta Haverhill | 50661 | B | ST | OP | NA | MSW |  | 2739893 | 0.21371 | 0.000156 | EIA Unit-level Data | Estimated using an emission factor
2019 | MA | Cranberry Point Energy Storage | 62844 | NA | BA | P | NA | MWH
2019 | MA | Cranberry Solar | 63697 | 13440 | PV | OP | NA | SUN |  | 15458 |  | 0 | EIA Prime Mover-level Data | Estimated using an emission factor
2019 | MA | Cronin Road Solar 1, LLC CSG Hybrid | 63011 | BESS | BA | TS | NA | MWH
2019 | MA | Cronin Road Solar 1, LLC CSG Hybrid | 63011 | CRONI | PV | TS | NA | SUN
2019 | MA | Curtis Hill Solar CSG | 60851 | PV1 | PV | OP | NA | SUN |  | 30603 |  | 0 | EIA Prime Mover-level Data | Estimated using an emission factor
2019 | MA | Cycz Solar Project CSG Hybrid | 63472 | BATT | BA | TS | NA | MWH
2019 | MA | Cycz Solar Project CSG Hybrid | 63472 | CYCZ | PV | TS | NA | SUN
2019 | MA | Dartmouth | 58682 | PV1 | PV | OP | NA | SUN |  | 79798 |  | 0 | EIA Prime Mover-level Data | Estimated using an emission factor
2019 | MA | Dartmouth II Solar | 57838 | D2MA | PV | OP | NA | SUN |  | 30780 |  | 0 | EIA Prime Mover-level Data | Estimated using an emission factor
2019 | MA | Dartmouth Landfill | 59131 | 57449 | PV | OP | NA | SUN |  | 14469 |  | 0 | EIA Prime Mover-level Data | Estimated using an emission factor
2019 | MA | Dartmouth Solar | 57473 | DSMA | PV | OP | NA | SUN |  | 12599 |  | 0 | EIA Prime Mover-level Data | Estimated using an emission factor
2019 | MA | DDR Shoppers World | 60754 | PV1 | PV | OP | NA | SUN |  | 15207 |  | 0 | EIA Prime Mover-level Data | Estimated using an emission factor
2019 | MA | Deer Island Treatment | 10823 | B101 | ST | OP | NA | OBG |  | 690551.8 | 1.0013 | 0.0029 | EIA Unit-level Data | Estimated using an emission factor
2019 | MA | Deer Island Treatment | 10823 | B201 | ST | OP | NA | OBG |  | 342885.8 | 0.49718 | 0.0029 | EIA Unit-level Data | Estimated using an emission factor
2019 | MA | Deer Island Treatment | 10823 | H101 | HY | OP | NA | WAT |  | 24532 |  | 1.5381e-07 | EIA Prime Mover-level Data | NEI avg EF - PM, fuel type, firing type
2019 | MA | Deer Island Treatment | 10823 | H201 | HY | OP | NA | WAT |  | 24532 |  | 1.5381e-07 | EIA Prime Mover-level Data | NEI avg EF - PM, fuel type, firing type
2019 | MA | Deer Island Treatment | 10823 | PV101 | PV | OP | NA | SUN |  | 7193 |  | 0 | EIA Prime Mover-level Data | Estimated using an emission factor
2019 | MA | Deer Island Treatment | 10823 | WT101 | WT | OP | NA | WND |  | 9066 |  | 0 | EIA Prime Mover-level Data | Estimated using an emission factor
2019 | MA | Deer Island Treatment | 10823 | WT102 | WT | OP | NA | WND |  | 9066 |  | 0 | EIA Prime Mover-level Data | Estimated using an emission factor
2019 | MA | Deerfield 2 | 6047 | GEN1 | HY | OP | NA | WAT |  | 95237.66 |  | 1.5381e-07 | EIA Prime Mover-level Data | NEI avg EF - PM, fuel type, firing type
2019 | MA | Deerfield 2 | 6047 | GEN2 | HY | OP | NA | WAT |  | 95237.66 |  | 1.5381e-07 | EIA Prime Mover-level Data | NEI avg EF - PM, fuel type, firing type
2019 | MA | Deerfield 2 | 6047 | GEN3 | HY | OP | NA | WAT |  | 95237.66 |  | 1.5381e-07 | EIA Prime Mover-level Data | NEI avg EF - PM, fuel type, firing type
2019 | MA | Deerfield 3 | 6083 | GEN1 | HY | OP | NA | WAT |  | 80705.34 |  | 1.5381e-07 | EIA Prime Mover-level Data | NEI avg EF - PM, fuel type, firing type
2019 | MA | Deerfield 3 | 6083 | GEN2 | HY | OP | NA | WAT |  | 80705.34 |  | 1.5381e-07 | EIA Prime Mover-level Data | NEI avg EF - PM, fuel type, firing type
2019 | MA | Deerfield 3 | 6083 | GEN3 | HY | OP | NA | WAT |  | 80705.34 |  | 1.5381e-07 | EIA Prime Mover-level Data | NEI avg EF - PM, fuel type, firing type
2019 | MA | Deerfield 4 | 6119 | GEN1 | HY | OP | NA | WAT |  | 67925.34 |  | 1.5381e-07 | EIA Prime Mover-level Data | NEI avg EF - PM, fuel type, firing type
2019 | MA | Deerfield 4 | 6119 | GEN2 | HY | OP | NA | WAT |  | 67925.34 |  | 1.5381e-07 | EIA Prime Mover-level Data | NEI avg EF - PM, fuel type, firing type
2019 | MA | Deerfield 4 | 6119 | GEN3 | HY | OP | NA | WAT |  | 67925.34 |  | 1.5381e-07 | EIA Prime Mover-level Data | NEI avg EF - PM, fuel type, firing type
2019 | MA | Deerfield 5 | 1620 | GEN1 | HY | OP | NA | WAT |  | 464443 |  | 1.5381e-07 | EIA Prime Mover-level Data | NEI avg EF - PM, fuel type, firing type
2019 | MA | Deerfield CSG Solar | 60775 | PV1 | PV | OP | NA | SUN |  | 29552 |  | 0 | EIA Prime Mover-level Data | Estimated using an emission factor
2019 | MA | Dennis Landfill | 59082 | DEN1 | PV | OP | NA | SUN |  | 64812 |  | 0 | EIA Prime Mover-level Data | Estimated using an emission factor
2019 | MA | Depot Hill Solar CSG | 60852 | PV1 | PV | OP | NA | SUN |  | 30159 |  | 0 | EIA Prime Mover-level Data | Estimated using an emission factor
2019 | MA | Dept of Corrections NCCI Wind | 58992 | WND-1 | WT | OP | NA | WND |  | 32286 |  | 0 | EIA Prime Mover-level Data | Estimated using an emission factor
2019 | MA | Dept of Corrections NCCI Wind | 58992 | WND-2 | WT | OP | NA | WND |  | 32286 |  | 0 | EIA Prime Mover-level Data | Estimated using an emission factor
2019 | MA | Devens | 59358 | MA2 | PV | OP | NA | SUN |  | 33969 |  | 0 | EIA Prime Mover-level Data | Estimated using an emission factor
2019 | MA | DG Crystal Spring CSG | 61555 | SPRIN | PV | OP | NA | SUN |  | 61545 |  | 0 | EIA Prime Mover-level Data | Estimated using an emission factor
2019 | MA | DG Dighton LLC CSG | 61634 | DIGHT | PV | OP | NA | SUN |  | 44857 |  | 0 | EIA Prime Mover-level Data | Estimated using an emission factor
2019 | MA | DG Foxborough Elm CSG | 61590 | FOXEL | PV | OP | NA | SUN |  | 29552 |  | 0 | EIA Prime Mover-level Data | Estimated using an emission factor
2019 | MA | DG Haverhill CSG | 61550 | HAVER | PV | OP | NA | SUN |  | 43309 |  | 0 | EIA Prime Mover-level Data | Estimated using an emission factor
2019 | MA | DG Tufts Knoll LLC CSG | 61635 | KNOLL | PV | OP | NA | SUN |  | 26542 |  | 0 | EIA Prime Mover-level Data | Estimated using an emission factor
2019 | MA | DG Tufts Science LLC CSG | 61633 | SCIEN | PV | OP | NA | SUN |  | 12465 |  | 0 | EIA Prime Mover-level Data | Estimated using an emission factor
2019 | MA | DG Webster LLC CSG | 61636 | WEBST | PV | OP | NA | SUN |  | 62808 |  | 0 | EIA Prime Mover-level Data | Estimated using an emission factor
2019 | MA | Dorchester Solar Site | 57265 | 1 | PV | OP | NA | SUN |  | 10757 |  | 0 | EIA Prime Mover-level Data | Estimated using an emission factor
2019 | MA | Douglas Solar | 57934 | DOMA | PV | OP | NA | SUN |  | 28502 |  | 0 | EIA Prime Mover-level Data | Estimated using an emission factor
2019 | MA | Dudley River 2 Solar, LLC CSG | 63570 | DUD2 | PV | OP | NA | SUN |  | 14620 |  | 0 | EIA Prime Mover-level Data | Estimated using an emission factor
2019 | MA | Dudley River 3 Solar, LLC CSG | 63569 | DUD3 | PV | OP | NA | SUN |  | 15119 |  | 0 | EIA Prime Mover-level Data | Estimated using an emission factor
2019 | MA | Dudley River Solar, LLC CSG | 63571 | DUD1 | PV | OP | NA | SUN |  | 14986 |  | 0 | EIA Prime Mover-level Data | Estimated using an emission factor
2019 | MA | Dudley Solar CSG | 62201 | 02419 | PV | OP | NA | SUN |  | 25448 |  | 0 | EIA Prime Mover-level Data | Estimated using an emission factor
2019 | MA | Dwight | 6378 | DW2 | HY | OP | NA | WAT |  | 15427.67 |  | 1.5381e-07 | EIA Prime Mover-level Data | NEI avg EF - PM, fuel type, firing type
2019 | MA | Dwight | 6378 | DW3 | HY | OP | NA | WAT |  | 15427.67 |  | 1.5381e-07 | EIA Prime Mover-level Data | NEI avg EF - PM, fuel type, firing type
2019 | MA | Dwight | 6378 | DW4 | HY | OP | NA | WAT |  | 15427.67 |  | 1.5381e-07 | EIA Prime Mover-level Data | NEI avg EF - PM, fuel type, firing type
2019 | MA | Dynamic - Walpole | 62324 | WAL01 | PV | OP | NA | SUN |  | 26888 |  | 0 | EIA Prime Mover-level Data | Estimated using an emission factor
2019 | MA | East Acres Solar NG, LLC | 61755 | EA | PV | OP | NA | SUN |  | 40796 |  | 0 | EIA Prime Mover-level Data | Estimated using an emission factor
2019 | MA | East Bridgewater | 55584 | 1 | IC | RE | NA | LFG
2019 | MA | East Bridgewater | 55584 | 2 | IC | RE | NA | LFG
2019 | MA | East Bridgewater | 55584 | 3 | IC | RE | NA | LFG
2019 | MA | East Bridgewater | 55584 | 4 | IC | RE | NA | LFG
2019 | MA | East Bridgewater | 55584 | 5 | IC | RE | NA | LFG
2019 | MA | East Bridgewater | 55584 | 6 | IC | RE | NA | LFG
2019 | MA | East Bridgewater Solar | 62197 | EBRID | PV | OP | NA | SUN |  | 30292 |  | 0 | EIA Prime Mover-level Data | Estimated using an emission factor
2019 | MA | East Brookfield Main Street Solar LLC | 63887 | EBMSS | PV | U | NA | SUN
2019 | MA | East Longmeadow Solar PV | 62059 | LG400 | PV | OP | NA | SUN |  | 3767 |  | 0 | EIA Prime Mover-level Data | Estimated using an emission factor
2019 | MA | East Springfield Solar PV | 62093 | REC34 | PV | OP | NA | SUN |  | 17318 |  | 0 | EIA Prime Mover-level Data | Estimated using an emission factor
2019 | MA | Easthampton Landfill-City of Easthampton | 58272 | 1 | PV | OP | NA | SUN |  | 23562 |  | 0 | EIA Prime Mover-level Data | Estimated using an emission factor
2019 | MA | Easton Landfill | 59134 | 57449 | PV | OP | NA | SUN |  | 20819 |  | 0 | EIA Prime Mover-level Data | Estimated using an emission factor
2019 | MA | EBZ Solar | 59032 | 0031 | PV | OP | NA | SUN |  | 31075 |  | 0 | EIA Prime Mover-level Data | Estimated using an emission factor
2019 | MA | EDF Lancaster | 59140 | INV-1 | PV | OP | NA | SUN |  | 56229 |  | 0 | EIA Prime Mover-level Data | Estimated using an emission factor
2019 | MA | Equity Industrial Turbines | 60865 | WT1 | WT | OP | NA | WND |  | 80244 |  | 0 | EIA Prime Mover-level Data | Estimated using an emission factor
2019 | MA | Erving Paper Mills | 54228 | 1 | ST | RE | NA | RFO
2019 | MA | Erving Paper Mills | 54228 | 2 | ST | OP | NA | OTH |  | 0 | 0 | 0.000422 | EIA Unit-level Data | NEI avg EF - PM, fuel type, firing type
2019 | MA | Erving Paper Mills | 54228 | 3 | GT | OP | NA | NG |  | 525990 | 1.4421 | 0.0054834 | EIA Prime Mover-level Data | NEI avg EF - PM, fuel type, firing type
2019 | MA | Exelon Edgar LLC | 1585 | GT1 | GT | RE | NA | DFO
2019 | MA | Exelon Edgar LLC | 1585 | GT2 | GT | RE | NA | DFO
2019 | MA | Exelon L Street | 1587 | GT1 | GT | RE | NA | DFO
2019 | MA | Fairhaven C CSG | 60423 | FCPV | PV | OP | NA | SUN |  | 26044 |  | 0 | EIA Prime Mover-level Data | Estimated using an emission factor
2019 | MA | Fairhaven Wind | 59725 | FHWTG | WT | OP | NA | WND |  | 56469 |  | 0 | EIA Prime Mover-level Data | Estimated using an emission factor
2019 | MA | Fairview Farms Solar | 58974 | PV1 | PV | OP | NA | SUN |  | 25652 |  | 0 | EIA Prime Mover-level Data | Estimated using an emission factor
2019 | MA | Fall River Solar CSG | 60738 | PV1 | PV | OP | NA | SUN |  | 24557 |  | 0 | EIA Prime Mover-level Data | Estimated using an emission factor
2019 | MA | Falmouth Landfill Solar | 61562 | FAL1 | PV | OP | NA | SUN |  | 43842 |  | 0 | EIA Prime Mover-level Data | Estimated using an emission factor
2019 | MA | Farley Road Community Solar | 61294 | 02419 | PV | OP | NA | SUN |  | 14709 |  | 0 | EIA Prime Mover-level Data | Estimated using an emission factor
2019 | MA | Federal Road Solar 1, LLC CSG | 60065 | FEDRD | PV | OP | NA | SUN |  | 65301 |  | 0 | EIA Prime Mover-level Data | Estimated using an emission factor
2019 | MA | Fife Brook | 8004 | GEN1 | HY | OP | NA | WAT |  | 268153 |  | 1.5381e-07 | EIA Prime Mover-level Data | NEI avg EF - PM, fuel type, firing type
2019 | MA | Fisher Road Solar | 60075 | SYFRS | PV | OP | NA | SUN |  | 71331 |  | 0 | EIA Prime Mover-level Data | Estimated using an emission factor
2019 | MA | Fitchburg Gas Recovery | 56527 | GEN1 | IC | OP | NA | LFG |  | 139179.7 | 1.023 | 0.0147 | EIA Prime Mover-level Data | Estimated using an emission factor
2019 | MA | Fitchburg Gas Recovery | 56527 | GEN2 | IC | OP | NA | LFG |  | 139179.7 | 1.023 | 0.0147 | EIA Prime Mover-level Data | Estimated using an emission factor
2019 | MA | Fitchburg Gas Recovery | 56527 | GEN3 | IC | OP | NA | LFG |  | 139179.7 | 1.023 | 0.0147 | EIA Prime Mover-level Data | Estimated using an emission factor
2019 | MA | Framingham State University Plant | 59717 | ACPV | PV | OP | NA | SUN |  | 568.4 |  | 0 | EIA Prime Mover-level Data | Estimated using an emission factor
2019 | MA | Framingham State University Plant | 59717 | CCPV | PV | OP | NA | SUN |  | 243.6 |  | 0 | EIA Prime Mover-level Data | Estimated using an emission factor
2019 | MA | Framingham State University Plant | 59717 | HA | IC | SB | NA | DFO |  | 18.364 | 0.0028464 | 0.31 | EIA Prime Mover-level Data | Estimated using an emission factor
2019 | MA | Framingham State University Plant | 59717 | LIB | IC | SB | NA | DFO |  | 27.545 | 0.0042695 | 0.31 | EIA Prime Mover-level Data | Estimated using an emission factor
2019 | MA | Framingham State University Plant | 59717 | MSC | IC | RE | NA | NG
2019 | MA | Framingham State University Plant | 59717 | MSC2 | IC | SB | NA | DFO |  | 18.364 | 0.0028464 | 0.31 | EIA Prime Mover-level Data | Estimated using an emission factor
2019 | MA | Framingham State University Plant | 59717 | NORTH | IC | SB | NA | DFO |  | 18.364 | 0.0028464 | 0.31 | EIA Prime Mover-level Data | Estimated using an emission factor
2019 | MA | Framingham State University Plant | 59717 | OC | IC | SB | NA | DFO |  | 9.182 | 0.0014232 | 0.31 | EIA Prime Mover-level Data | Estimated using an emission factor
2019 | MA | Framingham State University Plant | 59717 | PP | IC | SB | NA | DFO |  | 36.727 | 0.0056927 | 0.31 | EIA Prime Mover-level Data | Estimated using an emission factor
2019 | MA | Framingham State University Plant | 59717 | TOW1 | IC | SB | NA | DFO |  | 18.364 | 0.0028464 | 0.31 | EIA Prime Mover-level Data | Estimated using an emission factor
2019 | MA | Framingham State University Plant | 59717 | TOW2 | IC | SB | NA | DFO |  | 36.727 | 0.0056927 | 0.31 | EIA Prime Mover-level Data | Estimated using an emission factor
2019 | MA | Framingham State University Plant | 59717 | WEST | IC | SB | NA | DFO |  | 18.364 | 0.0028464 | 0.31 | EIA Prime Mover-level Data | Estimated using an emission factor
2019 | MA | Franklin 1 | 59178 | KRS04 | PV | OP | NA | SUN |  | 32402 |  | 0 | EIA Prime Mover-level Data | Estimated using an emission factor
2019 | MA | Franklin 2 | 59179 | KRS05 | PV | OP | NA | SUN |  | 41536 |  | 0 | EIA Prime Mover-level Data | Estimated using an emission factor
2019 | MA | Freetown Solar | 58283 | 1 | PV | OP | NA | SUN |  | 64663 |  | 0 | EIA Prime Mover-level Data | Estimated using an emission factor
2019 | MA | Front Street | 7396 | 1 | IC | OP | NA | DFO |  | 307.667 | 0.047688 | 0.31 | EIA Prime Mover-level Data | Estimated using an emission factor
2019 | MA | Front Street | 7396 | 2 | IC | OP | NA | DFO |  | 307.667 | 0.047688 | 0.31 | EIA Prime Mover-level Data | Estimated using an emission factor
2019 | MA | Front Street | 7396 | 3 | IC | OP | NA | DFO |  | 307.667 | 0.047688 | 0.31 | EIA Prime Mover-level Data | Estimated using an emission factor
2019 | MA | Future Generation Wind | 59622 | FGMA | WT | OP | NA | WND |  | 166245 |  | 0 | EIA Prime Mover-level Data | Estimated using an emission factor
2019 | MA | Gardner - Otter River Road | 62870 | 79711 | PV | OP | NA | SUN |  | 2306 |  | 0 | EIA Prime Mover-level Data | Estimated using an emission factor
2019 | MA | Gardner Solar 1 | 58937 | GRDN1 | PV | OP | NA | SUN |  | 26935 |  | 0 | EIA Prime Mover-level Data | Estimated using an emission factor
2019 | MA | Gardners Falls | 1634 | GF2 | HY | OA | NA | WAT |  | 11174.29 |  | 1.5381e-07 | EIA Prime Mover-level Data | NEI avg EF - PM, fuel type, firing type
2019 | MA | Gardners Falls | 1634 | GF3 | HY | OP | NA | WAT |  | 25142.14 |  | 1.5381e-07 | EIA Prime Mover-level Data | NEI avg EF - PM, fuel type, firing type
2019 | MA | Gardners Falls | 1634 | GF4 | HY | OP | NA | WAT |  | 25142.14 |  | 1.5381e-07 | EIA Prime Mover-level Data | NEI avg EF - PM, fuel type, firing type
2019 | MA | Gardners Falls | 1634 | GF5 | HY | OP | NA | WAT |  | 36316.43 |  | 1.5381e-07 | EIA Prime Mover-level Data | NEI avg EF - PM, fuel type, firing type
2019 | MA | GELD Solar Farm | 61539 | GELD | PV | OP | NA | SUN |  | 31208 |  | 0 | EIA Prime Mover-level Data | Estimated using an emission factor
2019 | MA | General Electric Aircraft | 10029 | PV | PV | OP | NA | SUN |  | 18474 |  | 0 | EIA Prime Mover-level Data | Estimated using an emission factor
2019 | MA | Gillette SBMC | 54225 | 2 | ST | OP | NA | NG |  | 4642.02 | 0.01869 | 0.0080524 | EIA Unit-level Data | NEI avg EF - PM, fuel type
2019 | MA | Gillette SBMC | 54225 | 3 | ST | OP | NA | DFO |  | 0 | 0 | 0.0099981 | EIA Unit-level Data | NEI avg EF - PM, fuel type, firing type
2019 | MA | Gillette SBMC | 54225 | CTG3 | GT | OP | NA | NG |  | 841490 | 2.3071 | 0.0054834 | EIA Prime Mover-level Data | NEI avg EF - PM, fuel type, firing type
2019 | MA | Gillette SBMC | 54225 | DG | IC | SB | NA | DFO |  |  |  | 0.30942
2019 | MA | Gillette SBMC | 54225 | DG2 | IC | SB | NA | DFO |  |  |  | 0.30942
2019 | MA | Gillette SBMC | 54225 | DG3 | IC | SB | NA | DFO |  |  |  | 0.30942
2019 | MA | Golden Hills Solar | 61315 | 02196 | PV | OP | NA | SUN |  | 66200 |  | 0 | EIA Prime Mover-level Data | Estimated using an emission factor
2019 | MA | Goose Pond Solar | 62992 | GPNOR | PV | TS | NA | SUN
2019 | MA | Goose Pond Solar | 62992 | GPSOU | PV | TS | NA | SUN
2019 | MA | Grafton PV | 61341 | MSBW1 | PV | OP | NA | SUN |  | 40931 |  | 0 | EIA Prime Mover-level Data | Estimated using an emission factor
2019 | MA | Grafton Solar | 59394 | KRS03 | PV | OP | NA | SUN |  | 19401 |  | 0 | EIA Prime Mover-level Data | Estimated using an emission factor
2019 | MA | Granby LFG | 59815 | GLFG1 | IC | OP | NA | LFG |  | 128211 | 0.94235 | 0.0147 | EIA Prime Mover-level Data | Estimated using an emission factor
2019 | MA | Granby Solar, LLC | 63338 | 4787 | PV | T | NA | SUN
2019 | MA | Greater New Bedford LFG Utiliz. Facility | 61702 | 11052 | IC | OP | NA | LFG |  | 181184 | 1.3317 | 0.0147 | EIA Prime Mover-level Data | Estimated using an emission factor
2019 | MA | Green Meadows | 58097 | 1 | PV | OP | NA | SUN |  | 39375 |  | 0 | EIA Prime Mover-level Data | Estimated using an emission factor
2019 | MA | Greenfield Solar PV | 62063 | LG400 | PV | OP | NA | SUN |  | 24066 |  | 0 | EIA Prime Mover-level Data | Estimated using an emission factor
2019 | MA | Griffin Road Solar, LLC CSG | 62198 | 2639 | PV | OP | NA | SUN |  | 27940 |  | 0 | EIA Prime Mover-level Data | Estimated using an emission factor
2019 | MA | Groveland Solar | 57989 | GSMA | PV | OP | NA | SUN |  | 40023 |  | 0 | EIA Prime Mover-level Data | Estimated using an emission factor
2019 | MA | GRS Fall River | 55589 | 1 | IC | RE | NA | LFG
2019 | MA | GRS Fall River | 55589 | 2 | IC | RE | NA | LFG
2019 | MA | GRS Fall River | 55589 | 3 | GT | OP | NA | LFG |  | 351579 | 3.7971 | 0.0216 | EIA Prime Mover-level Data | Estimated using an emission factor
2019 | MA | GSPP Raynham TMLP, LLC CSG | 62826 | RAYN | PV | OP | NA | SUN |  | 3134 |  | 0 | EIA Prime Mover-level Data | Estimated using an emission factor
2019 | MA | GSPP Boxborough Littleton (MA) | 62890 | BOXBR | PV | OP | NA | SUN |  | 48972 |  | 0 | EIA Prime Mover-level Data | Estimated using an emission factor
2019 | MA | GSPP Devens, LLC | 62824 | DEVEN | PV | OP | NA | SUN |  | 18059 |  | 0 | EIA Prime Mover-level Data | Estimated using an emission factor
2019 | MA | GSPP Terrawatt Westfield LLC CSG | 62825 | WESTF | PV | OP | NA | SUN |  | 48047 |  | 0 | EIA Prime Mover-level Data | Estimated using an emission factor
2019 | MA | Hadley 2 Solar, LLC CSG | 62196 | 2368 | PV | OP | NA | SUN |  | 26400 |  | 0 | EIA Prime Mover-level Data | Estimated using an emission factor
2019 | MA | Hadley Falls | 1605 | 1 | HY | OP | NA | WAT |  | 495036.9 |  | 1.5381e-07 | EIA Prime Mover-level Data | NEI avg EF - PM, fuel type, firing type
2019 | MA | Hadley Falls | 1605 | 2 | HY | OP | NA | WAT |  | 444408.1 |  | 1.5381e-07 | EIA Prime Mover-level Data | NEI avg EF - PM, fuel type, firing type
2019 | MA | Hadley Falls | 1605 | 3 | HY | IP | NA | WAT
2019 | MA | Hadley Solar NG, LLC | 59484 | PV1 | PV | OP | NA | SUN |  | 31039 |  | 0 | EIA Prime Mover-level Data | Estimated using an emission factor
2019 | MA | Halifax Electric | 55586 | 1 | IC | RE | NA | LFG
2019 | MA | Halifax Electric | 55586 | 2 | IC | RE | NA | LFG
2019 | MA | Halifax Electric | 55586 | 3 | IC | RE | NA | LFG
2019 | MA | Hampden | 60494 | 1 | PV | OP | NA | SUN |  | 48109 |  | 0 | EIA Prime Mover-level Data | Estimated using an emission factor
2019 | MA | Hampden Solar PV | 62073 | LG390 | PV | OP | NA | SUN |  | 1166 |  | 0 | EIA Prime Mover-level Data | Estimated using an emission factor
2019 | MA | Hampshire College Hybrid | 60815 | BA1 | BA | OP | NA | MWH
2019 | MA | Hampshire College Hybrid | 60815 | BA2 | BA | OP | NA | MWH
2019 | MA | Hampshire College Hybrid | 60815 | PV1 | PV | OP | NA | SUN |  | 21210.5 |  | 0 | EIA Prime Mover-level Data | Estimated using an emission factor
2019 | MA | Hampshire College Hybrid | 60815 | PV2 | PV | OP | NA | SUN |  | 21210.5 |  | 0 | EIA Prime Mover-level Data | Estimated using an emission factor
2019 | MA | Happy Hollow CSG Hybrid | 62652 | HHESS | BA | OP | NA | MWH
2019 | MA | Happy Hollow CSG Hybrid | 62652 | HHPV | PV | OP | NA | SUN |  | 8762 |  | 0 | EIA Prime Mover-level Data | Estimated using an emission factor
2019 | MA | Hardwick-Athol & Eagle Hill | 60458 | HAEH | PV | OP | NA | SUN |  | 22963 |  | 0 | EIA Prime Mover-level Data | Estimated using an emission factor
2019 | MA | Harris Energy Realty | 54981 | ALBA | HY | RE | NA | WAT
2019 | MA | Harris Energy Realty | 54981 | ALBD | HY | RE | NA | WAT
2019 | MA | Harris Energy Realty | 54981 | C-AB | HY | RE | NA | WAT
2019 | MA | Harris Energy Realty | 54981 | C-C | HY | RE | NA | WAT
2019 | MA | Harris Energy Realty | 54981 | GILA | HY | RE | NA | WAT
2019 | MA | Harris Energy Realty | 54981 | GILD | HY | RE | NA | WAT
2019 | MA | Harris Energy Realty | 54981 | NONO | HY | OP | NA | WAT |  |  |  | 1.5381e-07
2019 | MA | Harris Energy Realty | 54981 | TOM | HY | RE | NA | WAT
2019 | MA | Harwich Landfill | 59078 | HAR1 | PV | OP | NA | SUN |  | 51003 |  | 0 | EIA Prime Mover-level Data | Estimated using an emission factor
2019 | MA | Hatfield Renewables Community Solar | 61299 | 02599 | PV | OP | NA | SUN |  | 25592 |  | 0 | EIA Prime Mover-level Data | Estimated using an emission factor
2019 | MA | Hatfield Solar PV | 62091 | LG395 | PV | OP | NA | SUN |  | 48964 |  | 0 | EIA Prime Mover-level Data | Estimated using an emission factor
2019 | MA | Haverhill Solar Power Project | 57269 | 1 | PV | OP | NA | SUN |  | 7987 |  | 0 | EIA Prime Mover-level Data | Estimated using an emission factor
2019 | MA | Hewlett-Packard (HP) - Andover, MA | 60099 | PV1 | PV | OP | NA | SUN |  | 20179 |  | 0 | EIA Prime Mover-level Data | Estimated using an emission factor
2019 | MA | High Street Station | 1670 | 1 | IC | OP | NA | NG |  | 15.853 | 3.345e-06 | 0.000422 | EIA Prime Mover-level Data | Estimated using an emission factor
2019 | MA | High Street Station | 1670 | 2 | IC | OP | NA | NG |  | 17.174 | 3.6237e-06 | 0.000422 | EIA Prime Mover-level Data | Estimated using an emission factor
2019 | MA | High Street Station | 1670 | 3 | IC | RE | NA | DFO
2019 | MA | High Street Station | 1670 | 4 | IC | RE | NA | DFO
2019 | MA | High Street Station | 1670 | 6 | IC | OP | NA | NG |  | 14.532 | 3.0663e-06 | 0.000422 | EIA Prime Mover-level Data | Estimated using an emission factor
2019 | MA | High Street Station | 1670 | 7 | IC | OP | NA | DFO |  | 17.174 | 0.002662 | 0.31 | EIA Prime Mover-level Data | Estimated using an emission factor
2019 | MA | High Street Station | 1670 | 8 | IC | SB | NA | DFO |  | 14.532 | 0.0022525 | 0.31 | EIA Prime Mover-level Data | Estimated using an emission factor
2019 | MA | High Street Station | 1670 | 9 | IC | OP | NA | NG |  | 17.174 | 3.6237e-06 | 0.000422 | EIA Prime Mover-level Data | Estimated using an emission factor
2019 | MA | High Street Station | 1670 | 10 | IC | OP | NA | NG |  | 15.853 | 3.345e-06 | 0.000422 | EIA Prime Mover-level Data | Estimated using an emission factor
2019 | MA | High Street Station | 1670 | 11 | IC | OP | NA | NG |  | 15.853 | 3.345e-06 | 0.000422 | EIA Prime Mover-level Data | Estimated using an emission factor
2019 | MA | High Street Station | 1670 | 12 | IC | OP | NA | NG |  | 15.853 | 3.345e-06 | 0.000422 | EIA Prime Mover-level Data | Estimated using an emission factor
2019 | MA | Hinsdale Solar PV | 62064 | LG400 | PV | OP | NA | SUN |  | 22357 |  | 0 | EIA Prime Mover-level Data | Estimated using an emission factor
2019 | MA | Holiday Hill Community Wind | 62897 | HHCW1 | WT | OP | NA | WND |  | 1238 |  | 0 | EIA Prime Mover-level Data | Estimated using an emission factor
2019 | MA | Holliston Solar CSG | 60731 | PV1 | PV | OP | NA | SUN |  | 12965 |  | 0 | EIA Prime Mover-level Data | Estimated using an emission factor
2019 | MA | Holyoke Solar Cooperative at Mueller | 57931 | PV1 | PV | OP | NA | SUN |  | 35099 |  | 0 | EIA Prime Mover-level Data | Estimated using an emission factor
2019 | MA | Hopkinton CSG | 62760 | WT | PV | OP | NA | SUN |  | 16064 |  | 0 | EIA Prime Mover-level Data | Estimated using an emission factor
2019 | MA | Hull Wind II | 56800 | HW2 | WT | OP | NA | WND |  | 35643 |  | 0 | EIA Prime Mover-level Data | Estimated using an emission factor
2019 | MA | Hunt Farm Solar | 59820 | HUNTF | PV | OP | NA | SUN |  | 34245 |  | 0 | EIA Prime Mover-level Data | Estimated using an emission factor
2019 | MA | Hunt Road Solar | 59927 | PV1 | PV | OP | NA | SUN |  | 67830 |  | 0 | EIA Prime Mover-level Data | Estimated using an emission factor
2019 | MA | Hurteau Solar Project Hybrid | 63468 | BATT | BA | TS | NA | MWH
2019 | MA | Hurteau Solar Project Hybrid | 63468 | HURTU | PV | TS | NA | SUN
2019 | MA | Incom Solar, LLC CSG | 63563 | INCOM | PV | OP | NA | SUN |  | 31859 |  | 0 | EIA Prime Mover-level Data | Estimated using an emission factor
2019 | MA | Indian Hill Solar LLC | 59362 | PV1 | PV | OP | NA | SUN |  | 14345 |  | 0 | EIA Prime Mover-level Data | Estimated using an emission factor
2019 | MA | Indian Orchard | 6379 | IO3 | HY | OP | NA | WAT |  | 35887.7 |  | 1.5381e-07 | EIA Prime Mover-level Data | NEI avg EF - PM, fuel type, firing type
2019 | MA | Indian Orchard | 6379 | IO4 | HY | OP | NA | WAT |  | 52635.3 |  | 1.5381e-07 | EIA Prime Mover-level Data | NEI avg EF - PM, fuel type, firing type
2019 | MA | Indian Orchard Plant 1 | 10417 | TG | ST | OP | NA | NG |  | 1736914 | 6.9932 | 0.0080524 | EIA Prime Mover-level Data | NEI avg EF - PM, fuel type
2019 | MA | Indian Orchard PV Facility | 57674 | 1 | PV | OP | NA | SUN |  | 21592 |  | 0 | EIA Prime Mover-level Data | Estimated using an emission factor
2019 | MA | Integrys MA Solar, LLC - Ashburnham Site | 58934 | ASH10 | PV | OP | NA | SUN |  | 2672.172 |  | 0 | EIA Prime Mover-level Data | Estimated using an emission factor
2019 | MA | Integrys MA Solar, LLC - Ashburnham Site | 58934 | ASH-R | PV | OP | NA | SUN |  | 23158.83 |  | 0 | EIA Prime Mover-level Data | Estimated using an emission factor
2019 | MA | International Paper Woronoco Mill | 50166 | GEN1 | HY | OP | NA | WAT |  | 10683.21 |  | 1.5381e-07 | EIA Prime Mover-level Data | NEI avg EF - PM, fuel type, firing type
2019 | MA | International Paper Woronoco Mill | 50166 | GEN2 | HY | OP | NA | WAT |  | 38459.57 |  | 1.5381e-07 | EIA Prime Mover-level Data | NEI avg EF - PM, fuel type, firing type
2019 | MA | International Paper Woronoco Mill | 50166 | GEN2A | HY | OP | NA | WAT |  | 10683.21 |  | 1.5381e-07 | EIA Prime Mover-level Data | NEI avg EF - PM, fuel type, firing type
2019 | MA | Ipswich Wind Independence | 59023 | GEN 1 | WT | OS | NA | WND |  |  |  | 0
2019 | MA | Ipswich Wind Turbine | 57855 | 1 | WT | OP | NA | WND |  | 34735 |  | 0 | EIA Prime Mover-level Data | Estimated using an emission factor
2019 | MA | Iron Horse Solar 4, LLC | 60799 | PV1 | PV | OP | NA | SUN |  | 66121 |  | 0 | EIA Prime Mover-level Data | Estimated using an emission factor
2019 | MA | Iron Horse Solar I CSG | 60855 | DOW | PV | OP | NA | SUN |  | 37913 |  | 0 | EIA Prime Mover-level Data | Estimated using an emission factor
2019 | MA | ISM Solar Dighton 2, LLC CSG | 63562 | DIGHT | PV | OP | NA | SUN |  | 31734 |  | 0 | EIA Prime Mover-level Data | Estimated using an emission factor
2019 | MA | JH Solar, LLC CSG | 63564 | JHSOL | PV | OP | NA | SUN |  | 13838 |  | 0 | EIA Prime Mover-level Data | Estimated using an emission factor
2019 | MA | Jiminy Peak Wind QF | 62570 | 32651 | WT | OP | NA | WND |  | 10 |  | 0 | EIA Prime Mover-level Data | Estimated using an emission factor
2019 | MA | Katama Farm | 59079 | KAT1 | PV | OP | NA | SUN |  | 12919 |  | 0 | EIA Prime Mover-level Data | Estimated using an emission factor
2019 | MA | Kearsarge Amesbury Hybrid | 63398 | AMBAT | BA | OP | NA | MWH
2019 | MA | Kearsarge Amesbury Hybrid | 63398 | AMES | PV | OP | NA | SUN
2019 | MA | Kearsarge Bellingham PV | 61373 | BELL | PV | OP | NA | SUN |  | 45107 |  | 0 | EIA Prime Mover-level Data | Estimated using an emission factor
2019 | MA | Kearsarge Concord II | 61814 | CII | PV | OP | NA | SUN |  | 63297 |  | 0 | EIA Prime Mover-level Data | Estimated using an emission factor
2019 | MA | Kearsarge GB | 62550 | GB123 | PV | OP | NA | SUN |  | 28182 |  | 0 | EIA Prime Mover-level Data | Estimated using an emission factor
2019 | MA | Kearsarge Gill | 62911 | GILL | PV | OP | NA | SUN |  | 26409 |  | 0 | EIA Prime Mover-level Data | Estimated using an emission factor
2019 | MA | Kearsarge Granby | 61815 | KSG1 | PV | OP | NA | SUN |  | 6590.6 |  | 0 | EIA Prime Mover-level Data | Estimated using an emission factor
2019 | MA | Kearsarge Granby | 61815 | KSG2 | PV | OP | NA | SUN |  | 6590.6 |  | 0 | EIA Prime Mover-level Data | Estimated using an emission factor
2019 | MA | Kearsarge Granby | 61815 | KSG5 | PV | OP | NA | SUN |  | 6590.6 |  | 0 | EIA Prime Mover-level Data | Estimated using an emission factor
2019 | MA | Kearsarge Granby | 61815 | KSG6 | PV | OP | NA | SUN |  | 6590.6 |  | 0 | EIA Prime Mover-level Data | Estimated using an emission factor
2019 | MA | Kearsarge Granby | 61815 | KSG7 | PV | OP | NA | SUN |  | 6590.6 |  | 0 | EIA Prime Mover-level Data | Estimated using an emission factor
2019 | MA | Kearsarge Montague | 62557 | MONTA | PV | OP | NA | SUN |  | 62479 |  | 0 | EIA Prime Mover-level Data | Estimated using an emission factor
2019 | MA | Kearsarge Southwick LLC | 60867 | SOU | PV | OP | NA | SUN |  | 53514 |  | 0 | EIA Prime Mover-level Data | Estimated using an emission factor
2019 | MA | Kearsarge Uxbridge | 62552 | UX680 | PV | OP | NA | SUN |  | 29267 |  | 0 | EIA Prime Mover-level Data | Estimated using an emission factor
2019 | MA | Kearsarge Wilmington | 62559 | WILM1 | PV | OP | NA | SUN |  | 20614 |  | 0 | EIA Prime Mover-level Data | Estimated using an emission factor
2019 | MA | Kingston Wind Independence | 59022 | 1 | WT | OS | NA | WND |  | 6171 |  | 0 | EIA Prime Mover-level Data | Estimated using an emission factor
2019 | MA | KS Solar Six LLC | 59468 | HUBB | PV | OP | NA | SUN |  | 26660 |  | 0 | EIA Prime Mover-level Data | Estimated using an emission factor
2019 | MA | Lakeville Solar | 63672 | LV | PV | OP | NA | SUN |  | 34422 |  | 0 | EIA Prime Mover-level Data | Estimated using an emission factor
2019 | MA | Lane Ave Solar LLC | 63041 | HANRA | PV | V | NA | SUN
2019 | MA | Lawrence Hydroelectric Associates | 50545 | GEN1 | HY | OP | NA | WAT |  | 321848 |  | 1.5381e-07 | EIA Prime Mover-level Data | NEI avg EF - PM, fuel type, firing type
2019 | MA | Lawrence Hydroelectric Associates | 50545 | GEN2 | HY | OP | NA | WAT |  | 321848 |  | 1.5381e-07 | EIA Prime Mover-level Data | NEI avg EF - PM, fuel type, firing type
2019 | MA | Ledeaux Solar, LLC CSG | 63572 | LEDEA | PV | OP | NA | SUN |  | 12768 |  | 0 | EIA Prime Mover-level Data | Estimated using an emission factor
2019 | MA | Lee Site 31 Solar | 62265 | LG370 | PV | OP | NA | SUN |  | 19135 |  | 0 | EIA Prime Mover-level Data | Estimated using an emission factor
2019 | MA | Leicester One MA Solar LLC | 58282 | 1 | PV | OP | NA | SUN |  | 56825 |  | 0 | EIA Prime Mover-level Data | Estimated using an emission factor
2019 | MA | Leominster | 60073 | SNLEO | PV | OP | NA | SUN |  | 27611 |  | 0 | EIA Prime Mover-level Data | Estimated using an emission factor
2019 | MA | Leominster (MA)-South Street-R&D | 59745 | 1 | PV | OP | NA | SUN |  | 35126 |  | 0 | EIA Prime Mover-level Data | Estimated using an emission factor
2019 | MA | Lepomis PV Energy LLC | 59085 | INV-1 | PV | OP | NA | SUN |  | 70590 |  | 0 | EIA Prime Mover-level Data | Estimated using an emission factor
2019 | MA | Lightolier Wind I Turbine | 59639 | LIGHT | WT | OP | NA | WND |  | 17291 |  | 0 | EIA Prime Mover-level Data | Estimated using an emission factor
2019 | MA | Lowell Solar Landfill | 59873 | PV | PV | OP | NA | SUN |  | 12242 |  | 0 | EIA Prime Mover-level Data | Estimated using an emission factor
2019 | MA | Ludlow Landfill | 59135 | 57449 | PV | OP | NA | SUN |  | 27058 |  | 0 | EIA Prime Mover-level Data | Estimated using an emission factor
2019 | MA | Ludlow Site 72 - Conti | 62097 | LG390 | PV | OP | NA | SUN |  | 18208 |  | 0 | EIA Prime Mover-level Data | Estimated using an emission factor
2019 | MA | MA Military Reservation Wind Project | 57253 | 1 | WT | OP | NA | WND |  | 28650.33 |  | 0 | EIA Prime Mover-level Data | Estimated using an emission factor
2019 | MA | MA Military Reservation Wind Project | 57253 | 2 | WT | OP | NA | WND |  | 28650.33 |  | 0 | EIA Prime Mover-level Data | Estimated using an emission factor
2019 | MA | MA Military Reservation Wind Project | 57253 | 3 | WT | OP | NA | WND |  | 28650.33 |  | 0 | EIA Prime Mover-level Data | Estimated using an emission factor
2019 | MA | MA Solar Storage 1 Hybrid | 61730 | 61730 | BA | OP | NA | MWH |  | 0 |  |  | EIA Prime Mover-level Data
2019 | MA | MA Solar Storage 1 Hybrid | 61730 | SCSS1 | PV | OP | NA | SUN |  | 11406 |  | 0 | EIA Prime Mover-level Data | Estimated using an emission factor
2019 | MA | Mansfield | 55046 | GEN1 | IC | RE | NA | NG
2019 | MA | Mansfield | 55046 | GEN2 | IC | RE | NA | NG
2019 | MA | Mansfield | 55046 | GEN3 | IC | RE | NA | NG
2019 | MA | Marshfield PV | 58410 | SO032 | PV | OP | NA | SUN |  | 43015 |  | 0 | EIA Prime Mover-level Data | Estimated using an emission factor
2019 | MA | Martha's Vineyard Community Battery | 62605 | MVESS | BA | L | NA | MWH
2019 | MA | Mashpee Landfill Solar | 59980 | MASH | PV | OP | NA | SUN |  |  |  | 0
2019 | MA | Mass Midstate Solar 1 | 58279 | 1 | PV | OP | NA | SUN |  | 65301 |  | 0 | EIA Prime Mover-level Data | Estimated using an emission factor
2019 | MA | Mass Midstate Solar 2 | 58276 | 1 | PV | OP | NA | SUN |  | 61402 |  | 0 | EIA Prime Mover-level Data | Estimated using an emission factor
2019 | MA | Mass Midstate Solar 3 | 58275 | 1 | PV | OP | NA | SUN |  | 55338 |  | 0 | EIA Prime Mover-level Data | Estimated using an emission factor
2019 | MA | Maynard PV | 58412 | SO026 | PV | OP | NA | SUN |  | 13499 |  | 0 | EIA Prime Mover-level Data | Estimated using an emission factor
2019 | MA | McDougle-Mitchell Solar Project Hybrid | 63470 | BATT | BA | TS | NA | MWH
2019 | MA | McDougle-Mitchell Solar Project Hybrid | 63470 | MCDMT | PV | TS | NA | SUN
2019 | MA | MDFA Devens-Saratoga | 61350 | SO145 | PV | OP | NA | SUN |  | 30159 |  | 0 | EIA Prime Mover-level Data | Estimated using an emission factor
2019 | MA | Meadow Solar | 60756 | PV1 | PV | OP | NA | SUN |  | 38616 |  | 0 | EIA Prime Mover-level Data | Estimated using an emission factor
2019 | MA | Medical Area Total Energy Plant | 10883 | CT1 | GT | OP | NA | NG |  | 1099591 | 3.0147 | 0.0054834 | EIA Prime Mover-level Data | NEI avg EF - PM, fuel type, firing type
2019 | MA | Medical Area Total Energy Plant | 10883 | CT2 | GT | OP | NA | NG |  | 1099591 | 3.0147 | 0.0054834 | EIA Prime Mover-level Data | NEI avg EF - PM, fuel type, firing type
2019 | MA | Medical Area Total Energy Plant | 10883 | CT3 | GT | OP | NA | NG |  | 1213949 | 3.3283 | 0.0054834 | EIA Prime Mover-level Data | NEI avg EF - PM, fuel type, firing type
2019 | MA | Medical Area Total Energy Plant | 10883 | DEG1 | IC | SB | NA | DFO |  | 4955.833 | 0.76815 | 0.31 | EIA Prime Mover-level Data | Estimated using an emission factor
2019 | MA | Medical Area Total Energy Plant | 10883 | DEG2 | IC | SB | NA | DFO |  | 4955.833 | 0.76815 | 0.31 | EIA Prime Mover-level Data | Estimated using an emission factor
2019 | MA | Medical Area Total Energy Plant | 10883 | DEG3 | IC | SB | NA | DFO |  | 4955.833 | 0.76815 | 0.31 | EIA Prime Mover-level Data | Estimated using an emission factor
2019 | MA | Medical Area Total Energy Plant | 10883 | DEG4 | IC | SB | NA | DFO |  | 4955.833 | 0.76815 | 0.31 | EIA Prime Mover-level Data | Estimated using an emission factor
2019 | MA | Medical Area Total Energy Plant | 10883 | DEG5 | IC | SB | NA | DFO |  | 4955.833 | 0.76815 | 0.31 | EIA Prime Mover-level Data | Estimated using an emission factor
2019 | MA | Medical Area Total Energy Plant | 10883 | DEG6 | IC | SB | NA | DFO |  | 4955.833 | 0.76815 | 0.31 | EIA Prime Mover-level Data | Estimated using an emission factor
2019 | MA | Medical Area Total Energy Plant | 10883 | GTHSG1 | ST | OP | NA | NG |  | 1108031 | 4.4612 | 0.0080524 | EIA Unit-level Data | NEI avg EF - PM, fuel type
2019 | MA | Medical Area Total Energy Plant | 10883 | GTHSG2 | ST | OP | NA | NG |  | 1121483 | 4.5153 | 0.0080524 | EIA Unit-level Data | NEI avg EF - PM, fuel type
2019 | MA | Medical Area Total Energy Plant | 10883 | GTHSG3 | ST | OP | NA | NG |  | 1121765 | 4.5165 | 0.0080524 | EIA Unit-level Data | NEI avg EF - PM, fuel type
2019 | MA | Medical Area Total Energy Plant | 10883 | HSG1 | ST | OP | NA | NG |  | 158805.4 | 0.63939 | 0.0080524 | EIA Unit-level Data | NEI avg EF - PM, fuel type
2019 | MA | Medical Area Total Energy Plant | 10883 | HSG2 | ST | OP | NA | NG |  | 138611.2 | 0.55808 | 0.0080524 | EIA Unit-level Data | NEI avg EF - PM, fuel type
2019 | MA | Medical Area Total Energy Plant | 10883 | PSG1 | ST | OP | NA | NG |  | 480270.5 | 1.9337 | 0.0080524 | EIA Unit-level Data | NEI avg EF - PM, fuel type
2019 | MA | Medical Area Total Energy Plant | 10883 | PSG2 | ST | OP | NA | NG |  | 197148.2 | 0.79376 | 0.0080524 | EIA Unit-level Data | NEI avg EF - PM, fuel type
2019 | MA | Medical Area Total Energy Plant | 10883 | PSG3 | ST | OP | NA | NG |  | 342074.3 | 1.3773 | 0.0080524 | EIA Unit-level Data | NEI avg EF - PM, fuel type
2019 | MA | Merrimac Solar | 58561 | MSMA | PV | OP | NA | SUN |  | 20621 |  | 0 | EIA Prime Mover-level Data | Estimated using an emission factor
2019 | MA | Methuen Landfill | 59136 | 57449 | PV | OP | NA | SUN |  | 13053 |  | 0 | EIA Prime Mover-level Data | Estimated using an emission factor
2019 | MA | Middleton Solar Park | 63214 | MDL01 | PV | OP | NA | SUN |  | 64395 |  | 0 | EIA Prime Mover-level Data | Estimated using an emission factor
2019 | MA | Millbury Solar | 58280 | 1 | PV | OP | NA | SUN |  | 43397 |  | 0 | EIA Prime Mover-level Data | Estimated using an emission factor
2019 | MA | Minuteman Energy Storage | 62644 | MMES | BA | OP | NA | MWH |  | 0 |  |  | EIA Prime Mover-level Data
2019 | MA | MM Taunton Energy | 55093 | UNT1 | IC | OP | NA | LFG |  | 44102.5 | 0.32415 | 0.0147 | EIA Prime Mover-level Data | Estimated using an emission factor
2019 | MA | MM Taunton Energy | 55093 | UNT2 | IC | OP | NA | LFG |  | 44102.5 | 0.32415 | 0.0147 | EIA Prime Mover-level Data | Estimated using an emission factor
2019 | MA | MM Taunton Energy | 55093 | UNT3 | IC | OP | NA | LFG |  | 44102.5 | 0.32415 | 0.0147 | EIA Prime Mover-level Data | Estimated using an emission factor
2019 | MA | MM Taunton Energy | 55093 | UNT4 | IC | OP | NA | LFG |  | 44102.5 | 0.32415 | 0.0147 | EIA Prime Mover-level Data | Estimated using an emission factor
2019 | MA | MMWEC Simple Cycle Gas Turbine | 63559 | 1 | GT | L | NA | NG
2019 | MA | MMWEC Simple Cycle Gas Turbine | 63559 | GT1 | GT | L | NA | NG
2019 | MA | Monson Solar | 59464 | 2 | PV | OP | NA | SUN |  | 36302 |  | 0 | EIA Prime Mover-level Data | Estimated using an emission factor
2019 | MA | Monson Solar, LLC | 62203 | 2701 | PV | OP | NA | SUN |  | 29071 |  | 0 | EIA Prime Mover-level Data | Estimated using an emission factor
2019 | MA | Montague Site 36-Grosolar | 62092 | REC34 | PV | OP | NA | SUN |  | 51645 |  | 0 | EIA Prime Mover-level Data | Estimated using an emission factor
2019 | MA | Morin Solar 2013 LLC | 60612 | MORIN | PV | OP | NA | SUN |  | 58136 |  | 0 | EIA Prime Mover-level Data | Estimated using an emission factor
2019 | MA | Mount Tom | 1606 | 1 | ST | RE | WALL | BIT
2019 | MA | Mt Wachusett Community College | 58025 | WTG1 | WT | OP | NA | WND |  | 23584 |  | 0 | EIA Prime Mover-level Data | Estimated using an emission factor
2019 | MA | Mt Wachusett Community College | 58025 | WTG2 | WT | OP | NA | WND |  | 23584 |  | 0 | EIA Prime Mover-level Data | Estimated using an emission factor
2019 | MA | Mt. Tom Solar Project Hybrid | 60906 | BA1 | BA | OP | NA | MWH
2019 | MA | Mt. Tom Solar Project Hybrid | 60906 | PV1 | PV | OP | NA | SUN |  | 53219 |  | 0 | EIA Prime Mover-level Data | Estimated using an emission factor
2019 | MA | Nantucket Hybrid | 1615 | 10 | IC | RE | NA | DFO
2019 | MA | Nantucket Hybrid | 1615 | 11 | IC | RE | NA | DFO
2019 | MA | Nantucket Hybrid | 1615 | 12 | GT | RE | NA | DFO |  | 1922.864 | 0.016594 | 0.017259 | EIA Prime Mover-level Data | NEI avg EF - PM, fuel type, firing type
2019 | MA | Nantucket Hybrid | 1615 | 13 | GT | RE | NA | DFO |  | 1922.864 | 0.016594 | 0.017259 | EIA Prime Mover-level Data | NEI avg EF - PM, fuel type, firing type
2019 | MA | Nantucket Hybrid | 1615 | 14 | IC | RE | NA | DFO
2019 | MA | Nantucket Hybrid | 1615 | 15 | IC | RE | NA | DFO
2019 | MA | Nantucket Hybrid | 1615 | 16 | IC | RE | NA | DFO
2019 | MA | Nantucket Hybrid | 1615 | 17 | IC | RE | NA | DFO
2019 | MA | Nantucket Hybrid | 1615 | 18 | GT | OP | NA | DFO |  | 8003.272 | 0.069065 | 0.017259 | EIA Prime Mover-level Data | NEI avg EF - PM, fuel type, firing type
2019 | MA | Nantucket Hybrid | 1615 | 19 | IC | OP | NA | DFO |  | 122 | 0.018874 | 0.30942 | EIA Prime Mover-level Data | NEI avg EF - PM, fuel type, firing type
2019 | MA | Nantucket Hybrid | 1615 | 20 | BA | OP | NA | MWH
2019 | MA | Natick Mall | 63290 | NM | PV | OP | NA | SUN |  | 26258 |  | 0 | EIA Prime Mover-level Data | Estimated using an emission factor
2019 | MA | NECCO Co-Generation | 55999 | GEN1 | IC | OS | NA | NG |  |  |  | 0.0004219
2019 | MA | NECCO Co-Generation | 55999 | GEN2 | IC | OS | NA | NG |  |  |  | 0.0004219
2019 | MA | NEDC Solar Site | 57270 | 1 | PV | OP | NA | SUN |  | 9108 |  | 0 | EIA Prime Mover-level Data | Estimated using an emission factor
2019 | MA | New Bedford (MA) Plymouth | 59780 | 1 | PV | OP | NA | SUN |  | 59158 |  | 0 | EIA Prime Mover-level Data | Estimated using an emission factor
2019 | MA | New Boston Generating Station | 1589 | 1 | ST | RE | NA | NG
2019 | MA | New Boston Generating Station | 1589 | 2 | ST | RE | NA | NG
2019 | MA | New England Wind LLC | 57380 | 1 | WT | OP | NA | WND |  | 703184 |  | 0 | EIA Prime Mover-level Data | Estimated using an emission factor
2019 | MA | Newark America Mill | 57103 | 2 | ST | OP | NA |  |  | 1376.688 |  |  | EIA Unit-level Data
2019 | MA | Nexamp Peak CSG | 60879 | 02731 | PV | OP | NA | SUN |  | 20060 |  | 0 | EIA Prime Mover-level Data | Estimated using an emission factor
2019 | MA | Nextsun Energy Littleton | 62842 | 1-003 | PV | OP | NA | SUN |  | 51465 |  | 0 | EIA Prime Mover-level Data | Estimated using an emission factor
2019 | MA | NFM Solar Power LLC | 58210 | 1 | PV | OP | NA | SUN |  | 15770 |  | 0 | EIA Prime Mover-level Data | Estimated using an emission factor
2019 | MA | North Adams Landfill | 60074 | SNNOA | PV | OP | NA | SUN |  | 31494 |  | 0 | EIA Prime Mover-level Data | Estimated using an emission factor
2019 | MA | North Brookfield | 58650 | PV1 | PV | OP | NA | SUN |  | 39399 |  | 0 | EIA Prime Mover-level Data | Estimated using an emission factor
2019 | MA | Northampton Landfill Solar PV | 60908 | 62380 | PV | OP | NA | SUN |  | 20550 |  | 0 | EIA Prime Mover-level Data | Estimated using an emission factor
2019 | MA | Northbridge Solar | 58385 | NSMA | PV | OP | NA | SUN |  | 29454 |  | 0 | EIA Prime Mover-level Data | Estimated using an emission factor
2019 | MA | Northfield Mountain | 547 | 1 | PS | OP | NA | WAT |  | 0 |  |  | EIA Prime Mover-level Data
2019 | MA | Northfield Mountain | 547 | 2 | PS | OP | NA | WAT |  | 0 |  |  | EIA Prime Mover-level Data
2019 | MA | Northfield Mountain | 547 | 3 | PS | OP | NA | WAT |  | 0 |  |  | EIA Prime Mover-level Data
2019 | MA | Northfield Mountain | 547 | 4 | PS | OP | NA | WAT |  | 0 |  |  | EIA Prime Mover-level Data
2019 | MA | Norton Landfill Solar | 61597 | PV1 | PV | OP | NA | SUN |  | 22519 |  | 0 | EIA Prime Mover-level Data | Estimated using an emission factor
2019 | MA | Norton Powerhouse | 50041 | GEN1 | ST | OP | NA | NG |  | 510067.4 | 2.0536 | 0.0080524 | EIA Prime Mover-level Data | NEI avg EF - PM, fuel type
2019 | MA | Norton Powerhouse | 50041 | GEN2 | ST | OP | NA | NG |  | 632483.6 | 2.5465 | 0.0080524 | EIA Prime Mover-level Data | NEI avg EF - PM, fuel type
2019 | MA | Notus Wind 1 | 57414 | 1 | WT | OP | NA | WND |  | 42526 |  | 0 | EIA Prime Mover-level Data | Estimated using an emission factor
2019 | MA | Nunnepog | 59080 | NUN1 | PV | OP | NA | SUN |  | 10043 |  | 0 | EIA Prime Mover-level Data | Estimated using an emission factor
2019 | MA | Oak Bluffs Diesel Generating Facility | 1597 | UN1 | IC | OP | NA | DFO |  | 2607.667 | 0.40419 | 0.31 | EIA Prime Mover-level Data | Estimated using an emission factor
2019 | MA | Oak Bluffs Diesel Generating Facility | 1597 | UN2 | IC | OP | NA | DFO |  | 2607.667 | 0.40419 | 0.31 | EIA Prime Mover-level Data | Estimated using an emission factor
2019 | MA | Oak Bluffs Diesel Generating Facility | 1597 | UN3 | IC | OP | NA | DFO |  | 2607.667 | 0.40419 | 0.31 | EIA Prime Mover-level Data | Estimated using an emission factor
2019 | MA | Oak Street Solar | 63690 | PV1 | PV | OP | NA | SUN
2019 | MA | Oakdale Power Station | 10824 | OAKD | HY | OP | NA | WAT |  | 97651 |  | 1.5381e-07 | EIA Prime Mover-level Data | NEI avg EF - PM, fuel type, firing type
2019 | MA | Old Wardour Solar | 61243 | 5406 | PV | OP | NA | SUN |  | 61339 |  | 0 | EIA Prime Mover-level Data | Estimated using an emission factor
2019 | MA | One Patriot | 63637 | TKG00 | FC | OP | NA | NG |  | 3924 | 0 | 0 | EIA Prime Mover-level Data | Estimated using an emission factor
2019 | MA | Onset East Community Solar Facility | 61163 | ONSE | PV | OP | NA | SUN |  | 15476 |  | 0 | EIA Prime Mover-level Data | Estimated using an emission factor
2019 | MA | Onset West Community Solar Facility | 61164 | ONSW | PV | OP | NA | SUN |  | 15688 |  | 0 | EIA Prime Mover-level Data | Estimated using an emission factor
2019 | MA | Onyx - Brockton Thatcher Landfill Solar CSG | 61727 | 10238 | PV | OP | NA | SUN |  | 40077 |  | 0 | EIA Prime Mover-level Data | Estimated using an emission factor
2019 | MA | Onyx - Pembroke Landfill Solar | 61726 | 10244 | PV | OP | NA | SUN |  | 30381 |  | 0 | EIA Prime Mover-level Data | Estimated using an emission factor
2019 | MA | Orange PV | 58411 | SO023 | PV | OP | NA | SUN |  | 5539 |  | 0 | EIA Prime Mover-level Data | Estimated using an emission factor
2019 | MA | Outer Cape Community Battery | 62604 | OCESS | BA | L | NA | MWH
2019 | MA | Oxford | 60022 | OXFRD | PV | OP | NA | SUN |  | 32367 |  | 0 | EIA Prime Mover-level Data | Estimated using an emission factor
2019 | MA | Padelford Solar | 58032 | PSMA | PV | OP | NA | SUN |  | 30826 |  | 0 | EIA Prime Mover-level Data | Estimated using an emission factor
2019 | MA | Palmer | 62135 | PAL01 | PV | OP | NA | SUN |  | 7747 |  | 0 | EIA Prime Mover-level Data | Estimated using an emission factor
2019 | MA | Palmer Landfill | 60076 | SYNPL | PV | OP | NA | SUN |  | 54815 |  | 0 | EIA Prime Mover-level Data | Estimated using an emission factor
2019 | MA | Palmer Renewable Energy | 59336 | PRE | ST | T | NA | WDS
2019 | MA | Palmer Solar LLC | 59866 | 11111 | PV | OP | NA | SUN |  | 26018 |  | 0 | EIA Prime Mover-level Data | Estimated using an emission factor
2019 | MA | Palombo B Solar, LLC CSG | 63589 | PALOB | PV | OP | NA | SUN |  | 13863 |  | 0 | EIA Prime Mover-level Data | Estimated using an emission factor
2019 | MA | Palombo Solar, LLC CSG | 63588 | PALOA | PV | OP | NA | SUN |  | 29320 |  | 0 | EIA Prime Mover-level Data | Estimated using an emission factor
2019 | MA | Partridge Hill Solar Hybrid | 63264 | BATT | BA | V | NA | MWH
2019 | MA | Partridge Hill Solar Hybrid | 63264 | PART3 | PV | V | NA | SUN
2019 | MA | Partridge Solar Project CSG Hybrid | 63435 | BATT | BA | TS | NA | MWH
2019 | MA | Partridge Solar Project CSG Hybrid | 63435 | PRTDG | PV | TS | NA | SUN
2019 | MA | Partridgeville Hybrid CSG | 63804 | PAR | PV | V | NA | SUN
2019 | MA | Partridgeville Hybrid CSG | 63804 | PBESS | BA | V | NA | MWH
2019 | MA | Pepperell Hydro Power Plant | 10694 | 2121 | HY | OP | NA | WAT |  | 20261.82 |  | 1.5381e-07 | EIA Prime Mover-level Data | NEI avg EF - PM, fuel type, firing type
2019 | MA | Pepperell Hydro Power Plant | 10694 | 8281 | HY | OP | NA | WAT |  | 20261.82 |  | 1.5381e-07 | EIA Prime Mover-level Data | NEI avg EF - PM, fuel type, firing type
2019 | MA | Pepperell Hydro Power Plant | 10694 | G3 | HY | OP | NA | WAT |  | 15196.36 |  | 1.5381e-07 | EIA Prime Mover-level Data | NEI avg EF - PM, fuel type, firing type
2019 | MA | Peterson Road Solar | 61307 | 02076 | PV | OP | NA | SUN |  | 37842 |  | 0 | EIA Prime Mover-level Data | Estimated using an emission factor
2019 | MA | Pilgrim Nuclear Power Station | 1590 | 1 | ST | RE | NA | NUC |  | 22733510 |  |  | EIA Prime Mover-level Data
2019 | MA | Pinetree Power Fitchburg, LLC | 54620 | B1 | ST | OP | NA | WDS |  | 1819011 | 20.7478 | 0.022812 | EIA Unit-level Data | NEI avg EF - PM, fuel type
2019 | MA | Pioneer Valley Resource Recovery | 50273 | DLV1 | ST | OP | NA | MSW |  | 1044714 | 81.4877 | 0.156 | EIA Prime Mover-level Data | Estimated using an emission factor
2019 | MA | Pittsfield 44 - M&W PV | 62264 | LG400 | PV | OP | NA | SUN |  | 13909 |  | 0 | EIA Prime Mover-level Data | Estimated using an emission factor
2019 | MA | Plainfield Community Solar LLC | 62579 | 2999 | PV | OP | NA | SUN |  | 17863 |  | 0 | EIA Prime Mover-level Data | Estimated using an emission factor
2019 | MA | Pleasantdale Road Community Solar | 61298 | 02112 | PV | OP | NA | SUN |  | 12883 |  | 0 | EIA Prime Mover-level Data | Estimated using an emission factor
2019 | MA | Plymouth Site 1 | 59137 | 57449 | PV | OP | NA | SUN |  | 61430 |  | 0 | EIA Prime Mover-level Data | Estimated using an emission factor
2019 | MA | Plymouth Solar | 62266 | LG400 | PV | OP | NA | SUN |  | 14121 |  | 0 | EIA Prime Mover-level Data | Estimated using an emission factor
2019 | MA | Princeton Wind Farm | 7501 | 1 | WT | RE | NA | WND
2019 | MA | Princeton Wind Farm | 7501 | 2 | WT | OP | NA | WND |  | 32778 |  | 0 | EIA Prime Mover-level Data | Estimated using an emission factor
2019 | MA | Putts Bridge | 1637 | PB2 | HY | OP | NA | WAT |  | 86658 |  | 1.5381e-07 | EIA Prime Mover-level Data | NEI avg EF - PM, fuel type, firing type
2019 | MA | Putts Bridge | 1637 | PB3 | HY | OP | NA | WAT |  | 86658 |  | 1.5381e-07 | EIA Prime Mover-level Data | NEI avg EF - PM, fuel type, firing type
2019 | MA | Quittacas Pond Solar | 58362 | QPMA | PV | OP | NA | SUN |  | 50218 |  | 0 | EIA Prime Mover-level Data | Estimated using an emission factor
2019 | MA | Rail Trail | 60492 | PV1 | PV | OP | NA | SUN |  | 29115 |  | 0 | EIA Prime Mover-level Data | Estimated using an emission factor
2019 | MA | Randall Solar Project Hybrid | 63475 | BATT | BA | TS | NA | MWH
2019 | MA | Randall Solar Project Hybrid | 63475 | RAND | PV | TS | NA | SUN
2019 | MA | Randolph | 61732 | RAND | PV | OP | NA | SUN |  | 56077 |  | 0 | EIA Prime Mover-level Data | Estimated using an emission factor
2019 | MA | Randolph Electric | 55585 | 1 | IC | RE | NA | LFG
2019 | MA | Randolph Electric | 55585 | 2 | IC | RE | NA | LFG
2019 | MA | Randolph Electric | 55585 | 3 | IC | RE | NA | LFG
2019 | MA | Redbridge | 1638 | RB3 | HY | OP | NA | WAT |  | 79460 |  | 1.5381e-07 | EIA Prime Mover-level Data | NEI avg EF - PM, fuel type, firing type
2019 | MA | Redbridge | 1638 | RB4 | HY | OP | NA | WAT |  | 79460 |  | 1.5381e-07 | EIA Prime Mover-level Data | NEI avg EF - PM, fuel type, firing type
2019 | MA | Redbrook Community Solar 1 | 61007 | REDBR | PV | OP | NA | SUN |  | 57174 |  | 0 | EIA Prime Mover-level Data | Estimated using an emission factor
2019 | MA | Rehoboth Solar | 59029 | 0040 | PV | OP | NA | SUN |  | 28528 |  | 0 | EIA Prime Mover-level Data | Estimated using an emission factor
2019 | MA | Renew Canal 1 CSG LLC | 60625 | CANAL | PV | OP | NA | SUN |  | 17301 |  | 0 | EIA Prime Mover-level Data | Estimated using an emission factor
2019 | MA | RGS-Rutland VNM SREC II Project (MA) | 59777 | 1 | PV | OP | NA | SUN |  | 21860 |  | 0 | EIA Prime Mover-level Data | Estimated using an emission factor
2019 | MA | Rising Paper | 60493 | 1 | PV | OP | NA | SUN |  | 32935 |  | 0 | EIA Prime Mover-level Data | Estimated using an emission factor
2019 | MA | Riverside Holyoke | 1607 | 4 | HY | OP | NA | WAT |  | 35318.61 |  | 1.5381e-07 | EIA Prime Mover-level Data | NEI avg EF - PM, fuel type, firing type
2019 | MA | Riverside Holyoke | 1607 | 5 | HY | OP | NA | WAT |  | 26488.96 |  | 1.5381e-07 | EIA Prime Mover-level Data | NEI avg EF - PM, fuel type, firing type
2019 | MA | Riverside Holyoke | 1607 | 6 | HY | IP | NA | WAT
2019 | MA | Riverside Holyoke | 1607 | 7 | HY | OP | NA | WAT |  | 66222.39 |  | 1.5381e-07 | EIA Prime Mover-level Data | NEI avg EF - PM, fuel type, firing type
2019 | MA | Riverside Holyoke | 1607 | 8 | HY | OP | NA | WAT |  | 176593 |  | 1.5381e-07 | EIA Prime Mover-level Data | NEI avg EF - PM, fuel type, firing type
2019 | MA | Rockland Solar CSG | 59090 | GEN1 | PV | OP | NA | SUN |  | 26204 |  | 0 | EIA Prime Mover-level Data | Estimated using an emission factor
2019 | MA | Rousselot Inc | 50955 | GEN1 | ST | SB | NA | NG |  |  |  | 0.0080534
2019 | MA | Rousselot Inc | 50955 | GEN2 | ST | SB | NA | NG |  |  |  | 0.0080534
2019 | MA | Rousselot Inc | 50955 | GEN3 | ST | OP | NA | NG |  | 766439 | 3.0859 | 0.0080524 | EIA Prime Mover-level Data | NEI avg EF - PM, fuel type
2019 | MA | Route 57 Solar | 59031 | 0027 | PV | OP | NA | SUN |  | 19010 |  | 0 | EIA Prime Mover-level Data | Estimated using an emission factor
2019 | MA | Ryan Road Solar LLC Hybrid | 63044 | BESS | BA | V | NA | MWH
2019 | MA | Ryan Road Solar LLC Hybrid | 63044 | ORCHA | PV | V | NA | SUN
2019 | MA | Salem Harbor | 1626 | 1 | ST | RE | WALL | BIT
2019 | MA | Salem Harbor | 1626 | 2 | ST | RE | WALL | BIT
2019 | MA | Salem Harbor | 1626 | 3 | ST | RE | WALL | BIT
2019 | MA | Salem Harbor | 1626 | 4 | ST | RE | WALL | RFO
2019 | MA | Sampson Road Community Solar | 61308 | 02696 | PV | OP | NA | SUN |  | 28565 |  | 0 | EIA Prime Mover-level Data | Estimated using an emission factor
2019 | MA | Savoy Solar PV | 62065 | LG400 | PV | OP | NA | SUN |  | 23722 |  | 0 | EIA Prime Mover-level Data | Estimated using an emission factor
2019 | MA | Scituate PV | 59013 | SCT | PV | OP | NA | SUN |  | 31991 |  | 0 | EIA Prime Mover-level Data | Estimated using an emission factor
2019 | MA | Scituate Wind | 59724 | SCIWT | WT | OP | NA | WND |  | 28581 |  | 0 | EIA Prime Mover-level Data | Estimated using an emission factor
2019 | MA | SEMASS Resource Recovery | 50290 | 1 | ST | OP | NA | MSW |  | 3554700 | 277.2666 | 0.156 | EIA Unit-level Data | Estimated using an emission factor
2019 | MA | SEMASS Resource Recovery | 50290 | 2 | ST | OP | NA | MSW |  | 3613279 | 281.8357 | 0.156 | EIA Unit-level Data | Estimated using an emission factor
2019 | MA | SEMASS Resource Recovery | 50290 | 3 | ST | OP | NA | MSW |  | 3682988 | 287.273 | 0.156 | EIA Unit-level Data | Estimated using an emission factor
2019 | MA | Shaffer | 59396 | SHF01 | PV | OP | NA | SUN |  | 60137 |  | 0 | EIA Prime Mover-level Data | Estimated using an emission factor
2019 | MA | Sherman | 6012 | GEN1 | HY | OP | NA | WAT |  | 269860 |  | 1.5381e-07 | EIA Prime Mover-level Data | NEI avg EF - PM, fuel type, firing type
2019 | MA | Shirley Landfill | 60753 | PV1 | PV | OP | NA | SUN |  | 13892 |  | 0 | EIA Prime Mover-level Data | Estimated using an emission factor
2019 | MA | Shirley Water | 60498 | 1 | PV | OP | NA | SUN |  | 27451 |  | 0 | EIA Prime Mover-level Data | Estimated using an emission factor
2019 | MA | Shrewsbury | 6125 | 1 | IC | OP | NA | DFO |  | 569.503 | 0.088273 | 0.31 | EIA Prime Mover-level Data | Estimated using an emission factor
2019 | MA | Shrewsbury | 6125 | 2 | IC | OP | NA | DFO |  | 569.503 | 0.088273 | 0.31 | EIA Prime Mover-level Data | Estimated using an emission factor
2019 | MA | Shrewsbury | 6125 | 3 | IC | OP | NA | DFO |  | 569.503 | 0.088273 | 0.31 | EIA Prime Mover-level Data | Estimated using an emission factor
2019 | MA | Shrewsbury | 6125 | 4 | IC | OP | NA | DFO |  | 569.503 | 0.088273 | 0.31 | EIA Prime Mover-level Data | Estimated using an emission factor
2019 | MA | Shrewsbury | 6125 | 5 | IC | OP | NA | DFO |  | 569.503 | 0.088273 | 0.31 | EIA Prime Mover-level Data | Estimated using an emission factor
2019 | MA | Shrewsbury | 6125 | G1 | IC | OP | NA | NG |  | 508.485 | 0.00010726 | 0.0004219 | EIA Prime Mover-level Data | NEI avg EF - PM, fuel type, firing type
2019 | MA | Shrewsbury | 6125 | S1 | PV | OP | NA | SUN |  | 43015 |  | 0 | EIA Prime Mover-level Data | Estimated using an emission factor
2019 | MA | Shrewsbury Solar | 57990 | SSMA | PV | OP | NA | SUN |  | 36364 |  | 0 | EIA Prime Mover-level Data | Estimated using an emission factor
2019 | MA | Shuman Solar | 61244 | 5404 | PV | OP | NA | SUN |  | 20237 |  | 0 | EIA Prime Mover-level Data | Estimated using an emission factor
2019 | MA | Silver Lake Solar Photovoltaic Facility | 57676 | 1 | PV | OP | NA | SUN |  | 16534 |  | 0 | EIA Prime Mover-level Data | Estimated using an emission factor
2019 | MA | Simonds | 58945 | GEN 1 | IC | OP | NA | NG |  | 17481.67 | 0.0036886 | 0.000422 | EIA Prime Mover-level Data | Estimated using an emission factor
2019 | MA | Simonds | 58945 | GEN 2 | IC | OP | NA | NG |  | 17481.67 | 0.0036886 | 0.000422 | EIA Prime Mover-level Data | Estimated using an emission factor
2019 | MA | Simonds | 58945 | GEN 3 | IC | OP | NA | NG |  | 17481.67 | 0.0036886 | 0.000422 | EIA Prime Mover-level Data | Estimated using an emission factor
2019 | MA | SJA Solar LLC-Solterra Monastery CSG | 60391 | SJAPV | PV | OP | NA | SUN |  | 208121 |  | 0 | EIA Prime Mover-level Data | Estimated using an emission factor
2019 | MA | Smith & Wesson at Springfield MA PV | 61367 | PV1 | PV | OP | NA | SUN |  | 23623 |  | 0 | EIA Prime Mover-level Data | Estimated using an emission factor
2019 | MA | Smith College Central Heating Plant | 58166 | GT-1 | GT | OP | NA | NG |  | 236344 | 0.64798 | 0.0054834 | EIA Prime Mover-level Data | NEI avg EF - PM, fuel type, firing type
2019 | MA | Solar Carver 1 Hybrid | 63541 | BCRV1 | BA | L | NA | MWH
2019 | MA | Solar Carver 1 Hybrid | 63541 | SCRV1 | PV | L | NA | SUN
2019 | MA | Solar Carver 3 Hybrid | 63506 | BCRV3 | BA | L | NA | MWH
2019 | MA | Solar Carver 3 Hybrid | 63506 | SCRV3 | PV | L | NA | SUN
2019 | MA | Solten Plainville 6000, LLC | 61731 | PLAIN | PV | OP | NA | SUN |  | 67101 |  | 0 | EIA Prime Mover-level Data | Estimated using an emission factor
2019 | MA | Southampton Solar PV | 62066 | LG400 | PV | OP | NA | SUN |  | 24940 |  | 0 | EIA Prime Mover-level Data | Estimated using an emission factor
2019 | MA | Southbridge Landfill Gas-to-Energy | 59011 | CAT | IC | OP | NA | LFG |  | 77946 | 0.5729 | 0.0147 | EIA Prime Mover-level Data | Estimated using an emission factor
2019 | MA | Southbridge Landfill Gas-to-Energy | 59011 | CAT2 | IC | IP | NA | LFG
2019 | MA | Southbridge PV | 58423 | SO022 | PV | OP | NA | SUN |  | 14568 |  | 0 | EIA Prime Mover-level Data | Estimated using an emission factor
2019 | MA | Southbridge Solar | 60278 | SBRDG | PV | OP | NA | SUN |  | 26391 |  | 0 | EIA Prime Mover-level Data | Estimated using an emission factor
2019 | MA | Southern Sky Renew Energy Berkley LLC | 60615 | BRKLY | PV | OP | NA | SUN |  | 41083 |  | 0 | EIA Prime Mover-level Data | Estimated using an emission factor
2019 | MA | Southwick Solar PV | 62082 | REC34 | PV | OP | NA | SUN |  | 65740 |  | 0 | EIA Prime Mover-level Data | Estimated using an emission factor
2019 | MA | Spencer Solar | 63676 | SPENC | PV | T | NA | SUN
2019 | MA | Spring Hill Road | 59839 | SHRD1 | PV | OP | NA | SUN |  | 26124 |  | 0 | EIA Prime Mover-level Data | Estimated using an emission factor
2019 | MA | Spring Street Solar 1 CSG | 61009 | SPRIN | PV | OP | NA | SUN |  | 26792 |  | 0 | EIA Prime Mover-level Data | Estimated using an emission factor
2019 | MA | Springfield Solar PV | 62072 | LG395 | PV | OP | NA | SUN |  | 49782 |  | 0 | EIA Prime Mover-level Data | Estimated using an emission factor
2019 | MA | St. Joseph's Solar, LLC CSG | 63555 | STJOE | PV | OP | NA | SUN |  | 14532 |  | 0 | EIA Prime Mover-level Data | Estimated using an emission factor
2019 | MA | Stafford St 2 Community Solar | 61017 | STAF2 | PV | OP | NA | SUN |  | 30933 |  | 0 | EIA Prime Mover-level Data | Estimated using an emission factor
2019 | MA | Stafford St Solar 1 CSG | 61016 | STAF1 | PV | OP | NA | SUN |  | 27808 |  | 0 | EIA Prime Mover-level Data | Estimated using an emission factor
2019 | MA | Stafford St Solar 3 CSG | 61018 | STAF3 | PV | OP | NA | SUN |  | 14757 |  | 0 | EIA Prime Mover-level Data | Estimated using an emission factor
2019 | MA | State Street Solar LLC | 59363 | PV1 | PV | OP | NA | SUN |  | 14067 |  | 0 | EIA Prime Mover-level Data | Estimated using an emission factor
2019 | MA | Station 9 Energy Storage System | 62257 | ESS1 | BA | OP | NA | MWH |  | 0 |  |  | EIA Prime Mover-level Data
2019 | MA | Stetson Road Solar - Barre I | 59765 | BI | PV | OP | NA | SUN |  | 26390 |  | 0 | EIA Prime Mover-level Data | Estimated using an emission factor
2019 | MA | Stone Hill Solar CSG | 60710 | PV1 | PV | OP | NA | SUN |  | 28198 |  | 0 | EIA Prime Mover-level Data | Estimated using an emission factor
2019 | MA | Stow PV | 59015 | STW | PV | OP | NA | SUN |  | 26044 |  | 0 | EIA Prime Mover-level Data | Estimated using an emission factor
2019 | MA | Sturbridge Road Solar | 63677 | STURB | PV | T | NA | SUN
2019 | MA | Sudbury Landfill | 58839 | INV1 | PV | OP | NA | SUN |  | 6349.615 |  | 0 | EIA Prime Mover-level Data | Estimated using an emission factor
2019 | MA | Sudbury Landfill | 58839 | INV2 | PV | OP | NA | SUN |  | 3809.769 |  | 0 | EIA Prime Mover-level Data | Estimated using an emission factor
2019 | MA | Sudbury Landfill | 58839 | INV3 | PV | OP | NA | SUN |  | 6349.615 |  | 0 | EIA Prime Mover-level Data | Estimated using an emission factor
2019 | MA | Sullivan Solar | 59465 | 1 | PV | OP | NA | SUN |  | 20078 |  | 0 | EIA Prime Mover-level Data | Estimated using an emission factor
2019 | MA | Sunderland Solar PV | 62090 | REC34 | PV | OP | NA | SUN |  | 14336 |  | 0 | EIA Prime Mover-level Data | Estimated using an emission factor
2019 | MA | Sutton Solar 2, LLC | 63336 | 6004 | PV | T | NA | SUN
2019 | MA | Sutton Solar CSG | 60878 | 54508 | PV | OP | NA | SUN |  | 27912 |  | 0 | EIA Prime Mover-level Data | Estimated using an emission factor
2019 | MA | Syncarpha Blandford Hybrid CSG | 62975 | SYBLB | BA | V | NA | MWH
2019 | MA | Syncarpha Blandford Hybrid CSG | 62975 | SYBLS | PV | OP | NA | SUN
2019 | MA | Syncarpha Freetown | 61097 | SYNFR | PV | OP | NA | SUN |  | 60636 |  | 0 | EIA Prime Mover-level Data | Estimated using an emission factor
2019 | MA | Syncarpha Halifax Hybrid | 62973 | SYHAB | BA | U | NA | MWH
2019 | MA | Syncarpha Halifax Hybrid | 62973 | SYHAS | PV | U | NA | SUN
2019 | MA | Syncarpha Hancock I CSG | 61769 | SYNH1 | PV | OP | NA | SUN |  | 27166 |  | 0 | EIA Prime Mover-level Data | Estimated using an emission factor
2019 | MA | Syncarpha Hancock II CSG | 61770 | SYNH2 | PV | OP | NA | SUN |  | 27611 |  | 0 | EIA Prime Mover-level Data | Estimated using an emission factor
2019 | MA | Syncarpha Hancock III CSG | 61771 | SYNH3 | PV | OP | NA | SUN |  | 13723 |  | 0 | EIA Prime Mover-level Data | Estimated using an emission factor
2019 | MA | Syncarpha Leicester Hybrid | 62972 | SYLEB | BA | T | NA | MWH
2019 | MA | Syncarpha Leicester Hybrid | 62972 | SYLES | PV | T | NA | SUN
2019 | MA | Syncarpha Millbury Hybrid | 62974 | SYMIB | BA | U | NA | MWH
2019 | MA | Syncarpha Millbury Hybrid | 62974 | SYMIS | PV | V | NA | SUN
2019 | MA | Syncarpha Northampton Hybrid | 62976 | SYNOB | BA | U | NA | MWH
2019 | MA | Syncarpha Northampton Hybrid | 62976 | SYNOS | PV | U | NA | SUN
2019 | MA | Syncarpha Northbridge I Hybrid | 62977 | SYN1B | BA | U | NA | MWH
2019 | MA | Syncarpha Northbridge I Hybrid | 62977 | SYN1S | PV | V | NA | SUN
2019 | MA | Syncarpha Northbridge II Hybrid | 62978 | SYN2B | BA | U | NA | MWH
2019 | MA | Syncarpha Northbridge II Hybrid | 62978 | SYN2S | PV | V | NA | SUN
2019 | MA | Syncarpha Palmer, LLC | 60056 | SYNPA | PV | OP | NA | SUN |  | 67456 |  | 0 | EIA Prime Mover-level Data | Estimated using an emission factor
2019 | MA | Syncarpha Puddon I Hybrid | 62969 | SYP1B | BA | U | NA | MWH
2019 | MA | Syncarpha Puddon I Hybrid | 62969 | SYP1S | PV | U | NA | SUN
2019 | MA | Syncarpha Puddon II Hybrid | 62970 | SYP2B | BA | U | NA | MWH
2019 | MA | Syncarpha Puddon II Hybrid | 62970 | SYP2S | PV | U | NA | SUN
2019 | MA | Syncarpha Still River, LLC CSG | 61774 | SYNBO | PV | OP | NA | SUN |  | 32037 |  | 0 | EIA Prime Mover-level Data | Estimated using an emission factor
2019 | MA | Syncarpha Tewksbury Hybrid | 62968 | SYTKB | BA | T | NA | MWH
2019 | MA | Syncarpha Tewksbury Hybrid | 62968 | SYTKS | PV | T | NA | SUN
2019 | MA | Syncarpha Westminster Hybrid | 62971 | SYWEB | BA | U | NA | MWH
2019 | MA | Syncarpha Westminster Hybrid | 62971 | SYWES | PV | V | NA | SUN
2019 | MA | Tanglewood Circle Solar 1 LLC | 62583 | 5823 | PV | OP | NA | SUN |  | 63131 |  | 0 | EIA Prime Mover-level Data | Estimated using an emission factor
2019 | MA | Templeton | 59731 | TEMPL | PV | OP | NA | SUN |  | 36168 |  | 0 | EIA Prime Mover-level Data | Estimated using an emission factor
2019 | MA | Texon Hydroelectric Project | 61640 | 1 | HY | OP | NA | WAT |  | 47725 |  | 1.5381e-07 | EIA Prime Mover-level Data | NEI avg EF - PM, fuel type, firing type
2019 | MA | Theodore Drive Community Solar | 61296 | 02529 | PV | OP | NA | SUN |  | 21592 |  | 0 | EIA Prime Mover-level Data | Estimated using an emission factor
2019 | MA | Tihonet Solar | 58749 | TSMA | PV | OP | NA | SUN |  | 15841 |  | 0 | EIA Prime Mover-level Data | Estimated using an emission factor
2019 | MA | Tisbury Landfill Solar | 59573 | TIS1 | PV | OP | NA | SUN |  | 12655 |  | 0 | EIA Prime Mover-level Data | Estimated using an emission factor
2019 | MA | Tolland Solar NG LLC | 62581 | 3011 | PV | OP | NA | SUN |  | 41643 |  | 0 | EIA Prime Mover-level Data | Estimated using an emission factor
2019 | MA | Town of East Bridgewater CSG | 58586 | 1 | PV | OP | NA | SUN |  | 15619 |  | 0 | EIA Prime Mover-level Data | Estimated using an emission factor
2019 | MA | Town of Foxborough - Landfill (SREC II) CSG | 61591 | FOXLA | PV | OP | NA | SUN |  | 17817 |  | 0 | EIA Prime Mover-level Data | Estimated using an emission factor
2019 | MA | Town of Lexington Solar | 60816 | PV1 | PV | OP | NA | SUN |  | 22305 |  | 0 | EIA Prime Mover-level Data | Estimated using an emission factor
2019 | MA | Town of Needham VNEM CSG | 60110 | PV1 | PV | OP | NA | SUN |  | 31715 |  | 0 | EIA Prime Mover-level Data | Estimated using an emission factor
2019 | MA | Town of Norfolk MA at Medway Branch | 57942 | PV1 | PV | OP | NA | SUN |  | 17426 |  | 0 | EIA Prime Mover-level Data | Estimated using an emission factor
2019 | MA | Town of Otis Wind Energy Project | 61775 | OT196 | WT | OP | NA | WND |  | 25020 |  | 0 | EIA Prime Mover-level Data | Estimated using an emission factor
2019 | MA | Town of Uxbridge MA at Commerce Dr | 57941 | PV1 | PV | OP | NA | SUN |  | 25039 |  | 0 | EIA Prime Mover-level Data | Estimated using an emission factor
2019 | MA | True North | 59390 | TNE1 | PV | OP | NA | SUN |  | 60422 |  | 0 | EIA Prime Mover-level Data | Estimated using an emission factor
2019 | MA | Turners Falls | 6388 | 1 | HY | OP | NA | WAT |  | 53704.98 |  | 1.5381e-07 | EIA Prime Mover-level Data | NEI avg EF - PM, fuel type, firing type
2019 | MA | Turners Falls | 6388 | 2 | HY | OP | NA | WAT |  | 15344.28 |  | 1.5381e-07 | EIA Prime Mover-level Data | NEI avg EF - PM, fuel type, firing type
2019 | MA | Turners Falls | 6388 | 3 | HY | OP | NA | WAT |  | 49868.91 |  | 1.5381e-07 | EIA Prime Mover-level Data | NEI avg EF - PM, fuel type, firing type
2019 | MA | Turners Falls | 6388 | 5 | HY | OP | NA | WAT |  | 49868.91 |  | 1.5381e-07 | EIA Prime Mover-level Data | NEI avg EF - PM, fuel type, firing type
2019 | MA | Turners Falls | 6388 | 7 | HY | OP | NA | WAT |  | 49868.91 |  | 1.5381e-07 | EIA Prime Mover-level Data | NEI avg EF - PM, fuel type, firing type
2019 | MA | Twiss Street Solar | 59624 | PV1 | PV | OP | NA | SUN |  | 22439 |  | 0 | EIA Prime Mover-level Data | Estimated using an emission factor
2019 | MA | Tyngsborough Solar | 61598 | PV1 | PV | OP | NA | SUN |  | 38688 |  | 0 | EIA Prime Mover-level Data | Estimated using an emission factor
2019 | MA | UMASS | 61603 | UMASS | PV | OP | NA | SUN |  | 49424 |  | 0 | EIA Prime Mover-level Data | Estimated using an emission factor
2019 | MA | Univ of Massachusetts Medical Center | 50087 | 1 | ST | OP | NA | NG |  | 3262.4 | 0.013135 | 0.0080524 | EIA Unit-level Data | NEI avg EF - PM, fuel type
2019 | MA | Univ of Massachusetts Medical Center | 50087 | 2 | ST | OP | NA | NG |  | 2133.6 | 0.0085903 | 0.0080524 | EIA Unit-level Data | NEI avg EF - PM, fuel type
2019 | MA | Univ of Massachusetts Medical Center | 50087 | 3 | ST | OP | NA | NG |  | 173822.4 | 0.69985 | 0.0080524 | EIA Unit-level Data | NEI avg EF - PM, fuel type
2019 | MA | Univ of Massachusetts Medical Center | 50087 | 4 | ST | OP | NA | NG |  | 294639.2 | 1.1863 | 0.0080524 | EIA Unit-level Data | NEI avg EF - PM, fuel type
2019 | MA | Univ of Massachusetts Medical Center | 50087 | GEN4 | GT | OP | NA | NG |  | 458688 | 1.2576 | 0.0054834 | EIA Prime Mover-level Data | NEI avg EF - PM, fuel type, firing type
2019 | MA | Univ of Massachusetts Medical Center | 50087 | HRSG | ST | OP | NA | NG |  | 317651.2 | 1.2789 | 0.0080524 | EIA Unit-level Data | NEI avg EF - PM, fuel type
2019 | MA | Upper Blackstone (MA) Treasure Valley | 59781 | 1 | PV | OP | NA | SUN |  | 61919 |  | 0 | EIA Prime Mover-level Data | Estimated using an emission factor
2019 | MA | Upton Community Solar | 61297 | 02567 | PV | OP | NA | SUN |  | 29945 |  | 0 | EIA Prime Mover-level Data | Estimated using an emission factor
2019 | MA | Vineyard Wind 1 | 63093 | VW01 | WS | L | NA | WND
2019 | MA | Vuelta Solar | 61245 | 5405 | PV | OP | NA | SUN |  | 61339 |  | 0 | EIA Prime Mover-level Data | Estimated using an emission factor
2019 | MA | W. Orange Rd Solar LLC | 63047 | HEYES | PV | V | NA | SUN
2019 | MA | Walpole Solar 2 | 58936 | WLPL1 | PV | OP | NA | SUN |  | 32153 |  | 0 | EIA Prime Mover-level Data | Estimated using an emission factor
2019 | MA | Wareham MA 1 Community Solar | 60443 | WMA1 | PV | OP | NA | SUN |  | 10399 |  | 0 | EIA Prime Mover-level Data | Estimated using an emission factor
2019 | MA | Wareham Solar PV | 62055 | LG395 | PV | OP | NA | SUN |  | 50628 |  | 0 | EIA Prime Mover-level Data | Estimated using an emission factor
2019 | MA | Washburn Road Solar | 62646 | WASHB | PV | OP | NA | SUN |  | 31725 |  | 0 | EIA Prime Mover-level Data | Estimated using an emission factor
2019 | MA | Waste Water Treatment Plant | 59060 | WWPV | PV | OP | NA | SUN |  | 17470 |  | 0 | EIA Prime Mover-level Data | Estimated using an emission factor
2019 | MA | Wellesley College Central Utility Plant | 54937 | 1118 | IC | OS | NA | NG |  | 17138.25 | 0.0036162 | 0.000422 | EIA Prime Mover-level Data | Estimated using an emission factor
2019 | MA | Wellesley College Central Utility Plant | 54937 | 1119 | IC | OS | NA | NG |  | 17138.25 | 0.0036162 | 0.000422 | EIA Prime Mover-level Data | Estimated using an emission factor
2019 | MA | Wellesley College Central Utility Plant | 54937 | 1120 | IC | OS | NA | NG |  | 17138.25 | 0.0036162 | 0.000422 | EIA Prime Mover-level Data | Estimated using an emission factor
2019 | MA | Wellesley College Central Utility Plant | 54937 | 1121 | IC | OS | NA | NG |  | 17138.25 | 0.0036162 | 0.000422 | EIA Prime Mover-level Data | Estimated using an emission factor
2019 | MA | Wellesley College Central Utility Plant | 54937 | 8187 | IC | OS | NA | NG |  | 25048.21 | 0.0052852 | 0.000422 | EIA Prime Mover-level Data | Estimated using an emission factor
2019 | MA | Wellesley College Central Utility Plant | 54937 | SB1 | IC | SB | NA | DFO |  | 39549.8 | 6.1302 | 0.31 | EIA Prime Mover-level Data | Estimated using an emission factor
2019 | MA | West A&B Solar Project Hybrid | 63473 | BATT | BA | TS | NA | MWH
2019 | MA | West A&B Solar Project Hybrid | 63473 | WEST | PV | TS | NA | SUN
2019 | MA | West Boylston Community Shared Solar | 61415 | CS1 | PV | OP | NA | SUN |  | 21716 |  | 0 | EIA Prime Mover-level Data | Estimated using an emission factor
2019 | MA | West Bridgewater AB CSG | 60424 | WBAB | PV | OP | NA | SUN |  | 20033 |  | 0 | EIA Prime Mover-level Data | Estimated using an emission factor
2019 | MA | West Brookfield Solar - Gilbertsville Rd CSG | 61629 | WB | PV | OP | NA | SUN |  | 49843 |  | 0 | EIA Prime Mover-level Data | Estimated using an emission factor
2019 | MA | West Brookfield Solar, LLC | 60644 | WBRK | PV | OP | NA | SUN |  | 17844 |  | 0 | EIA Prime Mover-level Data | Estimated using an emission factor
2019 | MA | West Groton CHP | 60276 | G1 | GT | OP | NA | NG |  | 402017 | 1.1022 | 0.0054834 | EIA Prime Mover-level Data | NEI avg EF - PM, fuel type, firing type
2019 | MA | West Street Solar 1 LLC | 63131 | GRDNR | PV | OP | NA | SUN
2019 | MA | West Tisbury Generating Facility | 6049 | UN1 | IC | OP | NA | DFO |  | 2952 | 0.45756 | 0.31 | EIA Prime Mover-level Data | Estimated using an emission factor
2019 | MA | West Tisbury Generating Facility | 6049 | UN2 | IC | OP | NA | DFO |  | 2952 | 0.45756 | 0.31 | EIA Prime Mover-level Data | Estimated using an emission factor
2019 | MA | West Water Street | 62625 | G1 | IC | OP | NA | DFO |  | 3141.75 | 0.48697 | 0.31 | EIA Prime Mover-level Data | Estimated using an emission factor
2019 | MA | West Water Street | 62625 | G2 | IC | OP | NA | DFO |  | 3141.75 | 0.48697 | 0.31 | EIA Prime Mover-level Data | Estimated using an emission factor
2019 | MA | West Water Street | 62625 | G3 | IC | OP | NA | DFO |  | 3141.75 | 0.48697 | 0.31 | EIA Prime Mover-level Data | Estimated using an emission factor
2019 | MA | West Water Street | 62625 | G4 | IC | OP | NA | DFO |  | 3141.75 | 0.48697 | 0.31 | EIA Prime Mover-level Data | Estimated using an emission factor
2019 | MA | Westborough Solar LLC | 59368 | PV1 | PV | OP | NA | SUN |  | 21503 |  | 0 | EIA Prime Mover-level Data | Estimated using an emission factor
2019 | MA | Westford Solar Park | 58534 | 1 | PV | OP | NA | SUN |  | 46255 |  | 0 | EIA Prime Mover-level Data | Estimated using an emission factor
2019 | MA | Westminster Renewables, LLC CSG | 62226 | 2479 | PV | OP | NA | SUN |  | 22008 |  | 0 | EIA Prime Mover-level Data | Estimated using an emission factor
2019 | MA | Weston Landfill Solar | 61537 | WESTO | PV | OP | NA | SUN |  | 25777 |  | 0 | EIA Prime Mover-level Data | Estimated using an emission factor
2019 | MA | Westport MA 1 Community Solar | 60473 | WPMA1 | PV | OP | NA | SUN |  | 14610 |  | 0 | EIA Prime Mover-level Data | Estimated using an emission factor
2019 | MA | Westport MA 2 Community Solar | 60476 | WPMA2 | PV | OP | NA | SUN |  | 13177 |  | 0 | EIA Prime Mover-level Data | Estimated using an emission factor
2019 | MA | Whately Solar | 59033 | 0024 | PV | OP | NA | SUN |  | 19135 |  | 0 | EIA Prime Mover-level Data | Estimated using an emission factor
2019 | MA | Wheelabrator Millbury Facility | 50878 | UNIT1 | ST | OP | NA | MSW |  | 2444984 | 0.19071 | 0.000156 | EIA Unit-level Data | Estimated using an emission factor
2019 | MA | Wheelabrator Millbury Facility | 50878 | UNIT2 | ST | OP | NA | MSW |  | 2516136 | 0.19626 | 0.000156 | EIA Unit-level Data | Estimated using an emission factor
2019 | MA | Wheelabrator North Andover | 50877 | B1 | ST | OP | NA | MSW |  | 2236255 | 0.17443 | 0.000156 | EIA Unit-level Data | Estimated using an emission factor
2019 | MA | Wheelabrator North Andover | 50877 | B2 | ST | OP | NA | MSW |  | 2176257 | 0.16975 | 0.000156 | EIA Unit-level Data | Estimated using an emission factor
2019 | MA | Wheelabrator Saugus | 50880 | UNIT1 | ST | OP | NA | MSW |  | 1958158 | 21.3831 | 0.02184 | EIA Unit-level Data | Estimated using an emission factor
2019 | MA | Wheelabrator Saugus | 50880 | UNIT2 | ST | OP | NA | MSW |  | 1893918 | 20.6816 | 0.02184 | EIA Unit-level Data | Estimated using an emission factor
2019 | MA | Wilbur Woods Solar LLC | 63048 | DESMO | PV | U | NA | SUN
2019 | MA | Wilkins Station | 6586 | 1 | IC | OP | NA | DFO |  | 57 | 0.008835 | 0.31 | EIA Prime Mover-level Data | Estimated using an emission factor
2019 | MA | Wilkins Station | 6586 | 2 | IC | OP | NA | DFO |  | 57 | 0.008835 | 0.31 | EIA Prime Mover-level Data | Estimated using an emission factor
2019 | MA | Williams College - Campus CHP | 58160 | GEN2 | ST | OP | NA | NG |  | 141532 | 0.56984 | 0.0080524 | EIA Prime Mover-level Data | NEI avg EF - PM, fuel type
2019 | MA | Williams College - Campus CHP | 58160 | GEN3 | IC | CN | NA | NG
2019 | MA | Williams College - Campus CHP | 58160 | GEN4 | IC | OP | NA | DFO |  | 32 | 0.00496 | 0.31 | EIA Prime Mover-level Data | Estimated using an emission factor
2019 | MA | Williams College - Campus CHP | 58160 | GEN5 | IC | OP | NA | DFO |  | 32 | 0.00496 | 0.31 | EIA Prime Mover-level Data | Estimated using an emission factor
2019 | MA | Williams College - Campus CHP | 58160 | GEN6 | IC | CN | NA | DFO
2019 | MA | Williamsburg | 62202 | WIL01 | PV | OP | NA | SUN |  | 16357 |  | 0 | EIA Prime Mover-level Data | Estimated using an emission factor
2019 | MA | Williamsburg Solar LLC VNEM CSG | 60111 | PV1 | PV | OP | NA | SUN |  | 22963 |  | 0 | EIA Prime Mover-level Data | Estimated using an emission factor
2019 | MA | Williamsville Hybrid | 63805 | WBESS | BA | U | NA | MWH
2019 | MA | Williamsville Hybrid | 63805 | WIL | PV | U | NA | SUN
2019 | MA | Wilmington Solar | 60736 | PV1 | PV | OP | NA | SUN |  | 24060 |  | 0 | EIA Prime Mover-level Data | Estimated using an emission factor
2019 | MA | Wilson Solar | 58174 | WSMA | PV | OP | NA | SUN |  | 25197 |  | 0 | EIA Prime Mover-level Data | Estimated using an emission factor
2019 | MA | Winchendon Landfill Solar | 62503 | 10237 | PV | OP | NA | SUN |  | 27042 |  | 0 | EIA Prime Mover-level Data | Estimated using an emission factor
2019 | MA | Winchendon Solar | 59466 | 3 | PV | OP | NA | SUN |  | 28476 |  | 0 | EIA Prime Mover-level Data | Estimated using an emission factor
2019 | MA | Winsor Dam Power Station | 10826 | WINS | HY | RE | NA | WAT
2019 | MA | Woodchuck Solar, LLC CSG | 63565 | WOODC | PV | OP | NA | SUN |  | 14487 |  | 0 | EIA Prime Mover-level Data | Estimated using an emission factor
2019 | MA | Worcester Landfill | 60621 | WL | PV | OP | NA | SUN |  | 74170 |  | 0 | EIA Prime Mover-level Data | Estimated using an emission factor
2019 | MA | WYM 1250 Palmer LLC | 60614 | PALMR | PV | OP | NA | SUN |  | 12992 |  | 0 | EIA Prime Mover-level Data | Estimated using an emission factor
2019 | MA | ANP Bellingham Energy Company, LLC | 55211 | 1 | CT | OP | CC | NG | 5326 | 6649963 | 1.2103 | 0.00036401 | EPA/CAMD | EPA/NEI | 2002
2019 | MA | ANP Bellingham Energy Company, LLC | 55211 | 2 | CT | OP | CC | NG | 4942 | 6124836 | 1.1147 | 0.00036399 | EPA/CAMD | EPA/NEI | 2002
2019 | MA | ANP Blackstone Energy Company, LLC | 55212 | 1 | CT | OP | CC | NG | 4662 | 6008343 | 1.0934 | 0.00036398 | EPA/CAMD | EPA/NEI | 2001
2019 | MA | ANP Blackstone Energy Company, LLC | 55212 | 2 | CT | OP | CC | NG | 4943 | 6454242 | 1.1747 | 0.000364 | EPA/CAMD | EPA/NEI | 2001
2019 | MA | Bellingham | 10307 | 1 | CT | OP | CC | NG | 200 | 188717.2 | 0.67681 | 0.0071727 | EPA/CAMD | EPA/NEI | 1991
2019 | MA | Bellingham | 10307 | 2 | CT | OP | CC | NG | 289 | 278086.8 | 0.72484 | 0.005213 | EPA/CAMD | EPA/NEI | 1991
2019 | MA | Berkshire Power | 55041 | 1 | CT | OP | CC | NG | 1927 | 2730559 | 14.9168 | 0.010926 | EPA/CAMD | EPA/NEI | 1999
2019 | MA | Canal Station | 1599 | 1 | ST | OP | WALL | RFO | 127 | 325259.6 | 0.4077 | 0.0025069 | EPA/CAMD | EPA/NEI | 1968
2019 | MA | Canal Station | 1599 | 2 | ST | OP | WALL | NG | 112 | 209596.4 | 0.17949 | 0.0017127 | EPA/CAMD | EPA/NEI | 1976
2019 | MA | Canal Station | 1599 | 3 | GT | OP | CT | NG | 135 | 275188 | 1.0754 | 0.0078154 | EPA/CAMD | NEI avg EF - PM, fuel type, firing type | 2019
2019 | MA | Cleary Flood | 1682 | 8 | ST | OP | WALL | RFO | 20 | 3753.322 | 0.055132 | 0.029378 | EPA/CAMD | EPA/NEI | 1966
2019 | MA | Cleary Flood | 1682 | 9 | ST | OP | WALL | NG | 726 | 390006.2 | 0.86828 | 0.0044526 | EPA/CAMD | EPA/NEI | 1975
2019 | MA | Dartmouth Power | 52026 | 1 | CT | OP | CC | NG | 1137 | 407810.9 | 1.3065 | 0.0064073 | EPA/CAMD | EPA/NEI | 1992
2019 | MA | Dartmouth Power | 52026 | 2 | GT | OP | CT | NG | 366 | 66988.55 | 0.61151 | 0.018257 | EPA/CAMD | EPA/NEI | 2009
2019 | MA | Deer Island Treatment | 10823 | S42 | GT | OP | CT | DFO | 377 | 51337.95 | 0.60883 | 0.023718 | EPA/CAMD | NEI avg EF - PM, fuel type, firing type | 1995
2019 | MA | Deer Island Treatment | 10823 | S43 | GT | OP | CT | DFO | 365 | 50975.68 | 0.60453 | 0.023718 | EPA/CAMD | NEI avg EF - PM, fuel type, firing type | 1995
2019 | MA | Dighton | 55026 | 1 | CT | OP | CC | NG | 1960 | 2158634 | 3.7328 | 0.0034585 | EPA/CAMD | EPA/NEI | 1999
2019 | MA | Doreen | 1631 | 10 | GT | OP | CT | DFO | 5 | 2109.6 | 0.00063395 | 0.00060101 | EIA non-ozone season distributed and EPA/CAMD ozone season | EPA/NEI | 1969
2019 | MA | Exelon West Medway II | 59882 | J4 | GT | OP | CT | NG | 725 | 295757.6 | 1.1557 | 0.0078154 | EPA/CAMD | NEI avg EF - PM, fuel type, firing type | 2019
2019 | MA | Exelon West Medway II | 59882 | J5 | GT | OP | CT | NG | 638 | 269562.2 | 1.0534 | 0.0078154 | EPA/CAMD | NEI avg EF - PM, fuel type, firing type | 2019
2019 | MA | Fore River Energy Center | 55317 | 11 | CT | OP | CC | NG | 7487 | 17206140 | 21.8401 | 0.0025386 | EPA/CAMD | EPA/NEI | 2003
2019 | MA | Fore River Energy Center | 55317 | 12 | CT | OP | CC | NG | 6181 | 15474650 | 20.8053 | 0.002689 | EPA/CAMD | EPA/NEI | 2003
2019 | MA | Framingham Station | 1586 | FJ-1 | GT | OP | CT | DFO | 6 | 1655.374 | 0.0020543 | 0.0024819 | EIA non-ozone season distributed and EPA/CAMD ozone season | EPA/NEI | 1969
2019 | MA | Framingham Station | 1586 | FJ-2 | GT | OP | CT | DFO | 6 | 1434.134 | 0.0017737 | 0.0024736 | EIA non-ozone season distributed and EPA/CAMD ozone season | EPA/NEI | 1969
2019 | MA | Framingham Station | 1586 | FJ-3 | GT | OP | CT | DFO | 9 | 2998.792 | 0.0033241 | 0.002217 | EIA non-ozone season distributed and EPA/CAMD ozone season | EPA/NEI | 1969
2019 | MA | General Electric Aircraft | 10029 | 3 | ST | OP | WALL | NG | 6425 | 1067668 | 3.8299 | 0.0071744 | EPA/CAMD | NEI avg EF - PM, fuel type, firing type | 1968
2019 | MA | Kendall Green Energy LLC | 1595 | 2 | ST | OP | WALL | NG | 843 | 25592.64 | 0.061492 | 0.0048055 | EPA/CAMD | EPA/NEI | 1949
2019 | MA | Kendall Green Energy LLC | 1595 | 3 | ST | OP | WALL | NG | 1521 | 90232.58 | 0.21693 | 0.0048081 | EPA/CAMD | EPA/NEI | 1954
2019 | MA | Kendall Green Energy LLC | 1595 | 4 | CT | OP | CC | NG | 8169 | 13743990 | 23.8226 | 0.0034666 | EPA/CAMD | EPA/NEI | 2002
2019 | MA | Kendall Green Energy LLC | 1595 | S6 | GT | OP | CT | DFO | 50 | 11032.6 | 0.027023 | 0.0048988 | EPA/CAMD | EPA/NEI | 1970
2019 | MA | MASSPOWER | 10726 | 1 | CT | OP | CC | NG | 1570 | 1273502 | 2.086 | 0.0032761 | EPA/CAMD | EPA/NEI | 1993
2019 | MA | MASSPOWER | 10726 | 2 | CT | OP | CC | NG | 1354 | 1124876 | 1.8425 | 0.003276 | EPA/CAMD | EPA/NEI | 1993
2019 | MA | MBTA South Boston Power Facility | 10176 | A | GT | OP | CT | KER | 18 | 4288.8 | 0.018088 | 0.008435 | EPA/CAMD | EPA/NEI | 1979
2019 | MA | MBTA South Boston Power Facility | 10176 | B | GT | OP | CT | KER | 12 | 2229.6 | 0.0089563 | 0.008034 | EPA/CAMD | EPA/NEI | 1979
2019 | MA | Medway Station | 1592 | J1T1 | GT | OP | CT | DFO | 49 | 7057.9 | 0.0092886 | 0.0026321 | EPA/CAMD | EPA/NEI | 1970
2019 | MA | Medway Station | 1592 | J1T2 | GT | OP | CT | DFO | 30 | 7261.4 | 0.010383 | 0.0028596 | EPA/CAMD | EPA/NEI | 1970
2019 | MA | Medway Station | 1592 | J2T1 | GT | OP | CT | DFO | 20 | 4205.6 | 0.0063682 | 0.0030284 | EPA/CAMD | EPA/NEI | 1970
2019 | MA | Medway Station | 1592 | J2T2 | GT | OP | CT | DFO | 17 | 3130.8 | 0.0051907 | 0.0033159 | EPA/CAMD | EPA/NEI | 1970
2019 | MA | Medway Station | 1592 | J3T1 | GT | OP | CT | DFO | 30 | 5692.4 | 0.0098725 | 0.0034686 | EPA/CAMD | EPA/NEI | 1970
2019 | MA | Medway Station | 1592 | J3T2 | GT | OP | CT | DFO | 21 | 3981.9 | 0.0072036 | 0.0036182 | EPA/CAMD | EPA/NEI | 1970
2019 | MA | Milford Power, LLC | 54805 | 1 | CT | OP | CC | NG | 1604 | 1814557 | 1.4862 | 0.001638 | EPA/CAMD | EPA/NEI | 1993
2019 | MA | Millennium Power Partners | 55079 | 1 | CT | OP | CC | NG | 3343 | 6535849 | 9.0275 | 0.0027625 | EPA/CAMD | EPA/NEI | 2000
2019 | MA | MIT Central Utility Plant | 54907 | 1 | GT | OP | CT | NG | 6343 | 1462024 | 5.7132 | 0.0078154 | EPA/CAMD | NEI avg EF - PM, fuel type, firing type | 1995
2019 | MA | Mystic | 1588 | 7 | ST | OP | TANGENTIAL | NG | 369 | 373068.6 | 0.34172 | 0.0018319 | EPA/CAMD | EPA/NEI | 1975
2019 | MA | Mystic | 1588 | 81 | CT | OP | CC | NG | 2226 | 4614222 | 5.2424 | 0.0022723 | EPA/CAMD | EPA/NEI | 2002
2019 | MA | Mystic | 1588 | 82 | CT | OP | CC | NG | 2175 | 4422413 | 4.6804 | 0.0021167 | EPA/CAMD | EPA/NEI | 2002
2019 | MA | Mystic | 1588 | 93 | CT | OP | CC | NG | 1796 | 3655279 | 3.5603 | 0.001948 | EPA/CAMD | EPA/NEI | 2003
2019 | MA | Mystic | 1588 | 94 | CT | OP | CC | NG | 1733 | 3559462 | 4.7286 | 0.0026569 | EPA/CAMD | EPA/NEI | 2003
2019 | MA | Mystic | 1588 | MJ-1 | GT | OP | CT | DFO | 15 | 3069 | 0.0074838 | 0.0048771 | EIA non-ozone season distributed and EPA/CAMD ozone season | EPA/NEI | 1969
2019 | MA | Pittsfield Generating | 50002 | 1 | CT | OP | CC | NG | 646 | 230694.7 | 0.44733 | 0.0038781 | EPA/CAMD | EPA/NEI | 1990
2019 | MA | Pittsfield Generating | 50002 | 2 | CT | OP | CC | NG | 654 | 239436.2 | 0.43218 | 0.0036099 | EPA/CAMD | EPA/NEI | 1990
2019 | MA | Pittsfield Generating | 50002 | 3 | CT | OP | CC | NG | 663 | 240107.5 | 0.47359 | 0.0039448 | EPA/CAMD | EPA/NEI | 1990
2019 | MA | Potter | 1660 | 3 | CT | OP | CC | NG | 98 | 52092.13 | 0.31316 | 0.012023 | EPA/CAMD | EPA/NEI | 1977
2019 | MA | Potter | 1660 | 4 | GT | OP | CT | NG | 171 | 47501.3 | 0.11748 | 0.0049465 | EPA/CAMD | EPA/NEI | 2009
2019 | MA | Potter | 1660 | 5 | GT | OP | CT | NG | 221 | 61372.89 | 0.15188 | 0.0049495 | EPA/CAMD | EPA/NEI | 2009
2019 | MA | Salem Harbor Station NGCC | 60903 | 1 | CT | OP | CC | NG | 1330 | 2177078 | 2.797 | 0.0025695 | EPA/CAMD | EPA/NEI | 2017
2019 | MA | Salem Harbor Station NGCC | 60903 | 2 | CT | OP | CC | NG | 1082 | 1779976 | 2.3135 | 0.0025994 | EPA/CAMD | EPA/NEI | 2018
2019 | MA | Stony Brook Energy Center | 6081 | 001 | CT | OP | CC | DFO | 284 | 203740.4 | 4.881 | 0.047913 | EPA/CAMD | EPA/NEI | 1981
2019 | MA | Stony Brook Energy Center | 6081 | 002 | CT | OP | CC | DFO | 53 | 33038.93 | 1.5016 | 0.0909 | EPA/CAMD | EPA/NEI | 1981
2019 | MA | Stony Brook Energy Center | 6081 | 003 | CT | OP | CC | DFO | 269 | 187494.2 | 3.886 | 0.041452 | EPA/CAMD | EPA/NEI | 1981
2019 | MA | Stony Brook Energy Center | 6081 | 004 | GT | OP | CT | DFO | 30 | 14107.9 | 0.7 | 0.099236 | EPA/CAMD | EPA/NEI | 1982
2019 | MA | Stony Brook Energy Center | 6081 | 005 | GT | OP | CT | DFO | 31 | 11601.1 | 0.57653 | 0.099393 | EPA/CAMD | EPA/NEI | 1982
2019 | MA | Tanner Street Generation, LLC | 54586 | 2 | CT | OP | CC | NG | 298 | 124135.7 | 0.34492 | 0.0055571 | EPA/CAMD | EPA/NEI | 2008
2019 | MA | Waters River | 1678 | 1 | GT | OP | CT | NG | 97 | 12717.2 | 0.025393 | 0.0039935 | EPA/CAMD | EPA/NEI | 1971
2019 | MA | Waters River | 1678 | 2 | GT | OP | CT | NG | 78 | 15830.4 | 0.025906 | 0.003273 | EPA/CAMD | EPA/NEI | 1990
2019 | MA | West Springfield | 1642 | 3 | ST | OP | TANGENTIAL | RFO | 20 | 6721.66 | 0.014622 | 0.0043508 | EPA/CAMD | EPA/NEI | 1957
2019 | MA | West Springfield | 1642 | 10 | GT | OP | CT | DFO | 8 | 6544.222 | 0.077609 | 0.023718 | EIA non-ozone season distributed and EPA/CAMD ozone season | NEI avg EF - PM, fuel type, firing type | 1968
2019 | MA | West Springfield | 1642 | CTG1 | GT | OP | CT | NG | 40 | 9439.756 | 0.098397 | 0.020847 | EPA/CAMD | EPA/NEI | 2002
2019 | MA | West Springfield | 1642 | CTG2 | GT | OP | CT | NG | 39 | 9422.022 | 0.092402 | 0.019614 | EPA/CAMD | EPA/NEI | 2002
2019 | MA | Woodland Road | 1643 | 10 | GT | OP | CT | DFO | 11 | 1470.2 | 0.0031054 | 0.0042245 | EIA non-ozone season distributed and EPA/CAMD ozone season | EPA/NEI | 1969
2019 | MD | AES Warrior Run Energy Storage Project | 59949 | BESS1 | BA | OP | NA | MWH |  | 0 |  |  | EIA Prime Mover-level Data
2019 | MD | Alpha Ridge LFG | 58252 | JEN1 | IC | OP | NA | LFG |  | 31821 | 0.23388 | 0.0147 | EIA Prime Mover-level Data | Estimated using an emission factor
2019 | MD | Amazon Maryland DCA1 | 62876 | DCA1 | PV | OP | NA | SUN |  | 13481 |  | 0 | EIA Prime Mover-level Data | Estimated using an emission factor
2019 | MD | Annapolis Solar Park, LLC | 60681 | ASP12 | PV | OP | NA | SUN |  | 201231 |  | 0 | EIA Prime Mover-level Data | Estimated using an emission factor
2019 | MD | Anne Arundel County Public Schools | 62407 | X0001 | PV | OP | NA | SUN |  | 18645 |  | 0 | EIA Prime Mover-level Data | Estimated using an emission factor
2019 | MD | APG Combined Heat and Power Plant | 61282 | GEN1 | GT | OP | NA | NG |  | 855613 | 2.3458 | 0.0054834 | EIA Prime Mover-level Data | NEI avg EF - PM, fuel type, firing type
2019 | MD | APG New Chesapeake | 62629 | 10115 | PV | OP | NA | SUN |  | 33595 |  | 0 | EIA Prime Mover-level Data | Estimated using an emission factor
2019 | MD | APG Old Bayside | 62628 | 10115 | PV | OP | NA | SUN |  | 28316 |  | 0 | EIA Prime Mover-level Data | Estimated using an emission factor
2019 | MD | Archdiocese of Baltimore J | 60662 | PV1 | PV | OP | NA | SUN |  | 32011 |  | 0 | EIA Prime Mover-level Data | Estimated using an emission factor
2019 | MD | Archdiocese of Baltimore L | 60663 | PV1 | PV | OP | NA | SUN |  | 32553 |  | 0 | EIA Prime Mover-level Data | Estimated using an emission factor
2019 | MD | Back River Waste Water Treatment | 59026 | CHP 1 | IC | OP | NA | OBG |  | 13184.5 | 0.096906 | 0.0147 | EIA Prime Mover-level Data | Estimated using an emission factor
2019 | MD | Back River Waste Water Treatment | 59026 | CHP 2 | IC | OP | NA | OBG |  | 13184.5 | 0.096906 | 0.0147 | EIA Prime Mover-level Data | Estimated using an emission factor
2019 | MD | Back River Waste Water Treatment | 59026 | SOLAR | PV | OP | NA | SUN |  | 9580 |  | 0 | EIA Prime Mover-level Data | Estimated using an emission factor
2019 | MD | Baker Point | 61519 | GEN1 | PV | OP | NA | SUN |  | 127069 |  | 0 | EIA Prime Mover-level Data | Estimated using an emission factor
2019 | MD | Baltimore City B | 60664 | PV1 | PV | OP | NA | SUN |  | 28224 |  | 0 | EIA Prime Mover-level Data | Estimated using an emission factor
2019 | MD | Baltimore City D | 60665 | PV1 | PV | OP | NA | SUN |  | 27379 |  | 0 | EIA Prime Mover-level Data | Estimated using an emission factor
2019 | MD | Baltimore City F | 60666 | PV1 | PV | OP | NA | SUN |  | 28395 |  | 0 | EIA Prime Mover-level Data | Estimated using an emission factor
2019 | MD | Baltimore City G | 60667 | PV1 | PV | OP | NA | SUN |  | 28537 |  | 0 | EIA Prime Mover-level Data | Estimated using an emission factor
2019 | MD | Bd of Educ of Queen Anne's Cnty, Cnty HS | 62074 | PV1 | PV | OP | NA | SUN |  | 18583 |  | 0 | EIA Prime Mover-level Data | Estimated using an emission factor
2019 | MD | Berlin | 6565 | 1A | IC | OP | NA | DFO |  | 554.583 | 0.08596 | 0.31 | EIA Prime Mover-level Data | Estimated using an emission factor
2019 | MD | Berlin | 6565 | 2A | IC | RE | NA | DFO |  | 907.5 | 0.14066 | 0.31 | EIA Prime Mover-level Data | Estimated using an emission factor
2019 | MD | Berlin | 6565 | 3A | IC | RE | NA | DFO |  |  |  | 0.31
2019 | MD | Berlin | 6565 | 4A | IC | OP | NA | DFO |  | 907.5 | 0.14066 | 0.31 | EIA Prime Mover-level Data | Estimated using an emission factor
2019 | MD | Berlin | 6565 | 5A | IC | OP | NA | DFO |  | 1260.417 | 0.19536 | 0.31 | EIA Prime Mover-level Data | Estimated using an emission factor
2019 | MD | Berlin | 6565 | 6A | IC | CN | NA | DFO
2019 | MD | Berlin | 6565 | 7A | IC | CN | NA | DFO
2019 | MD | Biggs Ford Solar Center | 61321 | BFSC | PV | P | NA | SUN
2019 | MD | Blue Star | 62332 | BLUES | PV | V | NA | SUN
2019 | MD | Bluefin Origination 1 | 63323 | SIMBA | PV | OP | NA | SUN |  | 828 |  | 0 | EIA Prime Mover-level Data | Estimated using an emission factor
2019 | MD | Bluegrass Solar | 63910 | BGS | PV | L | NA | SUN
2019 | MD | Bowie State Solar | 61915 | SO285 | PV | OP | NA | SUN |  | 3598 |  | 0 | EIA Prime Mover-level Data | Estimated using an emission factor
2019 | MD | Brown Station Road Plant I | 50060 | 3972 | IC | OS | NA | LFG |  |  |  | 0.0147
2019 | MD | Brown Station Road Plant I | 50060 | 9314 | IC | OS | NA | LFG |  |  |  | 0.0147
2019 | MD | Brown Station Road Plant I | 50060 | 9340 | IC | OS | NA | LFG |  |  |  | 0.0147
2019 | MD | Brown Station Road Plant II | 55964 | 1 | IC | OP | NA | LFG |  | 97455.25 | 0.7163 | 0.0147 | EIA Prime Mover-level Data | Estimated using an emission factor
2019 | MD | Brown Station Road Plant II | 55964 | 2 | IC | OP | NA | LFG |  | 97455.25 | 0.7163 | 0.0147 | EIA Prime Mover-level Data | Estimated using an emission factor
2019 | MD | Brown Station Road Plant II | 55964 | 3 | IC | OP | NA | LFG |  | 97455.25 | 0.7163 | 0.0147 | EIA Prime Mover-level Data | Estimated using an emission factor
2019 | MD | Brown Station Road Plant II | 55964 | 4 | IC | OP | NA | LFG |  | 97455.25 | 0.7163 | 0.0147 | EIA Prime Mover-level Data | Estimated using an emission factor
2019 | MD | Calvert Cliffs Nuclear Power Plant | 6011 | 1 | ST | OP | NA | NUC |  | 82627990 |  | 0 | EIA Prime Mover-level Data | Estimated using an emission factor
2019 | MD | Calvert Cliffs Nuclear Power Plant | 6011 | 2 | ST | OP | NA | NUC |  | 74131060 |  | 0 | EIA Prime Mover-level Data | Estimated using an emission factor
2019 | MD | Casper Solar Center | 61320 | CSPSC | PV | CN | NA | SUN
2019 | MD | CCBC-Catonsville | 60036 | PV1 | PV | OP | NA | SUN |  | 24816 |  | 0 | EIA Prime Mover-level Data | Estimated using an emission factor
2019 | MD | Cecil County CCVT HS | 60353 | CCVT | PV | OP | NA | SUN |  | 30274 |  | 0 | EIA Prime Mover-level Data | Estimated using an emission factor
2019 | MD | Central Utility Plant at White Oak | 58207 | G1 | IC | OP | NA | NG |  | 5486.929 | 0.0011577 | 0.000422 | EIA Prime Mover-level Data | Estimated using an emission factor
2019 | MD | Central Utility Plant at White Oak | 58207 | G10 | IC | OP | NA | DFO |  | 2214.024 | 0.34317 | 0.31 | EIA Prime Mover-level Data | Estimated using an emission factor
2019 | MD | Central Utility Plant at White Oak | 58207 | G11 | IC | OP | NA | DFO |  | 2214.024 | 0.34317 | 0.31 | EIA Prime Mover-level Data | Estimated using an emission factor
2019 | MD | Central Utility Plant at White Oak | 58207 | G12 | CA | OP | NA | NG |  | 20802 | 0.0043892 | 0.000422 | EIA Prime Mover-level Data | Estimated using an emission factor
2019 | MD | Central Utility Plant at White Oak | 58207 | G2 | IC | SB | NA | DFO |  | 2214.024 | 0.34317 | 0.31 | EIA Prime Mover-level Data | Estimated using an emission factor
2019 | MD | Central Utility Plant at White Oak | 58207 | G3 | GT | OP | NA | NG |  | 191832 | 0.52595 | 0.0054834 | EIA Prime Mover-level Data | NEI avg EF - PM, fuel type, firing type
2019 | MD | Central Utility Plant at White Oak | 58207 | G4 | GT | OP | NA | NG |  | 191832 | 0.52595 | 0.0054834 | EIA Prime Mover-level Data | NEI avg EF - PM, fuel type, firing type
2019 | MD | Central Utility Plant at White Oak | 58207 | G5 | GT | OP | NA | NG |  | 191832 | 0.52595 | 0.0054834 | EIA Prime Mover-level Data | NEI avg EF - PM, fuel type, firing type
2019 | MD | Central Utility Plant at White Oak | 58207 | G6 | GT | OP | NA | NG |  | 191832 | 0.52595 | 0.0054834 | EIA Prime Mover-level Data | NEI avg EF - PM, fuel type, firing type
2019 | MD | Central Utility Plant at White Oak | 58207 | G7 | CT |  | NA | NG |  | 228039 | 0.65635 | 0.0057564 | EIA Unit-level Data | NEI avg EF - PM, fuel type
2019 | MD | Central Utility Plant at White Oak | 58207 | G8 | CT |  | NA | NG |  | 348860.9 | 1.0041 | 0.0057564 | EIA Unit-level Data | NEI avg EF - PM, fuel type
2019 | MD | Central Utility Plant at White Oak | 58207 | G9 | CT | OP | NA | NG |  |  |  | 0.0057564
2019 | MD | CES VMT Solar | 60029 | VMMD | PV | OP | NA | SUN |  | 13703 |  | 0 | EIA Prime Mover-level Data | Estimated using an emission factor
2019 | MD | Chesapeake College | 60465 | PV1 | PV | OP | NA | SUN |  | 21815 |  | 0 | EIA Prime Mover-level Data | Estimated using an emission factor
2019 | MD | Chester Woods Point Solar, LLC CSG | 62720 | 5540 | PV | OP | NA | SUN |  | 23400 |  | 0 | EIA Prime Mover-level Data | Estimated using an emission factor
2019 | MD | Chimes West Friendship (Nixon Farms) | 59743 | 1 | PV | OP | NA | SUN |  | 15538 |  | 0 | EIA Prime Mover-level Data | Estimated using an emission factor
2019 | MD | Church Hill | 60737 | PV1 | PV | OP | NA | SUN |  | 89209 |  | 0 | EIA Prime Mover-level Data | Estimated using an emission factor
2019 | MD | City of Havre De Grace C | 60668 | PV1 | PV | OP | NA | SUN |  | 31218 |  | 0 | EIA Prime Mover-level Data | Estimated using an emission factor
2019 | MD | CNE at Cambridge MD | 59842 | PV1 | PV | OP | NA | SUN |  | 53816 |  | 0 | EIA Prime Mover-level Data | Estimated using an emission factor
2019 | MD | Conowingo | 1574 | 1 | HY | OP | NA | WAT |  | 1631907 |  | 1.5381e-07 | EIA Prime Mover-level Data | NEI avg EF - PM, fuel type, firing type
2019 | MD | Conowingo | 1574 | 2 | HY | OP | NA | WAT |  | 1305525 |  | 1.5381e-07 | EIA Prime Mover-level Data | NEI avg EF - PM, fuel type, firing type
2019 | MD | Conowingo | 1574 | 3 | HY | OP | NA | WAT |  | 1740701 |  | 1.5381e-07 | EIA Prime Mover-level Data | NEI avg EF - PM, fuel type, firing type
2019 | MD | Conowingo | 1574 | 4 | HY | OP | NA | WAT |  | 1729821 |  | 1.5381e-07 | EIA Prime Mover-level Data | NEI avg EF - PM, fuel type, firing type
2019 | MD | Conowingo | 1574 | 5 | HY | OP | NA | WAT |  | 1305525 |  | 1.5381e-07 | EIA Prime Mover-level Data | NEI avg EF - PM, fuel type, firing type
2019 | MD | Conowingo | 1574 | 6 | HY | OP | NA | WAT |  | 1729821 |  | 1.5381e-07 | EIA Prime Mover-level Data | NEI avg EF - PM, fuel type, firing type
2019 | MD | Conowingo | 1574 | 7 | HY | OP | NA | WAT |  | 1740701 |  | 1.5381e-07 | EIA Prime Mover-level Data | NEI avg EF - PM, fuel type, firing type
2019 | MD | Conowingo | 1574 | 8 | HY | OP | NA | WAT |  | 2016312 |  | 1.5381e-07 | EIA Prime Mover-level Data | NEI avg EF - PM, fuel type, firing type
2019 | MD | Conowingo | 1574 | 9 | HY | OP | NA | WAT |  | 2016312 |  | 1.5381e-07 | EIA Prime Mover-level Data | NEI avg EF - PM, fuel type, firing type
2019 | MD | Conowingo | 1574 | 10 | HY | OP | NA | WAT |  | 2016312 |  | 1.5381e-07 | EIA Prime Mover-level Data | NEI avg EF - PM, fuel type, firing type
2019 | MD | Conowingo | 1574 | 11 | HY | OP | NA | WAT |  | 2016312 |  | 1.5381e-07 | EIA Prime Mover-level Data | NEI avg EF - PM, fuel type, firing type
2019 | MD | Crisfield | 1563 | CRIS | IC | SB | NA | DFO |  | 1718 | 0.26629 | 0.31 | EIA Prime Mover-level Data | Estimated using an emission factor
2019 | MD | Crisfield | 1563 | CRS2 | IC | SB | NA | DFO |  | 1718 | 0.26629 | 0.31 | EIA Prime Mover-level Data | Estimated using an emission factor
2019 | MD | Crisfield | 1563 | CRS3 | IC | SB | NA | DFO |  | 1718 | 0.26629 | 0.31 | EIA Prime Mover-level Data | Estimated using an emission factor
2019 | MD | Crisfield | 1563 | CRS4 | IC | SB | NA | DFO |  | 1718 | 0.26629 | 0.31 | EIA Prime Mover-level Data | Estimated using an emission factor
2019 | MD | Criterion | 57300 | 1 | WT | OP | NA | WND |  | 1528068 |  | 0 | EIA Prime Mover-level Data | Estimated using an emission factor
2019 | MD | Deep Creek | 1567 | 1 | HY | OP | NA | WAT |  | 116580 |  | 1.5381e-07 | EIA Prime Mover-level Data | NEI avg EF - PM, fuel type, firing type
2019 | MD | Deep Creek | 1567 | 2 | HY | OP | NA | WAT |  | 116580 |  | 1.5381e-07 | EIA Prime Mover-level Data | NEI avg EF - PM, fuel type, firing type
2019 | MD | Eastern Correctional Institute | 10693 | 1147 | ST | OP | NA | WDS |  | 293222 | 3.3445 | 0.022812 | EIA Prime Mover-level Data | NEI avg EF - PM, fuel type
2019 | MD | Eastern Correctional Institute | 10693 | 1148 | ST | OP | NA | WDS |  | 293222 | 3.3445 | 0.022812 | EIA Prime Mover-level Data | NEI avg EF - PM, fuel type
2019 | MD | Eastern Correctional Institute | 10693 | DG1 | IC | SB | NA | DFO |  | 3086.5 | 0.47841 | 0.31 | EIA Prime Mover-level Data | Estimated using an emission factor
2019 | MD | Eastern Correctional Institute | 10693 | DG2 | IC | SB | NA | DFO |  | 3086.5 | 0.47841 | 0.31 | EIA Prime Mover-level Data | Estimated using an emission factor
2019 | MD | Eastern Landfill Gas LLC | 56571 | 1 | IC | OP | NA | LFG |  |  |  | 0.0147
2019 | MD | Eastern Landfill Gas LLC | 56571 | 2 | IC | OP | NA | LFG |  |  |  | 0.0147
2019 | MD | Eastern Landfill Gas LLC | 56571 | 3 | IC | OP | NA | LFG |  |  |  | 0.0147
2019 | MD | Easton | 1580 | 7 | IC | OP | NA | DFO |  | 734.077 | 0.11378 | 0.31 | EIA Prime Mover-level Data | Estimated using an emission factor
2019 | MD | Easton | 1580 | 8 | IC | OP | NA | DFO |  | 734.077 | 0.11378 | 0.31 | EIA Prime Mover-level Data | Estimated using an emission factor
2019 | MD | Easton | 1580 | 9 | IC | OP | NA | DFO |  | 880.893 | 0.13654 | 0.31 | EIA Prime Mover-level Data | Estimated using an emission factor
2019 | MD | Easton | 1580 | 10 | IC | OP | NA | DFO |  | 1027.708 | 0.15929 | 0.31 | EIA Prime Mover-level Data | Estimated using an emission factor
2019 | MD | Easton | 1580 | 11 | IC | OP | NA | DFO |  | 1115.798 | 0.17295 | 0.31 | EIA Prime Mover-level Data | Estimated using an emission factor
2019 | MD | Easton | 1580 | 12 | IC | OP | NA | DFO |  | 1203.887 | 0.1866 | 0.31 | EIA Prime Mover-level Data | Estimated using an emission factor
2019 | MD | Easton | 1580 | 13 | IC | OP | NA | DFO |  | 1644.333 | 0.25487 | 0.31 | EIA Prime Mover-level Data | Estimated using an emission factor
2019 | MD | Easton | 1580 | 14 | IC | OP | NA | DFO |  | 1644.333 | 0.25487 | 0.31 | EIA Prime Mover-level Data | Estimated using an emission factor
2019 | MD | Easton | 1580 | 101 | IC | OP | NA | DFO |  | 440.446 | 0.068269 | 0.31 | EIA Prime Mover-level Data | Estimated using an emission factor
2019 | MD | Easton | 1580 | 102 | IC | OP | NA | DFO |  | 440.446 | 0.068269 | 0.31 | EIA Prime Mover-level Data | Estimated using an emission factor
2019 | MD | Easton 2 | 4257 | 21 | IC | OP | NA | DFO |  | 1910.043 | 0.29606 | 0.31 | EIA Prime Mover-level Data | Estimated using an emission factor
2019 | MD | Easton 2 | 4257 | 22 | IC | OP | NA | DFO |  | 1910.043 | 0.29606 | 0.31 | EIA Prime Mover-level Data | Estimated using an emission factor
2019 | MD | Easton 2 | 4257 | 23 | IC | OP | NA | RFO |  | 1940.85 | 0.30083 | 0.31 | EIA Prime Mover-level Data | Estimated using an emission factor
2019 | MD | Easton 2 | 4257 | 24 | IC | OP | NA | RFO |  | 1940.85 | 0.30083 | 0.31 | EIA Prime Mover-level Data | Estimated using an emission factor
2019 | MD | Easton 2 | 4257 | 201 | IC | OP | NA | DFO |  | 462.107 | 0.071627 | 0.31 | EIA Prime Mover-level Data | Estimated using an emission factor
2019 | MD | Easton 2 | 4257 | 202 | IC | OP | NA | DFO |  | 462.107 | 0.071627 | 0.31 | EIA Prime Mover-level Data | Estimated using an emission factor
2019 | MD | Easton 2 | 4257 | 203 | GT | OP | NA | DFO |  | 847 | 0.0073093 | 0.017259 | EIA Prime Mover-level Data | NEI avg EF - PM, fuel type, firing type
2019 | MD | Easton 2 | 4257 | 204 | GT | OP | NA | DFO |  | 847 | 0.0073093 | 0.017259 | EIA Prime Mover-level Data | NEI avg EF - PM, fuel type, firing type
2019 | MD | Elkton Solar | 60089 | ELKTN | PV | OP | NA | SUN |  | 24869 |  | 0 | EIA Prime Mover-level Data | Estimated using an emission factor
2019 | MD | Emmitsburg Solar Arrays | 60849 | 87353 | PV | OP | NA | SUN |  | 20222 |  | 0 | EIA Prime Mover-level Data | Estimated using an emission factor
2019 | MD | ESS Fairgrounds | 60215 | ESSFG | BA | CN | NA | MWH
2019 | MD | ESS Wesel | 60214 | ESSWL | BA | CN | NA | MWH
2019 | MD | Fair Wind | 59147 | 1 | WT | OP | NA | WND |  | 868264 |  | 0 | EIA Prime Mover-level Data | Estimated using an emission factor
2019 | MD | FedEx Field Solar Facility | 57747 | 1 | PV | OP | NA | SUN |  | 19295 |  | 0 | EIA Prime Mover-level Data | Estimated using an emission factor
2019 | MD | First Baptist Church of Glenarden | 62043 | FBCG1 | PV | OP | NA | SUN |  | 24931 |  | 0 | EIA Prime Mover-level Data | Estimated using an emission factor
2019 | MD | FirstEnergy R Paul Smith Power Station | 1570 | 9 | ST | RE | WALL | BIT
2019 | MD | FirstEnergy R Paul Smith Power Station | 1570 | 11 | ST | RE | TANGENTIAL | BIT
2019 | MD | Fort Detrick Solar PV | 61552 | FDSPV | PV | OP | NA | SUN |  | 199869 |  | 0 | EIA Prime Mover-level Data | Estimated using an emission factor
2019 | MD | Fourmile Ridge | 58904 | 1 | WT | OP | NA | WND |  | 1117843 |  | 0 | EIA Prime Mover-level Data | Estimated using an emission factor
2019 | MD | Francis Scott Key Mall | 63253 | FSK | PV | OP | NA | SUN |  | 18713 |  | 0 | EIA Prime Mover-level Data | Estimated using an emission factor
2019 | MD | Frederick County - Landfill | 63496 | PV1 | PV | OP | NA | SUN |  | 9687 |  | 0 | EIA Prime Mover-level Data | Estimated using an emission factor
2019 | MD | Garrett County - DPU Treatment Plant | 60847 | PV1 | PV | OP | NA | SUN |  | 14360 |  | 0 | EIA Prime Mover-level Data | Estimated using an emission factor
2019 | MD | Gateway Solar | 61794 | GTWYN | PV | OP | NA | SUN |  | 46394.08 |  | 0 | EIA Prime Mover-level Data | Estimated using an emission factor
2019 | MD | Gateway Solar | 61794 | GTWYS | PV | OP | NA | SUN |  | 24124.92 |  | 0 | EIA Prime Mover-level Data | Estimated using an emission factor
2019 | MD | General Motors Corp at White Marsh MD | 59841 | PV1 | PV | OP | NA | SUN |  | 11503 |  | 0 | EIA Prime Mover-level Data | Estimated using an emission factor
2019 | MD | Gibbons CSG | 63089 | 15122 | PV | OP | NA | SUN |  | 169 |  | 0 | EIA Prime Mover-level Data | Estimated using an emission factor
2019 | MD | Great Bay Solar 1 | 59851 | GBS01 | PV | OP | NA | SUN |  | 1194856 |  | 0 | EIA Prime Mover-level Data | Estimated using an emission factor
2019 | MD | Green Machine | 59282 | BBX00 | FC | RE | NA | NG
2019 | MD | GWCC PV Solar Farm | 61738 | SOLAR | PV | OP | NA | SUN |  | 17885 |  | 0 | EIA Prime Mover-level Data | Estimated using an emission factor
2019 | MD | Havre de Grace II - E at Perryman | 60708 | PV1 | PV | OP | NA | SUN |  | 18513 |  | 0 | EIA Prime Mover-level Data | Estimated using an emission factor
2019 | MD | Herbert Farm Solar | 58463 | 1 | PV | OP | NA | SUN |  | 75898 |  | 0 | EIA Prime Mover-level Data | Estimated using an emission factor
2019 | MD | IGS Solar I - BWI2 | 61465 | BWI2 | PV | OP | NA | SUN |  | 23560 |  | 0 | EIA Prime Mover-level Data | Estimated using an emission factor
2019 | MD | IGS Solar I - BWI5 | 61358 | BWI5 | PV | OP | NA | SUN |  | 2698 |  | 0 | EIA Prime Mover-level Data | Estimated using an emission factor
2019 | MD | IKEA College Park 411 | 58015 | PV | PV | OP | NA | SUN |  | 12812 |  | 0 | EIA Prime Mover-level Data | Estimated using an emission factor
2019 | MD | IKEA Perryville 460 | 58014 | PV | PV | OP | NA | SUN |  | 46568 |  | 0 | EIA Prime Mover-level Data | Estimated using an emission factor
2019 | MD | Inner Harbor East Heating | 56050 | 1 | IC | SB | NA | NG |  |  |  | 0.0004219
2019 | MD | Kent County - Worton Complex | 58243 | WRTN | PV | OP | NA | SUN |  | 15724 |  | 0 | EIA Prime Mover-level Data | Estimated using an emission factor
2019 | MD | Kent County-Kennedyville | 58239 | PVKV | PV | OP | NA | SUN |  | 13462 |  | 0 | EIA Prime Mover-level Data | Estimated using an emission factor
2019 | MD | Kingsville CSG | 63072 | 18 | PV | OP | NA | SUN |  | 7923 |  | 0 | EIA Prime Mover-level Data | Estimated using an emission factor
2019 | MD | LeGore Bridge Solar Center | 61796 | LGBSC | PV | P | NA | SUN
2019 | MD | Longview Solar | 60735 | PV1 | PV | OP | NA | SUN |  | 226027 |  | 0 | EIA Prime Mover-level Data | Estimated using an emission factor
2019 | MD | Luke Paper Company | 50282 | 2RB | ST | OP | NA | WO |  | 0 | 0 | 0 | EIA Prime Mover-level Data
2019 | MD | Luke Paper Company | 50282 | 3RB | ST | OP | NA | BLQ |  | 2999603 | 0.046644 | 3.11e-05 | EIA Unit-level Data | Estimated using an emission factor
2019 | MD | Macy's MD Joppa Solar Project | 62323 | MMDJ | PV | OP | NA | SUN |  | 26009 |  | 0 | EIA Prime Mover-level Data | Estimated using an emission factor
2019 | MD | Maryland Solar | 58408 | MSH1 | PV | OP | NA | SUN |  | 309315 |  | 0 | EIA Prime Mover-level Data | Estimated using an emission factor
2019 | MD | Mason Dixon Solar Center | 61797 | PV | PV | P | NA | SUN
2019 | MD | Mattawoman Energy Center | 59662 | CGT11 | CC | P | NA | NG
2019 | MD | Mattawoman Energy Center | 59662 | CGT12 | CC | P | NA | NG
2019 | MD | Mattawoman Energy Center | 59662 | STG11 | CC | P | NA | NG
2019 | MD | McCormick & Co. Inc. at Belcamp | 57646 | PV1 | PV | OP | NA | SUN |  | 21638 |  | 0 | EIA Prime Mover-level Data | Estimated using an emission factor
2019 | MD | MEBA | 60496 | 1 | PV | OP | NA | SUN |  | 24246 |  | 0 | EIA Prime Mover-level Data | Estimated using an emission factor
2019 | MD | Millersville LFG | 58246 | CAT1 | IC | OP | NA | LFG |  | 142522 | 1.0475 | 0.0147 | EIA Prime Mover-level Data | Estimated using an emission factor
2019 | MD | Millersville LFG | 58246 | CAT2 | IC | OP | NA | LFG |  | 142522 | 1.0475 | 0.0147 | EIA Prime Mover-level Data | Estimated using an emission factor
2019 | MD | MNCPPC Germantown Solar | 62910 | X0008 | PV | OP | NA | SUN |  | 24183 |  | 0 | EIA Prime Mover-level Data | Estimated using an emission factor
2019 | MD | Montgomery County Correctional Facility | 60820 | PV1 | PV | OP | NA | SUN |  | 18422 |  | 0 | EIA Prime Mover-level Data | Estimated using an emission factor
2019 | MD | Montgomery County Oaks LFGE Plant | 55885 | CAT35 | IC | OP | NA | LFG |  | 142860 | 1.05 | 0.0147 | EIA Prime Mover-level Data | Estimated using an emission factor
2019 | MD | Montgomery County Oaks LFGE Plant | 55885 | GEJGC | IC | OP | NA | LFG |  | 71430 | 0.52501 | 0.0147 | EIA Prime Mover-level Data | Estimated using an emission factor
2019 | MD | Montgomery County Oaks LFGE Plant | 55885 | N01 | GT | CN | NA | LFG
2019 | MD | Montgomery County Oaks LFGE Plant | 55885 | N02 | GT | CN | NA | LFG
2019 | MD | Montgomery County Resource Recovery | 50657 | 1 | ST | OP | NA | MSW |  | 2122452 | 1.6555 | 0.00156 | EIA Unit-level Data | Estimated using an emission factor
2019 | MD | Montgomery County Resource Recovery | 50657 | 2 | ST | OP | NA | MSW |  | 2074942 | 1.6185 | 0.00156 | EIA Unit-level Data | Estimated using an emission factor
2019 | MD | Montgomery County Resource Recovery | 50657 | 3 | ST | OP | NA | MSW |  | 2014230 | 1.5711 | 0.00156 | EIA Unit-level Data | Estimated using an emission factor
2019 | MD | Montgomery County Solar | 61608 | 1 | PV | OP | NA | SUN |  | 26105 |  | 0 | EIA Prime Mover-level Data | Estimated using an emission factor
2019 | MD | Mount Saint Mary's | 57758 | PV1 | PV | OP | NA | SUN |  | 178901 |  | 0 | EIA Prime Mover-level Data | Estimated using an emission factor
2019 | MD | NA 1(Hagerstown) | 60213 | MPSHG | BA | OP | NA | MWH |  | 0 |  |  | EIA Prime Mover-level Data
2019 | MD | NIH Cogeneration Facility | 56668 | CGT | GT | OP | NA | NG |  | 2016564 | 5.5288 | 0.0054834 | EIA Prime Mover-level Data | NEI avg EF - PM, fuel type, firing type
2019 | MD | NIH Cogeneration Facility | 56668 | CGTG | GT | RE | NA | NG |  |  |  | 0.0054834
2019 | MD | NIST Solar | 62208 | PV1 | PV | OP | NA | SUN |  | 56284 |  | 0 | EIA Prime Mover-level Data | Estimated using an emission factor
2019 | MD | Notch Cliff | 1555 | GT1 | GT | OP | NA | NG |  | 71413.75 | 0.19579 | 0.0054834 | EIA Prime Mover-level Data | NEI avg EF - PM, fuel type, firing type
2019 | MD | Notch Cliff | 1555 | GT2 | GT | OP | NA | NG |  | 71413.75 | 0.19579 | 0.0054834 | EIA Prime Mover-level Data | NEI avg EF - PM, fuel type, firing type
2019 | MD | Notch Cliff | 1555 | GT3 | GT | OP | NA | NG |  | 71413.75 | 0.19579 | 0.0054834 | EIA Prime Mover-level Data | NEI avg EF - PM, fuel type, firing type
2019 | MD | Notch Cliff | 1555 | GT4 | GT | OP | NA | NG |  | 71413.75 | 0.19579 | 0.0054834 | EIA Prime Mover-level Data | NEI avg EF - PM, fuel type, firing type
2019 | MD | Notch Cliff | 1555 | GT5 | GT | OP | NA | NG |  | 71413.75 | 0.19579 | 0.0054834 | EIA Prime Mover-level Data | NEI avg EF - PM, fuel type, firing type
2019 | MD | Notch Cliff | 1555 | GT6 | GT | OP | NA | NG |  | 71413.75 | 0.19579 | 0.0054834 | EIA Prime Mover-level Data | NEI avg EF - PM, fuel type, firing type
2019 | MD | Notch Cliff | 1555 | GT7 | GT | OP | NA | NG |  | 71413.75 | 0.19579 | 0.0054834 | EIA Prime Mover-level Data | NEI avg EF - PM, fuel type, firing type
2019 | MD | Notch Cliff | 1555 | GT8 | GT | OP | NA | NG |  | 71413.75 | 0.19579 | 0.0054834 | EIA Prime Mover-level Data | NEI avg EF - PM, fuel type, firing type
2019 | MD | NRG Chalk Point CT | 61890 | SGT1 | GT | OP | NA | NG |  | 18431 | 0.050532 | 0.0054834 | EIA Prime Mover-level Data | NEI avg EF - PM, fuel type, firing type
2019 | MD | Old Court Rd Solar | 63237 | OLDCT | PV | OP | NA | SUN |  | 4212 |  | 0 | EIA Prime Mover-level Data | Estimated using an emission factor
2019 | MD | Perdue Salisbury Photovoltaic | 57879 | SALI | PV | OP | NA | SUN |  | 14300 |  | 0 | EIA Prime Mover-level Data | Estimated using an emission factor
2019 | MD | Pfeffers | 61185 | SO147 | PV | OP | NA | SUN |  | 15308 |  | 0 | EIA Prime Mover-level Data | Estimated using an emission factor
2019 | MD | Philadelphia | 1557 | GT1 | GT | OP | NA | DFO |  | 7870.75 | 0.067922 | 0.017259 | EIA Prime Mover-level Data | NEI avg EF - PM, fuel type, firing type
2019 | MD | Philadelphia | 1557 | GT2 | GT | OP | NA | DFO |  | 7870.75 | 0.067922 | 0.017259 | EIA Prime Mover-level Data | NEI avg EF - PM, fuel type, firing type
2019 | MD | Philadelphia | 1557 | GT3 | GT | OP | NA | DFO |  | 7870.75 | 0.067922 | 0.017259 | EIA Prime Mover-level Data | NEI avg EF - PM, fuel type, firing type
2019 | MD | Philadelphia | 1557 | GT4 | GT | OP | NA | DFO |  | 7870.75 | 0.067922 | 0.017259 | EIA Prime Mover-level Data | NEI avg EF - PM, fuel type, firing type
2019 | MD | Pinesburg Solar LLC | 63903 | PINE1 | PV | V | NA | SUN
2019 | MD | Presbyterian Senior Living Service | 60447 | PSLS | PV | OP | NA | SUN |  | 13125 |  | 0 | EIA Prime Mover-level Data | Estimated using an emission factor
2019 | MD | Queen Anne's County | 58631 | 1 | PV | OP | NA | SUN |  | 23675 |  | 0 | EIA Prime Mover-level Data | Estimated using an emission factor
2019 | MD | Riverside (MD) | 1559 | 4 | ST | RE | NA | NG
2019 | MD | Riverside (MD) | 1559 | GT6 | GT | RE | NA | NG
2019 | MD | Riverside (MD) | 1559 | GT7 | GT | RE | NA | DFO |  | 2885.5 | 0.024901 | 0.017259 | EIA Prime Mover-level Data | NEI avg EF - PM, fuel type, firing type
2019 | MD | Riverside (MD) | 1559 | GT8 | GT | RE | NA | DFO |  | 2885.5 | 0.024901 | 0.017259 | EIA Prime Mover-level Data | NEI avg EF - PM, fuel type, firing type
2019 | MD | Rock Hall | 58241 | RCKHL | PV | OP | NA | SUN |  | 15199 |  | 0 | EIA Prime Mover-level Data | Estimated using an emission factor
2019 | MD | Rockfish Solar LLC | 59811 | GEN1 | PV | OP | NA | SUN |  | 180521 |  | 0 | EIA Prime Mover-level Data | Estimated using an emission factor
2019 | MD | Roth Rock North Wind Farm, LLC | 57240 | SRRNW | WT | OP | NA | WND |  | 223661 |  | 0 | EIA Prime Mover-level Data | Estimated using an emission factor
2019 | MD | Roth Rock Wind Farm LLC | 57239 | SRRW1 | WT | OP | NA | WND |  | 894638 |  | 0 | EIA Prime Mover-level Data | Estimated using an emission factor
2019 | MD | Sheriff Road | 63654 | SHRFF | PV | V | NA | SUN
2019 | MD | Smith Island | 6391 | 2 | IC | OP | NA | DFO |  | 635 | 0.098425 | 0.31 | EIA Prime Mover-level Data | Estimated using an emission factor
2019 | MD | Smith Island | 6391 | 3 | IC | OP | NA | DFO |  | 1524 | 0.23622 | 0.31 | EIA Prime Mover-level Data | Estimated using an emission factor
2019 | MD | Sod Run WTP A | 60669 | PV1 | PV | OP | NA | SUN |  | 27681 |  | 0 | EIA Prime Mover-level Data | Estimated using an emission factor
2019 | MD | Sol Phoenix | 62331 | SOLPH | PV | TS | NA | SUN
2019 | MD | Solar Hagerstown | 62912 | 137 | PV | L | NA | SUN
2019 | MD | Spruce - WCMD - Creek | 63525 | GEN1 | PV | OP | NA | SUN |  | 7131 |  | 0 | EIA Prime Mover-level Data | Estimated using an emission factor
2019 | MD | Spruce - WCMD - Resh I | 63526 | GEN1 | PV | OP | NA | SUN |  | 8327 |  | 0 | EIA Prime Mover-level Data | Estimated using an emission factor
2019 | MD | Spruce - WCMD - Rubble I | 63524 | GEN1 | PV | OP | NA | SUN |  | 11877 |  | 0 | EIA Prime Mover-level Data | Estimated using an emission factor
2019 | MD | Spruce - WCMD - Rubble II | 63523 | GEN1 | PV | OP | NA | SUN |  | 25173 |  | 0 | EIA Prime Mover-level Data | Estimated using an emission factor
2019 | MD | Synergen Panorama, LLC CSG | 62327 | SP | PV | OP | NA | SUN |  | 40477 |  | 0 | EIA Prime Mover-level Data | Estimated using an emission factor
2019 | MD | Terrapin Hills Wind Farm | 60211 | 1 | WT | IP | NA | WND
2019 | MD | The Clorox Company | 60461 | PV1 | PV | OP | NA | SUN |  | 17985 |  | 0 | EIA Prime Mover-level Data | Estimated using an emission factor
2019 | MD | Timonium Fairgrounds | 63904 | FAIR1 | PV | V | NA | SUN
2019 | MD | Town of Chestertown- Chestertown WWTP | 60096 | PV1 | PV | OP | NA | SUN |  | 15938 |  | 0 | EIA Prime Mover-level Data | Estimated using an emission factor
2019 | MD | UMCES Ground Mount | 62405 | X0009 | PV | OP | NA | SUN |  | 21182 |  | 0 | EIA Prime Mover-level Data | Estimated using an emission factor
2019 | MD | UMCP CHP Plant | 56038 | 1 | GT | OP | NA | NG |  | 608635 | 1.6687 | 0.0054834 | EIA Prime Mover-level Data | NEI avg EF - PM, fuel type, firing type
2019 | MD | UMCP CHP Plant | 56038 | 2 | GT | OP | NA | NG |  | 608635 | 1.6687 | 0.0054834 | EIA Prime Mover-level Data | NEI avg EF - PM, fuel type, firing type
2019 | MD | UMCP CHP Plant | 56038 | 3 | ST | OP | NA | NG |  | 0 | 0 | 0.0080524 | EIA Prime Mover-level Data | NEI avg EF - PM, fuel type, firing type
2019 | MD | UMES (MD) - Princess Anne | 59749 | 1 | PV | OP | NA | SUN |  | 28217 |  | 0 | EIA Prime Mover-level Data | Estimated using an emission factor
2019 | MD | UMMS at Pocomoke | 58329 | PV1 | PV | OP | NA | SUN |  | 45419 |  | 0 | EIA Prime Mover-level Data | Estimated using an emission factor
2019 | MD | Upper Marlboro 1 CSG | 63075 | 20 | PV | OP | NA | SUN |  | 9 |  | 0 | EIA Prime Mover-level Data | Estimated using an emission factor
2019 | MD | Wheelabrator Baltimore Refuse | 10629 | BLR1 | ST | OP | NA | MSW |  | 2310432 | 10.8128 | 0.00936 | EIA Unit-level Data | Estimated using an emission factor
2019 | MD | Wheelabrator Baltimore Refuse | 10629 | BLR2 | ST | OP | NA | MSW |  | 2375425 | 11.117 | 0.00936 | EIA Unit-level Data | Estimated using an emission factor
2019 | MD | Wheelabrator Baltimore Refuse | 10629 | BLR3 | ST | OP | NA | MSW |  | 2306913 | 10.7964 | 0.00936 | EIA Unit-level Data | Estimated using an emission factor
2019 | MD | White CSG | 63085 | 15124 | PV | V | NA | SUN
2019 | MD | White Marsh Mall | 63289 | WMM | PV | OP | NA | SUN |  | 11307 |  | 0 | EIA Prime Mover-level Data | Estimated using an emission factor
2019 | MD | Wicomico | 56680 | 1 | IC | OP | NA | LFG |  | 10267.89 | 0.075469 | 0.0147 | EIA Prime Mover-level Data | Estimated using an emission factor
2019 | MD | Wicomico | 56680 | 2 | IC | OP | NA | LFG |  | 10267.89 | 0.075469 | 0.0147 | EIA Prime Mover-level Data | Estimated using an emission factor
2019 | MD | Wicomico | 56680 | 3 | IC | OP | NA | LFG |  | 10267.89 | 0.075469 | 0.0147 | EIA Prime Mover-level Data | Estimated using an emission factor
2019 | MD | Wicomico | 56680 | 4 | IC | OP | NA | LFG |  | 10267.89 | 0.075469 | 0.0147 | EIA Prime Mover-level Data | Estimated using an emission factor
2019 | MD | Wicomico | 56680 | 5 | IC | OP | NA | LFG |  | 10267.89 | 0.075469 | 0.0147 | EIA Prime Mover-level Data | Estimated using an emission factor
2019 | MD | Wicomico | 56680 | 6 | IC | OP | NA | LFG |  | 10267.89 | 0.075469 | 0.0147 | EIA Prime Mover-level Data | Estimated using an emission factor
2019 | MD | Wicomico | 56680 | 7 | IC | OP | NA | LFG |  | 10267.89 | 0.075469 | 0.0147 | EIA Prime Mover-level Data | Estimated using an emission factor
2019 | MD | Wicomico | 56680 | 8 | IC | OP | NA | LFG |  | 10267.89 | 0.075469 | 0.0147 | EIA Prime Mover-level Data | Estimated using an emission factor
2019 | MD | Wicomico | 56680 | 9 | IC | OP | NA | LFG |  | 10267.89 | 0.075469 | 0.0147 | EIA Prime Mover-level Data | Estimated using an emission factor
2019 | MD | Wicomico | 56680 | 10 | IC | OP | NA | LFG |  | 10267.89 | 0.075469 | 0.0147 | EIA Prime Mover-level Data | Estimated using an emission factor
2019 | MD | Wicomico | 56680 | 11 | IC | OP | NA | LFG |  | 10267.89 | 0.075469 | 0.0147 | EIA Prime Mover-level Data | Estimated using an emission factor
2019 | MD | Wicomico | 56680 | 12 | IC | OP | NA | LFG |  | 10267.89 | 0.075469 | 0.0147 | EIA Prime Mover-level Data | Estimated using an emission factor
2019 | MD | Wicomico | 56680 | 13 | IC | OP | NA | LFG |  | 10267.89 | 0.075469 | 0.0147 | EIA Prime Mover-level Data | Estimated using an emission factor
2019 | MD | Wicomico | 56680 | 14 | IC | OP | NA | LFG |  | 10267.89 | 0.075469 | 0.0147 | EIA Prime Mover-level Data | Estimated using an emission factor
2019 | MD | Wicomico | 56680 | 15 | IC | OP | NA | LFG |  | 10267.89 | 0.075469 | 0.0147 | EIA Prime Mover-level Data | Estimated using an emission factor
2019 | MD | Wicomico | 56680 | 16 | IC | OP | NA | LFG |  | 10267.89 | 0.075469 | 0.0147 | EIA Prime Mover-level Data | Estimated using an emission factor
2019 | MD | Wicomico | 56680 | 17 | IC | OP | NA | LFG |  | 10267.89 | 0.075469 | 0.0147 | EIA Prime Mover-level Data | Estimated using an emission factor
2019 | MD | Wicomico | 56680 | 18 | IC | OP | NA | LFG |  | 10267.89 | 0.075469 | 0.0147 | EIA Prime Mover-level Data | Estimated using an emission factor
2019 | MD | Wor-Wic Community College - Offsite | 63512 | PV1 | PV | OP | NA | SUN |  | 22927 |  | 0 | EIA Prime Mover-level Data | Estimated using an emission factor
2019 | MD | Wye Mills VNEM CSG | 60604 | PV1 | PV | OP | NA | SUN |  | 160370 |  | 0 | EIA Prime Mover-level Data | Estimated using an emission factor
2019 | MD | AES Warrior Run | 10678 | 001 | ST | OP | FLUIDIZED | BIT | 8314 | 13068330 | 96.1919 | 0.014721 | EPA/CAMD | EPA/NEI | 2000
2019 | MD | American Sugar Refining, Inc. | 54795 | C6 | ST | OP | WALL | NG | 2972 | 502999.8 | 1.8044 | 0.0071744 | EPA/CAMD | NEI avg EF - PM, fuel type, firing type | 2000
2019 | MD | Brandon Shores | 602 | 1 | ST | OP | WALL | BIT | 2681 | 9754777 | 28.0187 | 0.0057446 | EPA/CAMD | EPA/NEI | 1984
2019 | MD | Brandon Shores | 602 | 2 | ST | OP | WALL | BIT | 4827 | 17753270 | 71.4573 | 0.00805 | EPA/CAMD | EPA/NEI | 1991
2019 | MD | Brandywine Power Facility | 54832 | 1 | CT | OP | CC | NG | 4325 | 2990592 | 10.1276 | 0.006773 | EPA/CAMD | EPA/NEI | 1996
2019 | MD | Brandywine Power Facility | 54832 | 2 | CT | OP | CC | NG | 4302 | 2841530 | 9.7337 | 0.0068511 | EPA/CAMD | EPA/NEI | 1996
2019 | MD | Chalk Point | 1571 | 1 | ST | OP | WALL | BIT | 1005 | 2566228 | 10.0242 | 0.0078124 | EPA/CAMD | EPA/NEI | 1964
2019 | MD | Chalk Point | 1571 | 2 | ST | OP | WALL | BIT | 1273 | 3320068 | 13.9752 | 0.0084186 | EPA/CAMD | EPA/NEI | 1965
2019 | MD | Chalk Point | 1571 | 3 | ST | OP | TANGENTIAL | NG | 154 | 538685.4 | 1.9305 | 0.0071675 | EPA/CAMD | EPA/NEI | 1975
2019 | MD | Chalk Point | 1571 | 4 | ST | OP | TANGENTIAL | NG | 117 | 339131.8 | 1.2335 | 0.0072743 | EPA/CAMD | EPA/NEI | 1981
2019 | MD | Chalk Point | 1571 | **GT3 | GT | OP | CT | NG | 29 | 19335.2 | 0.09026 | 0.0093364 | EPA/CAMD | EPA/NEI | 1991
2019 | MD | Chalk Point | 1571 | **GT4 | GT | OP | CT | NG | 31 | 18328.2 | 0.10402 | 0.011351 | EPA/CAMD | EPA/NEI | 1991
2019 | MD | Chalk Point | 1571 | **GT5 | GT | OP | CT | NG | 25 | 18966.9 | 0.14945 | 0.01576 | EPA/CAMD | EPA/NEI | 1991
2019 | MD | Chalk Point | 1571 | **GT6 | GT | OP | CT | NG | 26 | 17220 | 0.093724 | 0.010885 | EPA/CAMD | EPA/NEI | 1991
2019 | MD | Chalk Point | 1571 | GT2 | GT | OP | CT | DFO | 11 | 457 | 0.0026218 | 0.011474 | EPA/CAMD | EPA/NEI | 1974
2019 | MD | Chalk Point | 1571 | SMECO | GT | OP | CT | NG | 28 | 12263 | 0.04792 | 0.0078154 | EPA/CAMD | NEI avg EF - PM, fuel type, firing type | 1990
2019 | MD | Cove Point LNG Terminal | 59073 | 214JA | GT | OP | CT | NG | 5023 | 1109048 | 4.3338 | 0.0078154 | EPA/CAMD | NEI avg EF - PM, fuel type, firing type | 2009
2019 | MD | Cove Point LNG Terminal | 59073 | 214JB | GT | OP | CT | NG | 4497 | 1022069 | 3.994 | 0.0078154 | EPA/CAMD | NEI avg EF - PM, fuel type, firing type | 2009
2019 | MD | Cove Point LNG Terminal | 59073 | B921A | ST | OP | OTHER BOILER | NG | 8461 | 1327157 | 4.5138 | 0.0068021 | EPA/CAMD | NEI avg EF - PM, fuel type, firing type | 2018
2019 | MD | Cove Point LNG Terminal | 59073 | B921B | ST | OP | OTHER BOILER | NG | 8298 | 1313891 | 4.4686 | 0.0068021 | EPA/CAMD | NEI avg EF - PM, fuel type, firing type | 2018
2019 | MD | Cove Point LNG Terminal | 59073 | GT501A | GT | OP | CT | NG | 7996 | 7057955 | 27.5805 | 0.0078154 | EPA/CAMD | NEI avg EF - PM, fuel type, firing type | 2018
2019 | MD | Cove Point LNG Terminal | 59073 | GT501B | GT | OP | CT | NG | 8076 | 7151735 | 27.947 | 0.0078154 | EPA/CAMD | NEI avg EF - PM, fuel type, firing type | 2018
2019 | MD | CPV St. Charles Energy Center | 56846 | GT1 | CT | OP | CC | NG | 7226 | 14784800 | 10.1765 | 0.0013766 | EPA/CAMD | EPA/NEI | 2016
2019 | MD | CPV St. Charles Energy Center | 56846 | GT2 | CT | OP | CC | NG | 7182 | 14610270 | 22.2017 | 0.0030392 | EPA/CAMD | EPA/NEI | 2016
2019 | MD | Dickerson | 1572 | 1 | ST | OP | TANGENTIAL | BIT | 526 | 429016.2 | 0.6229 | 0.0029038 | EPA/CAMD | EPA/NEI | 1959
2019 | MD | Dickerson | 1572 | 2 | ST | OP | TANGENTIAL | BIT | 589 | 493712 | 0.74128 | 0.0030029 | EPA/CAMD | EPA/NEI | 1960
2019 | MD | Dickerson | 1572 | 3 | ST | OP | TANGENTIAL | BIT | 573 | 460197.6 | 0.71029 | 0.0030869 | EPA/CAMD | EPA/NEI | 1962
2019 | MD | Dickerson | 1572 | GT2 | GT | OP | CT | NG | 479 | 621644.1 | 2.0939 | 0.0067368 | EPA/CAMD | EPA/NEI | 1992
2019 | MD | Dickerson | 1572 | GT3 | GT | OP | CT | NG | 556 | 713131.6 | 2.0686 | 0.0058014 | EPA/CAMD | EPA/NEI | 1993
2019 | MD | Gould Street | 1553 | 3 | ST | OP | WALL | NG | 0 |  |  | 0.0080534 |  |  | 1952
2019 | MD | Herbert A Wagner | 1554 | 1 | ST | OP | WALL | NG | 1807 | 373694.8 | 1.3118 | 0.0070204 | EPA/CAMD | EPA/NEI | 1955
2019 | MD | Herbert A Wagner | 1554 | 2 | ST | OP | WALL | RC | 765 | 238327.6 | 3.2377 | 0.02717 | EPA/CAMD | EPA/NEI | 1958
2019 | MD | Herbert A Wagner | 1554 | 3 | ST | OP | WALL | RC | 1009 | 1606367 | 26.6655 | 0.0332 | EPA/CAMD | EPA/NEI | 1966
2019 | MD | Herbert A Wagner | 1554 | 4 | ST | OP | WALL | RFO | 167 | 154797 | 0.3154 | 0.004075 | EPA/CAMD | EPA/NEI | 1972
2019 | MD | Keys Energy Center | 60302 | 11 | CT | OP | CC | NG | 7585 | 17327880 | 49.8734 | 0.0057564 | EPA/CAMD | NEI avg EF - PM, fuel type, firing type | 2018
2019 | MD | Keys Energy Center | 60302 | 12 | CT | OP | CC | NG | 7418 | 16628630 | 47.8608 | 0.0057564 | EPA/CAMD | NEI avg EF - PM, fuel type, firing type | 2018
2019 | MD | Luke Paper Company | 50282 | PR003 | ST | OP | CYCLONE | BIT | 3543 | 972878.5 | 31.2115 | 0.064163 | EIA Prime Mover-level Data | EPA/NEI | 1959
2019 | MD | Luke Paper Company | 50282 | PR004 | ST | OP | TANGENTIAL | BIT | 4343 | 972878.5 | 23.745 | 0.048814 | EIA Prime Mover-level Data | EPA/NEI | 1965
2019 | MD | Luke Paper Company | 50282 | PR005 | ST | OP | OTHER BOILER | NG | 445 | 1151492 | 0.27643 | 0.00048013 | EIA Prime Mover-level Data | EPA/NEI | 1970
2019 | MD | Morgantown | 1573 | 1 | ST | OP | TANGENTIAL | BIT | 2087 | 6850077 | 10.8799 | 0.0031766 | EPA/CAMD | EPA/NEI | 1970
2019 | MD | Morgantown | 1573 | 2 | ST | OP | TANGENTIAL | BIT | 3512 | 11994600 | 86.4698 | 0.014418 | EPA/CAMD | EPA/NEI | 1971
2019 | MD | Morgantown | 1573 | GT3 | GT | OP | CT | DFO | 41 | 8889.9 | 0.051053 | 0.011486 | EPA/CAMD | EPA/NEI | 1973
2019 | MD | Morgantown | 1573 | GT4 | GT | OP | CT | DFO | 28 | 10503.3 | 0.060656 | 0.01155 | EPA/CAMD | EPA/NEI | 1973
2019 | MD | Morgantown | 1573 | GT5 | GT | OP | CT | DFO | 20 | 7158 | 0.041011 | 0.011459 | EPA/CAMD | EPA/NEI | 1973
2019 | MD | Morgantown | 1573 | GT6 | GT | OP | CT | DFO | 4 | 2192 | 0.012554 | 0.011455 | EPA/CAMD | EPA/NEI | 1973
2019 | MD | Perryman | 1556 | 6-1 | GT | OP | CT | NG | 1569 | 717967 | 3.3037 | 0.0092029 | EPA/CAMD | EPA/NEI | 2015
2019 | MD | Perryman | 1556 | 6-2 | GT | OP | CT | NG | 1589 | 725665.9 | 3.355 | 0.0092468 | EPA/CAMD | EPA/NEI | 2015
2019 | MD | Perryman | 1556 | **51 | GT | OP | CT | NG | 609 | 728577.4 | 2.3523 | 0.0064573 | EPA/CAMD | EPA/NEI | 1995
2019 | MD | Perryman | 1556 | CT1 | GT | OP | CT | DFO | 57 | 20144.71 | 0.11634 | 0.01155 | EPA/CAMD | EPA/NEI | 1972
2019 | MD | Perryman | 1556 | CT3 | GT | OP | CT | DFO | 45 | 19071.94 | 0.11014 | 0.01155 | EPA/CAMD | EPA/NEI | 1972
2019 | MD | Perryman | 1556 | CT4 | GT | OP | CT | DFO | 44 | 19086.74 | 0.11023 | 0.01155 | EPA/CAMD | EPA/NEI | 1970
2019 | MD | Rock Springs Generating Facility | 7835 | 1 | GT | OP | CT | NG | 180 | 253671.9 | 0.99128 | 0.0078154 | EPA/CAMD | NEI avg EF - PM, fuel type, firing type | 2003
2019 | MD | Rock Springs Generating Facility | 7835 | 2 | GT | OP | CT | NG | 116 | 158177.7 | 0.61811 | 0.0078154 | EPA/CAMD | NEI avg EF - PM, fuel type, firing type | 2003
2019 | MD | Rock Springs Generating Facility | 7835 | 3 | GT | OP | CT | NG | 162 | 223751.4 | 0.87436 | 0.0078154 | EPA/CAMD | NEI avg EF - PM, fuel type, firing type | 2002
2019 | MD | Rock Springs Generating Facility | 7835 | 4 | GT | OP | CT | NG | 130 | 181800.1 | 0.71042 | 0.0078154 | EPA/CAMD | NEI avg EF - PM, fuel type, firing type | 2002
2019 | MD | Vienna | 1564 | 8 | ST | OP | TANGENTIAL | RFO | 119 | 66008.14 | 0.91667 | 0.027774 | EPA/CAMD | EPA/NEI | 1971
2019 | MD | Westport | 1560 | CT5 | GT | OP | CT | NG | 566 | 706367.9 | 2.7603 | 0.0078154 | EPA/CAMD | NEI avg EF - PM, fuel type, firing type | 1969
2019 | MD | Wildcat Point Generation Facility | 59220 | CT1 | CT | OP | CC | NG | 4398 | 10961760 | 31.5503 | 0.0057564 | EPA/CAMD | NEI avg EF - PM, fuel type, firing type | 2017
2019 | MD | Wildcat Point Generation Facility | 59220 | CT2 | CT | OP | CC | NG | 5023 | 12479040 | 35.9173 | 0.0057564 | EPA/CAMD | NEI avg EF - PM, fuel type, firing type | 2017
2019 | ME | Androscoggin 3 | 1480 | 328 | HY | OP | NA | WAT |  |  |  | 1.5381e-07
2019 | ME | Androscoggin Mill | 54085 | PB1 | ST | RE | NA | WDS |  | 0 |  |  | EIA Unit-level Data
2019 | ME | Androscoggin Mill | 54085 | PB2 | ST | RE | NA | WDS |  | 0 |  |  | EIA Unit-level Data
2019 | ME | Androscoggin Mill | 54085 | RB1 | ST | OP | NA | BLQ |  | 3722481 | 0.34731 | 0.0001866 | EIA Unit-level Data | Estimated using an emission factor
2019 | ME | Androscoggin Mill | 54085 | RB2 | ST | OP | NA | BLQ |  | 5114902 | 0.47722 | 0.0001866 | EIA Unit-level Data | Estimated using an emission factor
2019 | ME | Androscoggin Mill | 54085 | WFI | ST | OP | NA | WDS |  | 2172426 | 24.7789 | 0.022812 | EIA Unit-level Data | NEI avg EF - PM, fuel type
2019 | ME | Anson Abenaki Hydros | 10186 | AB1 | HY | OP | NA | WAT |  | 119624.6 |  | 1.5381e-07 | EIA Prime Mover-level Data | NEI avg EF - PM, fuel type, firing type
2019 | ME | Anson Abenaki Hydros | 10186 | AB2 | HY | OP | NA | WAT |  | 107662.1 |  | 1.5381e-07 | EIA Prime Mover-level Data | NEI avg EF - PM, fuel type, firing type
2019 | ME | Anson Abenaki Hydros | 10186 | AB3 | HY | OP | NA | WAT |  | 119624.6 |  | 1.5381e-07 | EIA Prime Mover-level Data | NEI avg EF - PM, fuel type, firing type
2019 | ME | Anson Abenaki Hydros | 10186 | AB4 | HY | OP | NA | WAT |  | 119624.6 |  | 1.5381e-07 | EIA Prime Mover-level Data | NEI avg EF - PM, fuel type, firing type
2019 | ME | Anson Abenaki Hydros | 10186 | AB5 | HY | OP | NA | WAT |  | 99687.16 |  | 1.5381e-07 | EIA Prime Mover-level Data | NEI avg EF - PM, fuel type, firing type
2019 | ME | Anson Abenaki Hydros | 10186 | AB6 | HY | OP | NA | WAT |  | 119624.6 |  | 1.5381e-07 | EIA Prime Mover-level Data | NEI avg EF - PM, fuel type, firing type
2019 | ME | Anson Abenaki Hydros | 10186 | AB7 | HY | OP | NA | WAT |  | 99687.16 |  | 1.5381e-07 | EIA Prime Mover-level Data | NEI avg EF - PM, fuel type, firing type
2019 | ME | Anson Abenaki Hydros | 10186 | AB8 | HY | OP | NA | WAT |  | 11962.46 |  | 1.5381e-07 | EIA Prime Mover-level Data | NEI avg EF - PM, fuel type, firing type
2019 | ME | Anson Abenaki Hydros | 10186 | AN1 | HY | OP | NA | WAT |  | 71774.75 |  | 1.5381e-07 | EIA Prime Mover-level Data | NEI avg EF - PM, fuel type, firing type
2019 | ME | Anson Abenaki Hydros | 10186 | AN2 | HY | OP | NA | WAT |  | 71774.75 |  | 1.5381e-07 | EIA Prime Mover-level Data | NEI avg EF - PM, fuel type, firing type
2019 | ME | Anson Abenaki Hydros | 10186 | AN3 | HY | OP | NA | WAT |  | 71774.75 |  | 1.5381e-07 | EIA Prime Mover-level Data | NEI avg EF - PM, fuel type, firing type
2019 | ME | Anson Abenaki Hydros | 10186 | AN4 | HY | OP | NA | WAT |  | 71774.75 |  | 1.5381e-07 | EIA Prime Mover-level Data | NEI avg EF - PM, fuel type, firing type
2019 | ME | Anson Abenaki Hydros | 10186 | AN5 | HY | OP | NA | WAT |  | 71774.75 |  | 1.5381e-07 | EIA Prime Mover-level Data | NEI avg EF - PM, fuel type, firing type
2019 | ME | Anson Abenaki Hydros | 10186 | STG1 | ST | RE | NA | NG
2019 | ME | Athens Energy | 60457 | 1 | OT | OP | NA | WDS |  | 996085 | 88.1535 | 0.177 | EIA Prime Mover-level Data | Estimated using an emission factor
2019 | ME | Augusta PV - BD Solar Augusta LLC | 63895 | AUGPV | PV | T | NA | SUN
2019 | ME | Aziscohos Hydroelectric Project | 50999 | GEN1 | HY | OP | NA | WAT |  | 299522 |  | 1.5381e-07 | EIA Prime Mover-level Data | NEI avg EF - PM, fuel type, firing type
2019 | ME | Bar Harbor | 1466 | 1 | IC | RE | NA | DFO
2019 | ME | Bar Harbor | 1466 | 2 | IC | RE | NA | DFO
2019 | ME | Bar Harbor | 1466 | 3 | IC | RE | NA | DFO
2019 | ME | Bar Harbor | 1466 | 4 | IC | RE | NA | DFO
2019 | ME | Bar Mills | 1481 | 1 | HY | OP | NA | WAT |  |  |  | 1.5381e-07
2019 | ME | Bar Mills | 1481 | 2 | HY | OP | NA | WAT |  |  |  | 1.5381e-07
2019 | ME | Barker Lower | 10728 | GEN1 | HY | OP | NA | WAT |  | 49123 |  | 1.5381e-07 | EIA Prime Mover-level Data | NEI avg EF - PM, fuel type, firing type
2019 | ME | Basin Mills | 783 | 1 | HY | CN | NA | WAT
2019 | ME | Basin Mills | 783 | 2 | HY | CN | NA | WAT
2019 | ME | Basin Mills | 783 | 3 | HY | CN | NA | WAT
2019 | ME | Bates Mill Upper | 7044 | BU1 | HY | RE | NA | WAT
2019 | ME | Bates Mill Upper | 7044 | BU2 | HY | RE | NA | WAT
2019 | ME | Bates Mill Upper | 7044 | BU3 | HY | RE | NA | WAT
2019 | ME | Beaver Ridge Wind | 57130 | BR1 | WT | OP | NA | WND |  | 105122 |  | 0 | EIA Prime Mover-level Data | Estimated using an emission factor
2019 | ME | Benton Falls Associates | 10523 | GEN1 | HY | OP | NA | WAT |  | 144950 |  | 1.5381e-07 | EIA Prime Mover-level Data | NEI avg EF - PM, fuel type, firing type
2019 | ME | Benton Falls Associates | 10523 | GEN2 | HY | OP | NA | WAT |  | 28990 |  | 1.5381e-07 | EIA Prime Mover-level Data | NEI avg EF - PM, fuel type, firing type
2019 | ME | Bingham Wind | 57531 | 1 | WT | OP | NA | WND |  | 4750453 |  | 0 | EIA Prime Mover-level Data | Estimated using an emission factor
2019 | ME | Bonny Eagle | 1482 | 1 | HY | OP | NA | WAT |  | 58143.17 |  | 1.5381e-07 | EIA Prime Mover-level Data | NEI avg EF - PM, fuel type, firing type
2019 | ME | Bonny Eagle | 1482 | 2 | HY | OP | NA | WAT |  | 58143.17 |  | 1.5381e-07 | EIA Prime Mover-level Data | NEI avg EF - PM, fuel type, firing type
2019 | ME | Bonny Eagle | 1482 | 3 | HY | OP | NA | WAT |  | 58143.17 |  | 1.5381e-07 | EIA Prime Mover-level Data | NEI avg EF - PM, fuel type, firing type
2019 | ME | Bonny Eagle | 1482 | 4 | HY | OP | NA | WAT |  | 58143.17 |  | 1.5381e-07 | EIA Prime Mover-level Data | NEI avg EF - PM, fuel type, firing type
2019 | ME | Bonny Eagle | 1482 | 5 | HY | OP | NA | WAT |  | 58143.17 |  | 1.5381e-07 | EIA Prime Mover-level Data | NEI avg EF - PM, fuel type, firing type
2019 | ME | Bonny Eagle | 1482 | 6 | HY | OP | NA | WAT |  | 58143.17 |  | 1.5381e-07 | EIA Prime Mover-level Data | NEI avg EF - PM, fuel type, firing type
2019 | ME | Bowers Wind Project | 57088 | 1 | WT | IP | NA | WND
2019 | ME | Brassua Hydroelectric Project | 10555 | 1 | HY | OP | NA | WAT |  | 135402 |  | 1.5381e-07 | EIA Prime Mover-level Data | NEI avg EF - PM, fuel type, firing type
2019 | ME | Brunswick Hydro | 1483 | B1 | HY | OP | NA | WAT |  | 567396 |  | 1.5381e-07 | EIA Prime Mover-level Data | NEI avg EF - PM, fuel type, firing type
2019 | ME | Brunswick Hydro | 1483 | B2 | HY | OP | NA | WAT |  | 157610 |  | 1.5381e-07 | EIA Prime Mover-level Data | NEI avg EF - PM, fuel type, firing type
2019 | ME | Brunswick Hydro | 1483 | B3 | HY | OP | NA | WAT |  | 157610 |  | 1.5381e-07 | EIA Prime Mover-level Data | NEI avg EF - PM, fuel type, firing type
2019 | ME | Bull Hill Wind Project | 57083 | 1 | WT | OP | NA | WND |  | 1025491 |  | 0 | EIA Prime Mover-level Data | Estimated using an emission factor
2019 | ME | Canton Mountain Wind | 58620 | 1 | WT | OP | NA | WND |  | 506862 |  | 0 | EIA Prime Mover-level Data | Estimated using an emission factor
2019 | ME | Cape Gas Turbine | 1484 | GT4 | GT | OP | NA | DFO |  | 17732.5 | 0.15303 | 0.017259 | EIA Prime Mover-level Data | NEI avg EF - PM, fuel type, firing type
2019 | ME | Cape Gas Turbine | 1484 | GT5 | GT | OP | NA | DFO |  | 17732.5 | 0.15303 | 0.017259 | EIA Prime Mover-level Data | NEI avg EF - PM, fuel type, firing type
2019 | ME | Caribou Generation Station | 1513 | 1 | ST | OS | NA | RFO |  | 0 | 0 | 0.0091493 | EIA Unit-level Data | NEI avg EF - PM, fuel type, firing type
2019 | ME | Caribou Generation Station | 1513 | 2 | ST | OS | NA | RFO |  | 0 | 0 | 0.0091493 | EIA Unit-level Data | NEI avg EF - PM, fuel type, firing type
2019 | ME | Caribou Generation Station | 1513 | CD2 | IC | SB | NA | DFO |  |  |  | 0.30942
2019 | ME | Caribou Generation Station | 1513 | CD3 | IC | SB | NA | DFO |  |  |  | 0.30942
2019 | ME | Caribou Generation Station | 1513 | CD4 | IC | SB | NA | DFO |  |  |  | 0.30942
2019 | ME | Caribou Generation Station | 1513 | CD5 | IC | SB | NA | DFO |  |  |  | 0.30942
2019 | ME | Caribou Generation Station | 1513 | CH1 | HY | OP | NA | WAT |  |  |  | 1.5381e-07
2019 | ME | Caribou Generation Station | 1513 | CH2 | HY | OP | NA | WAT |  |  |  | 1.5381e-07
2019 | ME | Cataract Hydro | 1486 | 1 | HY | OP | NA | WAT |  | 86440 |  | 1.5381e-07 | EIA Prime Mover-level Data | NEI avg EF - PM, fuel type, firing type
2019 | ME | CED Denmark Solar Hybrid | 63898 | DSBS | BA | L | NA | MWH
2019 | ME | CED Denmark Solar Hybrid | 63898 | DSPV | PV | L | NA | SUN
2019 | ME | Charles E Monty | 805 | M-1 | HY | OP | NA | WAT |  | 686735 |  | 1.5381e-07 | EIA Prime Mover-level Data | NEI avg EF - PM, fuel type, firing type
2019 | ME | Charles E Monty | 805 | M2 | HY | OP | NA | WAT |  | 686735 |  | 1.5381e-07 | EIA Prime Mover-level Data | NEI avg EF - PM, fuel type, firing type
2019 | ME | Continental Mills | 1487 | CM1 | HY | RE | NA | WAT
2019 | ME | Continental Mills | 1487 | CM2 | HY | RE | NA | WAT
2019 | ME | Continental Mills | 1487 | CM3 | HY | RE | NA | WAT
2019 | ME | Continental Mills | 1487 | CM5 | HY | RE | NA | WAT
2019 | ME | Continental Mills | 1487 | CM6 | HY | RE | NA | WAT
2019 | ME | Deer Rips | 1488 | DR1 | HY | OP | NA | WAT |  | 32134.15 |  | 1.5381e-07 | EIA Prime Mover-level Data | NEI avg EF - PM, fuel type, firing type
2019 | ME | Deer Rips | 1488 | DR2 | HY | OP | NA | WAT |  | 32134.15 |  | 1.5381e-07 | EIA Prime Mover-level Data | NEI avg EF - PM, fuel type, firing type
2019 | ME | Deer Rips | 1488 | DR3 | HY | OP | NA | WAT |  | 48201.23 |  | 1.5381e-07 | EIA Prime Mover-level Data | NEI avg EF - PM, fuel type, firing type
2019 | ME | Deer Rips | 1488 | DR4 | HY | OP | NA | WAT |  | 42845.54 |  | 1.5381e-07 | EIA Prime Mover-level Data | NEI avg EF - PM, fuel type, firing type
2019 | ME | Deer Rips | 1488 | DR5 | HY | OP | NA | WAT |  | 42845.54 |  | 1.5381e-07 | EIA Prime Mover-level Data | NEI avg EF - PM, fuel type, firing type
2019 | ME | Deer Rips | 1488 | DR6 | HY | OP | NA | WAT |  | 96402.46 |  | 1.5381e-07 | EIA Prime Mover-level Data | NEI avg EF - PM, fuel type, firing type
2019 | ME | Deer Rips | 1488 | DR7 | HY | OP | NA | WAT |  | 53556.92 |  | 1.5381e-07 | EIA Prime Mover-level Data | NEI avg EF - PM, fuel type, firing type
2019 | ME | East Millinocket Mill | 55830 | M2S1 | ST | RE | NA | WDS
2019 | ME | East Millinocket Mill | 55830 | M2S2 | ST | RE | NA | WDS
2019 | ME | East Millinocket Mill | 55830 | M2S3 | ST | RE | NA | WDS
2019 | ME | Eastern Maine Medical Center | 58153 | COGE | GT | OP | NA | NG |  | 430134 | 1.1793 | 0.0054834 | EIA Prime Mover-level Data | NEI avg EF - PM, fuel type, firing type
2019 | ME | Eastport | 1468 | 1 | IC | RE | NA | DFO
2019 | ME | Eastport | 1468 | 2 | IC | RE | NA | DFO
2019 | ME | Eastport | 1468 | 3 | IC | RE | NA | DFO |  |  |  | 0.31
2019 | ME | Ellsworth Hydro Station | 1469 | EL01 | HY | OP | NA | WAT |  | 92419.38 |  | 1.5381e-07 | EIA Prime Mover-level Data | NEI avg EF - PM, fuel type, firing type
2019 | ME | Ellsworth Hydro Station | 1469 | EL02 | HY | OP | NA | WAT |  | 73935.51 |  | 1.5381e-07 | EIA Prime Mover-level Data | NEI avg EF - PM, fuel type, firing type
2019 | ME | Ellsworth Hydro Station | 1469 | EL03 | HY | OP | NA | WAT |  | 73935.51 |  | 1.5381e-07 | EIA Prime Mover-level Data | NEI avg EF - PM, fuel type, firing type
2019 | ME | Ellsworth Hydro Station | 1469 | EL04 | HY | OP | NA | WAT |  | 88722.61 |  | 1.5381e-07 | EIA Prime Mover-level Data | NEI avg EF - PM, fuel type, firing type
2019 | ME | Fairfield PV - BD Solar Fairfield LLC | 63896 | FAIPV | PV | T | NA | SUN
2019 | ME | Flos Inn Diesel | 1514 | FID1 | IC | OS | NA | DFO |  |  |  | 0.30942
2019 | ME | Flos Inn Diesel | 1514 | FID2 | IC | OS | NA | DFO |  |  |  | 0.30942
2019 | ME | Flos Inn Diesel | 1514 | FID3 | IC | OS | NA | DFO |  |  |  | 0.30942
2019 | ME | Fort Halifax | 1490 | FH1 | HY | RE | NA | WAT
2019 | ME | Fort Halifax | 1490 | FH2 | HY | RE | NA | WAT
2019 | ME | Fox Island Wind LLC | 57354 | 1 | WT | OP | NA | WND |  | 84345 |  | 0 | EIA Prime Mover-level Data | Estimated using an emission factor
2019 | ME | Gardiner | 50688 | GEN1 | HY | OP | NA | WAT |  | 47102 |  | 1.5381e-07 | EIA Prime Mover-level Data | NEI avg EF - PM, fuel type, firing type
2019 | ME | Great Lakes Hydro America - ME | 54134 | DOH2 | HY | OP | NA | WAT |  | 60653.29 |  | 1.5381e-07 | EIA Prime Mover-level Data | NEI avg EF - PM, fuel type, firing type
2019 | ME | Great Lakes Hydro America - ME | 54134 | DOH3 | HY | OS | NA | WAT |  | 60653.29 |  | 1.5381e-07 | EIA Prime Mover-level Data | NEI avg EF - PM, fuel type, firing type
2019 | ME | Great Lakes Hydro America - ME | 54134 | DOH4 | HY | OS | NA | WAT |  | 83981.48 |  | 1.5381e-07 | EIA Prime Mover-level Data | NEI avg EF - PM, fuel type, firing type
2019 | ME | Great Lakes Hydro America - ME | 54134 | DOH5 | HY | OP | NA | WAT |  | 247278.8 |  | 1.5381e-07 | EIA Prime Mover-level Data | NEI avg EF - PM, fuel type, firing type
2019 | ME | Great Lakes Hydro America - ME | 54134 | DOH6 | HY | OP | NA | WAT |  | 191291.1 |  | 1.5381e-07 | EIA Prime Mover-level Data | NEI avg EF - PM, fuel type, firing type
2019 | ME | Great Lakes Hydro America - ME | 54134 | DOH7 | HY | OP | NA | WAT |  | 191291.1 |  | 1.5381e-07 | EIA Prime Mover-level Data | NEI avg EF - PM, fuel type, firing type
2019 | ME | Great Lakes Hydro America - ME | 54134 | DOH8 | HY | OP | NA | WAT |  | 139969.1 |  | 1.5381e-07 | EIA Prime Mover-level Data | NEI avg EF - PM, fuel type, firing type
2019 | ME | Great Lakes Hydro America - ME | 54134 | EMH1 | HY | OP | NA | WAT |  | 74650.2 |  | 1.5381e-07 | EIA Prime Mover-level Data | NEI avg EF - PM, fuel type, firing type
2019 | ME | Great Lakes Hydro America - ME | 54134 | EMH2 | HY | OP | NA | WAT |  | 74650.2 |  | 1.5381e-07 | EIA Prime Mover-level Data | NEI avg EF - PM, fuel type, firing type
2019 | ME | Great Lakes Hydro America - ME | 54134 | EMH3 | HY | OP | NA | WAT |  | 74650.2 |  | 1.5381e-07 | EIA Prime Mover-level Data | NEI avg EF - PM, fuel type, firing type
2019 | ME | Great Lakes Hydro America - ME | 54134 | EMH4 | HY | OP | NA | WAT |  | 74650.2 |  | 1.5381e-07 | EIA Prime Mover-level Data | NEI avg EF - PM, fuel type, firing type
2019 | ME | Great Lakes Hydro America - ME | 54134 | EMH5 | HY | OP | NA | WAT |  | 74650.2 |  | 1.5381e-07 | EIA Prime Mover-level Data | NEI avg EF - PM, fuel type, firing type
2019 | ME | Great Lakes Hydro America - ME | 54134 | EMH6 | HY | OP | NA | WAT |  | 74650.2 |  | 1.5381e-07 | EIA Prime Mover-level Data | NEI avg EF - PM, fuel type, firing type
2019 | ME | Great Lakes Hydro America - ME | 54134 | MCH1 | HY | OP | NA | WAT |  | 569207.8 |  | 1.5381e-07 | EIA Prime Mover-level Data | NEI avg EF - PM, fuel type, firing type
2019 | ME | Great Lakes Hydro America - ME | 54134 | MCH2 | HY | OP | NA | WAT |  | 569207.8 |  | 1.5381e-07 | EIA Prime Mover-level Data | NEI avg EF - PM, fuel type, firing type
2019 | ME | Great Lakes Hydro America - ME | 54134 | MCH3 | HY | OP | NA | WAT |  | 615864.2 |  | 1.5381e-07 | EIA Prime Mover-level Data | NEI avg EF - PM, fuel type, firing type
2019 | ME | Great Lakes Hydro America - ME | 54134 | MIH2 | HY | OP | NA | WAT |  | 256610.1 |  | 1.5381e-07 | EIA Prime Mover-level Data | NEI avg EF - PM, fuel type, firing type
2019 | ME | Great Lakes Hydro America - ME | 54134 | MIH3 | HY | OP | NA | WAT |  | 256610.1 |  | 1.5381e-07 | EIA Prime Mover-level Data | NEI avg EF - PM, fuel type, firing type
2019 | ME | Great Lakes Hydro America - ME | 54134 | MIH4 | HY | OP | NA | WAT |  | 237947.5 |  | 1.5381e-07 | EIA Prime Mover-level Data | NEI avg EF - PM, fuel type, firing type
2019 | ME | Great Lakes Hydro America - ME | 54134 | MIH5 | HY | OP | NA | WAT |  | 237947.5 |  | 1.5381e-07 | EIA Prime Mover-level Data | NEI avg EF - PM, fuel type, firing type
2019 | ME | Great Lakes Hydro America - ME | 54134 | MIH6 | HY | OP | NA | WAT |  | 237947.5 |  | 1.5381e-07 | EIA Prime Mover-level Data | NEI avg EF - PM, fuel type, firing type
2019 | ME | Great Lakes Hydro America - ME | 54134 | MIH7 | HY | OP | NA | WAT |  | 186625.5 |  | 1.5381e-07 | EIA Prime Mover-level Data | NEI avg EF - PM, fuel type, firing type
2019 | ME | Great Lakes Hydro America - ME | 54134 | MIH8 | HY | OP | NA | WAT |  | 251944.4 |  | 1.5381e-07 | EIA Prime Mover-level Data | NEI avg EF - PM, fuel type, firing type
2019 | ME | Great Lakes Hydro America - ME | 54134 | MIHI | HY | OP | NA | WAT |  | 251944.4 |  | 1.5381e-07 | EIA Prime Mover-level Data | NEI avg EF - PM, fuel type, firing type
2019 | ME | Great Lakes Hydro America - ME | 54134 | NOH1 | HY | OP | NA | WAT |  | 149300.4 |  | 1.5381e-07 | EIA Prime Mover-level Data | NEI avg EF - PM, fuel type, firing type
2019 | ME | Great Lakes Hydro America - ME | 54134 | NOH2 | HY | OP | NA | WAT |  | 149300.4 |  | 1.5381e-07 | EIA Prime Mover-level Data | NEI avg EF - PM, fuel type, firing type
2019 | ME | Great Lakes Hydro America - ME | 54134 | NOH3 | HY | OP | NA | WAT |  | 149300.4 |  | 1.5381e-07 | EIA Prime Mover-level Data | NEI avg EF - PM, fuel type, firing type
2019 | ME | Great Lakes Hydro America - ME | 54134 | WEH1 | HY | OP | NA | WAT |  | 223950.6 |  | 1.5381e-07 | EIA Prime Mover-level Data | NEI avg EF - PM, fuel type, firing type
2019 | ME | Great Lakes Hydro America - ME | 54134 | WEH2 | HY | OP | NA | WAT |  | 223950.6 |  | 1.5381e-07 | EIA Prime Mover-level Data | NEI avg EF - PM, fuel type, firing type
2019 | ME | Great Lakes Hydro America - ME | 54134 | WEH3 | HY | OP | NA | WAT |  | 223950.6 |  | 1.5381e-07 | EIA Prime Mover-level Data | NEI avg EF - PM, fuel type, firing type
2019 | ME | Great Lakes Hydro America - ME | 54134 | WEH4 | HY | OP | NA | WAT |  | 223950.6 |  | 1.5381e-07 | EIA Prime Mover-level Data | NEI avg EF - PM, fuel type, firing type
2019 | ME | Gulf Island | 1491 | GI1 | HY | OP | NA | WAT |  | 437282 |  | 1.5381e-07 | EIA Prime Mover-level Data | NEI avg EF - PM, fuel type, firing type
2019 | ME | Gulf Island | 1491 | GI2 | HY | OP | NA | WAT |  | 437282 |  | 1.5381e-07 | EIA Prime Mover-level Data | NEI avg EF - PM, fuel type, firing type
2019 | ME | Gulf Island | 1491 | GI3 | HY | OP | NA | WAT |  | 437282 |  | 1.5381e-07 | EIA Prime Mover-level Data | NEI avg EF - PM, fuel type, firing type
2019 | ME | Hancock Wind Plant | 58686 | HANC1 | WT | OP | NA | WND |  | 1298130 |  | 0 | EIA Prime Mover-level Data | Estimated using an emission factor
2019 | ME | Harris Hydro | 1492 | HA1 | HY | OP | NA | WAT |  | 428257.7 |  | 1.5381e-07 | EIA Prime Mover-level Data | NEI avg EF - PM, fuel type, firing type
2019 | ME | Harris Hydro | 1492 | HA2 | HY | OP | NA | WAT |  | 856515.3 |  | 1.5381e-07 | EIA Prime Mover-level Data | NEI avg EF - PM, fuel type, firing type
2019 | ME | Harris Hydro | 1492 | HA3 | HY | OP | NA | WAT |  | 856515.3 |  | 1.5381e-07 | EIA Prime Mover-level Data | NEI avg EF - PM, fuel type, firing type
2019 | ME | Harris Hydro | 1492 | HA4 | HY | OP | NA | WAT |  | 39970.71 |  | 1.5381e-07 | EIA Prime Mover-level Data | NEI avg EF - PM, fuel type, firing type
2019 | ME | Hill Mill | 7048 | HM1 | HY | RE | NA | WAT
2019 | ME | Hill Mill | 7048 | HM2 | HY | RE | NA | WAT
2019 | ME | Hill Mill | 7048 | HM3 | HY | RE | NA | WAT
2019 | ME | Hill Mill | 7048 | HM4 | HY | RE | NA | WAT
2019 | ME | Hill Mill | 7048 | HM5 | HY | RE | NA | WAT
2019 | ME | Hill Mill | 7048 | HM6 | HY | RE | NA | WAT
2019 | ME | Hiram | 1493 | 1 | HY | OP | NA | WAT |  | 93592.46 |  | 1.5381e-07 | EIA Prime Mover-level Data | NEI avg EF - PM, fuel type, firing type
2019 | ME | Hiram | 1493 | 2 | HY | OP | NA | WAT |  | 315874.5 |  | 1.5381e-07 | EIA Prime Mover-level Data | NEI avg EF - PM, fuel type, firing type
2019 | ME | Howland Hydro Station | 1472 | HL01 | HY | RE | NA | WAT
2019 | ME | Howland Hydro Station | 1472 | HL02 | HY | RE | NA | WAT
2019 | ME | Howland Hydro Station | 1472 | HL03 | HY | RE | NA | WAT
2019 | ME | Hydro Kennebec Project | 54148 | GEN1 | HY | OP | NA | WAT |  | 382934 |  | 1.5381e-07 | EIA Prime Mover-level Data | NEI avg EF - PM, fuel type, firing type
2019 | ME | Hydro Kennebec Project | 54148 | GEN2 | HY | OP | NA | WAT |  | 382934 |  | 1.5381e-07 | EIA Prime Mover-level Data | NEI avg EF - PM, fuel type, firing type
2019 | ME | Indeck Jonesboro Energy Center | 10765 | CFB002 | ST | SB | NA | WDS |  | 438172.5 | 4.9978 | 0.022812 | EIA Unit-level Data | NEI avg EF - PM, fuel type
2019 | ME | Indeck West Enfield Energy Center | 10766 | CFB001 | ST | OP | NA | WDS |  | 397935.4 | 4.5389 | 0.022812 | EIA Unit-level Data | NEI avg EF - PM, fuel type
2019 | ME | International Paper Jay Hydro | 50047 | GEN1 | HY | OP | NA | WAT |  | 22682.1 |  | 1.5381e-07 | EIA Prime Mover-level Data | NEI avg EF - PM, fuel type, firing type
2019 | ME | International Paper Jay Hydro | 50047 | GEN2 | HY | OP | NA | WAT |  | 22682.1 |  | 1.5381e-07 | EIA Prime Mover-level Data | NEI avg EF - PM, fuel type, firing type
2019 | ME | International Paper Jay Hydro | 50047 | GEN3 | HY | OP | NA | WAT |  | 22682.1 |  | 1.5381e-07 | EIA Prime Mover-level Data | NEI avg EF - PM, fuel type, firing type
2019 | ME | International Paper Jay Hydro | 50047 | GEN4 | HY | OP | NA | WAT |  | 22682.1 |  | 1.5381e-07 | EIA Prime Mover-level Data | NEI avg EF - PM, fuel type, firing type
2019 | ME | International Paper Jay Hydro | 50047 | GEN5 | HY | OP | NA | WAT |  | 22682.1 |  | 1.5381e-07 | EIA Prime Mover-level Data | NEI avg EF - PM, fuel type, firing type
2019 | ME | International Paper Jay Hydro | 50047 | GEN6 | HY | OP | NA | WAT |  | 27218.52 |  | 1.5381e-07 | EIA Prime Mover-level Data | NEI avg EF - PM, fuel type, firing type
2019 | ME | International Paper Livermore Hydro | 50082 | GEN1 | HY | OP | NA | WAT |  | 40444.49 |  | 1.5381e-07 | EIA Prime Mover-level Data | NEI avg EF - PM, fuel type, firing type
2019 | ME | International Paper Livermore Hydro | 50082 | GEN2 | HY | OP | NA | WAT |  | 40444.49 |  | 1.5381e-07 | EIA Prime Mover-level Data | NEI avg EF - PM, fuel type, firing type
2019 | ME | International Paper Livermore Hydro | 50082 | GEN3 | HY | OP | NA | WAT |  | 40444.49 |  | 1.5381e-07 | EIA Prime Mover-level Data | NEI avg EF - PM, fuel type, firing type
2019 | ME | International Paper Livermore Hydro | 50082 | GEN4 | HY | OP | NA | WAT |  | 44121.26 |  | 1.5381e-07 | EIA Prime Mover-level Data | NEI avg EF - PM, fuel type, firing type
2019 | ME | International Paper Livermore Hydro | 50082 | GEN5 | HY | OP | NA | WAT |  | 40444.49 |  | 1.5381e-07 | EIA Prime Mover-level Data | NEI avg EF - PM, fuel type, firing type
2019 | ME | International Paper Livermore Hydro | 50082 | GEN6 | HY | OP | NA | WAT |  | 25737.4 |  | 1.5381e-07 | EIA Prime Mover-level Data | NEI avg EF - PM, fuel type, firing type
2019 | ME | International Paper Livermore Hydro | 50082 | GEN7 | HY | OP | NA | WAT |  | 33090.95 |  | 1.5381e-07 | EIA Prime Mover-level Data | NEI avg EF - PM, fuel type, firing type
2019 | ME | International Paper Livermore Hydro | 50082 | GEN8 | HY | OS | NA | WAT |  | 36767.72 |  | 1.5381e-07 | EIA Prime Mover-level Data | NEI avg EF - PM, fuel type, firing type
2019 | ME | International Paper Livermore Hydro | 50082 | GEN9 | HY | OP | NA | WAT |  | 36767.72 |  | 1.5381e-07 | EIA Prime Mover-level Data | NEI avg EF - PM, fuel type, firing type
2019 | ME | International Paper Riley Hydro | 50081 | GEN1 | HY | OP | NA | WAT |  | 33232.83 |  | 1.5381e-07 | EIA Prime Mover-level Data | NEI avg EF - PM, fuel type, firing type
2019 | ME | International Paper Riley Hydro | 50081 | GEN2 | HY | OP | NA | WAT |  | 33232.83 |  | 1.5381e-07 | EIA Prime Mover-level Data | NEI avg EF - PM, fuel type, firing type
2019 | ME | International Paper Riley Hydro | 50081 | GEN3 | HY | OP | NA | WAT |  | 33232.83 |  | 1.5381e-07 | EIA Prime Mover-level Data | NEI avg EF - PM, fuel type, firing type
2019 | ME | International Paper Riley Hydro | 50081 | GEN4 | HY | OP | NA | WAT |  | 33232.83 |  | 1.5381e-07 | EIA Prime Mover-level Data | NEI avg EF - PM, fuel type, firing type
2019 | ME | International Paper Riley Hydro | 50081 | GEN5 | HY | OP | NA | WAT |  | 33232.83 |  | 1.5381e-07 | EIA Prime Mover-level Data | NEI avg EF - PM, fuel type, firing type
2019 | ME | International Paper Riley Hydro | 50081 | GEN6 | HY | OP | NA | WAT |  | 33232.83 |  | 1.5381e-07 | EIA Prime Mover-level Data | NEI avg EF - PM, fuel type, firing type
2019 | ME | IOS - MEW Phase 1 | 61460 | MEW1 | PV | OP | NA | SUN |  | 43630 |  | 0 | EIA Prime Mover-level Data | Estimated using an emission factor
2019 | ME | Kibby Wind Facility | 56829 | 1 | WT | OP | NA | WND |  | 1302620 |  | 0 | EIA Prime Mover-level Data | Estimated using an emission factor
2019 | ME | Kibby Wind Facility | 56829 | 2 | WT | OP | NA | WND |  | 1302620 |  | 0 | EIA Prime Mover-level Data | Estimated using an emission factor
2019 | ME | Lockwood Hydroelectric Facility | 10066 | GEN1 | HY | OP | NA | WAT |  | 28265.33 |  | 1.5381e-07 | EIA Prime Mover-level Data | NEI avg EF - PM, fuel type, firing type
2019 | ME | Lockwood Hydroelectric Facility | 10066 | GEN2 | HY | OP | NA | WAT |  | 28265.33 |  | 1.5381e-07 | EIA Prime Mover-level Data | NEI avg EF - PM, fuel type, firing type
2019 | ME | Lockwood Hydroelectric Facility | 10066 | GEN3 | HY | OP | NA | WAT |  | 28265.33 |  | 1.5381e-07 | EIA Prime Mover-level Data | NEI avg EF - PM, fuel type, firing type
2019 | ME | Lockwood Hydroelectric Facility | 10066 | GEN4 | HY | OP | NA | WAT |  | 28265.33 |  | 1.5381e-07 | EIA Prime Mover-level Data | NEI avg EF - PM, fuel type, firing type
2019 | ME | Lockwood Hydroelectric Facility | 10066 | GEN5 | HY | OP | NA | WAT |  | 28265.33 |  | 1.5381e-07 | EIA Prime Mover-level Data | NEI avg EF - PM, fuel type, firing type
2019 | ME | Lockwood Hydroelectric Facility | 10066 | GEN6 | HY | OP | NA | WAT |  | 28265.33 |  | 1.5381e-07 | EIA Prime Mover-level Data | NEI avg EF - PM, fuel type, firing type
2019 | ME | Lockwood Hydroelectric Facility | 10066 | GEN7 | HY | OP | NA | WAT |  | 84796 |  | 1.5381e-07 | EIA Prime Mover-level Data | NEI avg EF - PM, fuel type, firing type
2019 | ME | Mars Hill Wind Farm Project | 56448 | 1 | WT | OP | NA | WND |  | 1240489 |  | 0 | EIA Prime Mover-level Data | Estimated using an emission factor
2019 | ME | Mead Rumford Cogen | 10491 | 3 | ST | SB | NA | NG |  | 628428 | 2.5302 | 0.0080524 | EIA Unit-level Data | NEI avg EF - PM, fuel type
2019 | ME | Mead Rumford Cogen | 10491 | 5 | ST | re | NA | SLW |  | 0 |  |  | EIA Unit-level Data
2019 | ME | Mechanic Falls | 54123 | GEN1 | HY | OA | NA | WAT |  |  |  | 1.5381e-07
2019 | ME | Mechanic Falls | 54123 | GEN2 | HY | OA | NA | WAT |  |  |  | 1.5381e-07
2019 | ME | Medway | 1474 | IC1 | IC | RE | NA | DFO
2019 | ME | Medway | 1474 | IC2 | IC | RE | NA | DFO
2019 | ME | Medway | 1474 | IC3 | IC | RE | NA | DFO
2019 | ME | Medway | 1474 | IC4 | IC | RE | NA | DFO
2019 | ME | Medway Hydro | 55288 | MW01 | HY | OP | NA | WAT |  | 55662.8 |  | 1.5381e-07 | EIA Prime Mover-level Data | NEI avg EF - PM, fuel type, firing type
2019 | ME | Medway Hydro | 55288 | MW02 | HY | OP | NA | WAT |  | 55662.8 |  | 1.5381e-07 | EIA Prime Mover-level Data | NEI avg EF - PM, fuel type, firing type
2019 | ME | Medway Hydro | 55288 | MW03 | HY | OP | NA | WAT |  | 55662.8 |  | 1.5381e-07 | EIA Prime Mover-level Data | NEI avg EF - PM, fuel type, firing type
2019 | ME | Medway Hydro | 55288 | MW04 | HY | OP | NA | WAT |  | 55662.8 |  | 1.5381e-07 | EIA Prime Mover-level Data | NEI avg EF - PM, fuel type, firing type
2019 | ME | Medway Hydro | 55288 | MW05 | HY | OP | NA | WAT |  | 55662.8 |  | 1.5381e-07 | EIA Prime Mover-level Data | NEI avg EF - PM, fuel type, firing type
2019 | ME | Messalonskee 2 (Oakland) | 1497 | 1 | HY | OP | NA | WAT |  | 98960 |  | 1.5381e-07 | EIA Prime Mover-level Data | NEI avg EF - PM, fuel type, firing type
2019 | ME | Messalonskee 3 | 1498 | 1 | HY | OP | NA | WAT |  | 47662 |  | 1.5381e-07 | EIA Prime Mover-level Data | NEI avg EF - PM, fuel type, firing type
2019 | ME | Messalonskee 5 | 1500 | 1 | HY | OP | NA | WAT |  | 56076 |  | 1.5381e-07 | EIA Prime Mover-level Data | NEI avg EF - PM, fuel type, firing type
2019 | ME | Milford Hydro Station | 1475 | MF01 | HY | OP | NA | WAT |  | 35730.78 |  | 1.5381e-07 | EIA Prime Mover-level Data | NEI avg EF - PM, fuel type, firing type
2019 | ME | Milford Hydro Station | 1475 | MF02 | HY | OP | NA | WAT |  | 35730.78 |  | 1.5381e-07 | EIA Prime Mover-level Data | NEI avg EF - PM, fuel type, firing type
2019 | ME | Milford Hydro Station | 1475 | MF03 | HY | OP | NA | WAT |  | 81670.36 |  | 1.5381e-07 | EIA Prime Mover-level Data | NEI avg EF - PM, fuel type, firing type
2019 | ME | Milford Hydro Station | 1475 | MF04 | HY | OP | NA | WAT |  | 81670.36 |  | 1.5381e-07 | EIA Prime Mover-level Data | NEI avg EF - PM, fuel type, firing type
2019 | ME | Milford Hydro Station | 1475 | MF05 | HY | OP | NA | WAT |  | 81670.36 |  | 1.5381e-07 | EIA Prime Mover-level Data | NEI avg EF - PM, fuel type, firing type
2019 | ME | Milford Hydro Station | 1475 | MF06 | HY | OP | NA | WAT |  | 81670.36 |  | 1.5381e-07 | EIA Prime Mover-level Data | NEI avg EF - PM, fuel type, firing type
2019 | ME | Milo PV - BD Solar 1 LLC | 63894 | MILPV | PV | T | NA | SUN
2019 | ME | MMWAC Resource Recovery Facility | 50035 | ST1 | ST | OP | NA | MSW |  | 748706 | 58.3991 | 0.156 | EIA Prime Mover-level Data | Estimated using an emission factor
2019 | ME | North Gorham | 1501 | 1 | HY | OP | NA | WAT |  | 54101 |  | 1.5381e-07 | EIA Prime Mover-level Data | NEI avg EF - PM, fuel type, firing type
2019 | ME | North Gorham | 1501 | 2 | HY | OP | NA | WAT |  | 54101 |  | 1.5381e-07 | EIA Prime Mover-level Data | NEI avg EF - PM, fuel type, firing type
2019 | ME | Number Nine Wind Farm | 57612 | GEN1 | WT | IP | NA | WND
2019 | ME | Oakfield Wind Project | 57002 | 1 | WT | OP | NA | WND |  | 3500261 |  | 0 | EIA Prime Mover-level Data | Estimated using an emission factor
2019 | ME | Orono B | 59438 | ORB-1 | HY | OP | NA | WAT |  | 71519.66 |  | 1.5381e-07 | EIA Prime Mover-level Data | NEI avg EF - PM, fuel type, firing type
2019 | ME | Orono B | 59438 | ORB-2 | HY | OP | NA | WAT |  | 71519.66 |  | 1.5381e-07 | EIA Prime Mover-level Data | NEI avg EF - PM, fuel type, firing type
2019 | ME | Orono B | 59438 | ORB-3 | HY | OP | NA | WAT |  | 71519.66 |  | 1.5381e-07 | EIA Prime Mover-level Data | NEI avg EF - PM, fuel type, firing type
2019 | ME | Orono Hydro Station | 57184 | 1 | HY | OP | NA | WAT |  | 15975.93 |  | 1.5381e-07 | EIA Prime Mover-level Data | NEI avg EF - PM, fuel type, firing type
2019 | ME | Orono Hydro Station | 57184 | 2 | HY | OP | NA | WAT |  | 19171.11 |  | 1.5381e-07 | EIA Prime Mover-level Data | NEI avg EF - PM, fuel type, firing type
2019 | ME | Orono Hydro Station | 57184 | 3 | HY | OP | NA | WAT |  | 25561.48 |  | 1.5381e-07 | EIA Prime Mover-level Data | NEI avg EF - PM, fuel type, firing type
2019 | ME | Orono Hydro Station | 57184 | 4 | HY | OP | NA | WAT |  | 25561.48 |  | 1.5381e-07 | EIA Prime Mover-level Data | NEI avg EF - PM, fuel type, firing type
2019 | ME | Otis Hydro | 50080 | GEN1 | HY | OP | NA | WAT |  | 248497 |  | 1.5381e-07 | EIA Prime Mover-level Data | NEI avg EF - PM, fuel type, firing type
2019 | ME | Otis Hydro | 50080 | GEN2 | HY | OP | NA | WAT |  | 248497 |  | 1.5381e-07 | EIA Prime Mover-level Data | NEI avg EF - PM, fuel type, firing type
2019 | ME | Oxford PV - BD Solar Oxford LLC | 63897 | OXFPV | PV | T | NA | SUN
2019 | ME | Passadumkeag Windpark LLC | 59222 | Q357 | WT | OP | NA | WND |  | 1282798 |  | 0 | EIA Prime Mover-level Data | Estimated using an emission factor
2019 | ME | Pejepscot Hydroelectric Project | 50758 | GEN1 | HY | OP | NA | WAT |  | 346421.8 |  | 1.5381e-07 | EIA Prime Mover-level Data | NEI avg EF - PM, fuel type, firing type
2019 | ME | Pejepscot Hydroelectric Project | 50758 | GEN2 | HY | OP | NA | WAT |  | 11265.75 |  | 1.5381e-07 | EIA Prime Mover-level Data | NEI avg EF - PM, fuel type, firing type
2019 | ME | Pejepscot Hydroelectric Project | 50758 | GEN3 | HY | OP | NA | WAT |  | 8449.312 |  | 1.5381e-07 | EIA Prime Mover-level Data | NEI avg EF - PM, fuel type, firing type
2019 | ME | Pejepscot Hydroelectric Project | 50758 | GEN4 | HY | OP | NA | WAT |  | 14082.19 |  | 1.5381e-07 | EIA Prime Mover-level Data | NEI avg EF - PM, fuel type, firing type
2019 | ME | Penobscot Energy Recovery | 50051 | BLR A | ST | OP | NA | MSW |  | 807678.6 | 0.062999 | 0.000156 | EIA Unit-level Data | Estimated using an emission factor
2019 | ME | Penobscot Energy Recovery | 50051 | BLR B | ST | OP | NA | MSW |  | 911544.4 | 0.0711 | 0.000156 | EIA Unit-level Data | Estimated using an emission factor
2019 | ME | Pine Tree Landfill Gas to Energy | 58993 | 3201 | IC | OP | NA | LFG |  | 24522 | 0.18024 | 0.0147 | EIA Prime Mover-level Data | Estimated using an emission factor
2019 | ME | Pine Tree Landfill Gas to Energy | 58993 | 3202 | IC | OP | NA | LFG |  | 24522 | 0.18024 | 0.0147 | EIA Prime Mover-level Data | Estimated using an emission factor
2019 | ME | Pine Tree Landfill Gas to Energy | 58993 | 3203 | IC | OP | NA | LFG |  | 24522 | 0.18024 | 0.0147 | EIA Prime Mover-level Data | Estimated using an emission factor
2019 | ME | Pisgah Mountain Wind | 60404 | PISGA | WT | OP | NA | WND |  | 276753 |  | 0 | EIA Prime Mover-level Data | Estimated using an emission factor
2019 | ME | Pittsfield Hydro | 54124 | GEN1 | HY | OP | NA | WAT |  | 13689.45 |  | 1.5381e-07 | EIA Prime Mover-level Data | NEI avg EF - PM, fuel type, firing type
2019 | ME | Pittsfield Hydro | 54124 | GEN2 | HY | OP | NA | WAT |  | 10267.09 |  | 1.5381e-07 | EIA Prime Mover-level Data | NEI avg EF - PM, fuel type, firing type
2019 | ME | Pittsfield Hydro | 54124 | GEN3 | HY | OP | NA | WAT |  | 13689.45 |  | 1.5381e-07 | EIA Prime Mover-level Data | NEI avg EF - PM, fuel type, firing type
2019 | ME | Pumpkin Hill | 50699 | GEN1 | HY | OP | NA | WAT |  | 50344 |  | 1.5381e-07 | EIA Prime Mover-level Data | NEI avg EF - PM, fuel type, firing type
2019 | ME | Record Hill Wind | 57568 | RHW | WT | OP | NA | WND |  | 1158481 |  | 0 | EIA Prime Mover-level Data | Estimated using an emission factor
2019 | ME | Red Shield Envir Old Town Facility | 10700 | TG1 | ST | RE | NA | RFO
2019 | ME | Red Shield Envir Old Town Facility | 10700 | TG2 | ST | RE | NA | RFO
2019 | ME | Red Shield Envir Old Town Facility | 10700 | TG4 | ST | OS | NA | BLQ |  |  |  | 0.0028525
2019 | ME | Red Shield Envir Old Town Facility | 10700 | TG5 | GT | RE | NA | NG
2019 | ME | Red Shield Envir Old Town Facility | 10700 | TG6 | ST | OS | NA | WDS |  |  |  | 0.022915
2019 | ME | ReEnergy Ashland | 10356 | BOIL1 | ST | RE | NA | WDS |  | 918016 | 10.471 | 0.022812 | EIA Unit-level Data | NEI avg EF - PM, fuel type
2019 | ME | ReEnergy Fort Fairfield | 7513 | BOIL1 | ST | RE | NA | WDS |  | 0 | 0 | 0.022812 | EIA Unit-level Data | NEI avg EF - PM, fuel type
2019 | ME | ReEnergy Livermore Falls | 10354 | 1 | ST | OP | NA | WDS |  | 3347181 | 38.1783 | 0.022812 | EIA Unit-level Data | NEI avg EF - PM, fuel type
2019 | ME | ReEnergy Stratton LLC | 50650 | BLR1 | ST | OP | NA | WDS |  | 2808160 | 32.0302 | 0.022812 | EIA Unit-level Data | NEI avg EF - PM, fuel type
2019 | ME | Regional Waste Systems | 50225 | 1SG1A | ST | OP | NA | MSW |  | 900339.8 | 0.70227 | 0.00156 | EIA Unit-level Data | Estimated using an emission factor
2019 | ME | Regional Waste Systems | 50225 | 1SG1B | ST | OP | NA | MSW |  | 885288.1 | 0.69052 | 0.00156 | EIA Unit-level Data | Estimated using an emission factor
2019 | ME | Robbins Lumber | 50230 | CAT | IC | OP | NA | DFO |  | 138 | 0.02139 | 0.31 | EIA Prime Mover-level Data | Estimated using an emission factor
2019 | ME | Robbins Lumber | 50230 | G5321 | ST | CO | NA |  |  | 0 |  |  | EIA Unit-level Data
2019 | ME | Robbins Lumber | 50230 | WEST | ST | OS | NA | WDS |  |  |  | 0.022915
2019 | ME | Rollins Wind Project | 56990 | 1 | WT | OP | NA | WND |  | 1379781 |  | 0 | EIA Prime Mover-level Data | Estimated using an emission factor
2019 | ME | RoxWind | 62857 | WIND1 | WT | U | NA | WND
2019 | ME | Rumford Cogeneration | 10495 | 6 | ST | OP | FLUIDIZED | TDF |  | 3879450 | 77.589 | 0.04 | EIA Unit-level Data | Estimated using an emission factor
2019 | ME | Rumford Cogeneration | 10495 | 7 | ST | OP | FLUIDIZED | TDF |  | 3561602 | 71.232 | 0.04 | EIA Unit-level Data | Estimated using an emission factor
2019 | ME | Rumford Cogeneration | 10495 | CRECV | ST | OP | FLUIDIZED | BLQ |  | 8276099 | 128.6933 | 0.0311 | EIA Unit-level Data | Estimated using an emission factor
2019 | ME | Rumford Falls Hydro Facility | 10493 | GEN1 | HY | OP | NA | WAT |  | 411632.5 |  | 1.5381e-07 | EIA Prime Mover-level Data | NEI avg EF - PM, fuel type, firing type
2019 | ME | Rumford Falls Hydro Facility | 10493 | GEN2 | HY | OP | NA | WAT |  | 411632.5 |  | 1.5381e-07 | EIA Prime Mover-level Data | NEI avg EF - PM, fuel type, firing type
2019 | ME | Rumford Falls Hydro Facility | 10493 | GEN3 | HY | OP | NA | WAT |  | 447205.7 |  | 1.5381e-07 | EIA Prime Mover-level Data | NEI avg EF - PM, fuel type, firing type
2019 | ME | Rumford Falls Hydro Facility | 10493 | GEN4 | HY | SB | NA | WAT |  | 218521 |  | 1.5381e-07 | EIA Prime Mover-level Data | NEI avg EF - PM, fuel type, firing type
2019 | ME | Rumford Falls Hydro Facility | 10493 | GEN5 | HY | OP | NA | WAT |  | 386223.1 |  | 1.5381e-07 | EIA Prime Mover-level Data | NEI avg EF - PM, fuel type, firing type
2019 | ME | Rumford Falls Hydro Facility | 10493 | GEN6 | HY | OP | NA | WAT |  | 386223.1 |  | 1.5381e-07 | EIA Prime Mover-level Data | NEI avg EF - PM, fuel type, firing type
2019 | ME | S D Warren Westbrook | 50447 | 17 | ST | SB | NA | RFO |  | 5191.2 | 0.023748 | 0.0091493 | EIA Unit-level Data | NEI avg EF - PM, fuel type
2019 | ME | S D Warren Westbrook | 50447 | 18 | ST | SB | NA | RFO |  | 100.8 | 0.00046113 | 0.0091493 | EIA Unit-level Data | NEI avg EF - PM, fuel type
2019 | ME | S D Warren Westbrook | 50447 | 20 | ST | RE | NA | WDS |  | 0 |  |  | EIA Unit-level Data
2019 | ME | S D Warren Westbrook | 50447 | 21 | ST | OP | NA | WDS |  | 3045805 | 34.7408 | 0.022812 | EIA Unit-level Data | NEI avg EF - PM, fuel type
2019 | ME | S D Warren Westbrook | 50447 | GEN1 | HY | OP | NA | WAT |  | 23977.86 |  | 1.5381e-07 | EIA Prime Mover-level Data | NEI avg EF - PM, fuel type, firing type
2019 | ME | S D Warren Westbrook | 50447 | GEN2 | HY | OS | NA | WAT |  | 23977.86 |  | 1.5381e-07 | EIA Prime Mover-level Data | NEI avg EF - PM, fuel type, firing type
2019 | ME | S D Warren Westbrook | 50447 | GEN3 | HY | OP | NA | WAT |  | 23977.86 |  | 1.5381e-07 | EIA Prime Mover-level Data | NEI avg EF - PM, fuel type, firing type
2019 | ME | S D Warren Westbrook | 50447 | GEN4 | HY | OP | NA | WAT |  | 31970.48 |  | 1.5381e-07 | EIA Prime Mover-level Data | NEI avg EF - PM, fuel type, firing type
2019 | ME | S D Warren Westbrook | 50447 | GEN5 | HY | OP | NA | WAT |  | 31970.48 |  | 1.5381e-07 | EIA Prime Mover-level Data | NEI avg EF - PM, fuel type, firing type
2019 | ME | S D Warren Westbrook | 50447 | GEN6 | HY | OP | NA | WAT |  | 31970.48 |  | 1.5381e-07 | EIA Prime Mover-level Data | NEI avg EF - PM, fuel type, firing type
2019 | ME | S D Warren Westbrook | 50447 | GEN7 | HY | OP | NA | WAT |  | 23977.86 |  | 1.5381e-07 | EIA Prime Mover-level Data | NEI avg EF - PM, fuel type, firing type
2019 | ME | S D Warren Westbrook | 50447 | GEN8 | ST | RE | NA | WDS
2019 | ME | S D Warren Westbrook | 50447 | GN11 | HY | OP | NA | WAT |  | 23977.86 |  | 1.5381e-07 | EIA Prime Mover-level Data | NEI avg EF - PM, fuel type, firing type
2019 | ME | S D Warren Westbrook | 50447 | GN12 | HY | OP | NA | WAT |  | 7992.619 |  | 1.5381e-07 | EIA Prime Mover-level Data | NEI avg EF - PM, fuel type, firing type
2019 | ME | S D Warren Westbrook | 50447 | GN13 | HY | OP | NA | WAT |  | 7992.619 |  | 1.5381e-07 | EIA Prime Mover-level Data | NEI avg EF - PM, fuel type, firing type
2019 | ME | S D Warren Westbrook | 50447 | GN14 | HY | OP | NA | WAT |  | 7992.619 |  | 1.5381e-07 | EIA Prime Mover-level Data | NEI avg EF - PM, fuel type, firing type
2019 | ME | S D Warren Westbrook | 50447 | GN15 | HY | OP | NA | WAT |  | 7992.619 |  | 1.5381e-07 | EIA Prime Mover-level Data | NEI avg EF - PM, fuel type, firing type
2019 | ME | S D Warren Westbrook | 50447 | GN16 | HY | OP | NA | WAT |  | 19981.55 |  | 1.5381e-07 | EIA Prime Mover-level Data | NEI avg EF - PM, fuel type, firing type
2019 | ME | S D Warren Westbrook | 50447 | GN17 | HY | OP | NA | WAT |  | 19981.55 |  | 1.5381e-07 | EIA Prime Mover-level Data | NEI avg EF - PM, fuel type, firing type
2019 | ME | S D Warren Westbrook | 50447 | GN18 | HY | RE | NA | WAT |  | 15985.24 |  |  | EIA Prime Mover-level Data
2019 | ME | S D Warren Westbrook | 50447 | GN19 | HY | RE | NA | WAT |  | 15985.24 |  |  | EIA Prime Mover-level Data
2019 | ME | S D Warren Westbrook | 50447 | GN20 | HY | RE | NA | WAT |  | 15985.24 |  |  | EIA Prime Mover-level Data
2019 | ME | Saddleback Ridge Wind Farm | 58608 | SRW1 | WT | OP | NA | WND |  | 221610.4 |  | 0 | EIA Prime Mover-level Data | Estimated using an emission factor
2019 | ME | Saddleback Ridge Wind Farm | 58608 | SRW2 | WT | OP | NA | WND |  | 670045.6 |  | 0 | EIA Prime Mover-level Data | Estimated using an emission factor
2019 | ME | Salmon Falls | 50702 | GEN1 | HY | OP | NA | WAT |  | 11252.33 |  | 1.5381e-07 | EIA Prime Mover-level Data | NEI avg EF - PM, fuel type, firing type
2019 | ME | Salmon Falls | 50702 | GEN2 | HY | OP | NA | WAT |  | 11252.33 |  | 1.5381e-07 | EIA Prime Mover-level Data | NEI avg EF - PM, fuel type, firing type
2019 | ME | Salmon Falls | 50702 | GEN3 | HY | OP | NA | WAT |  | 11252.33 |  | 1.5381e-07 | EIA Prime Mover-level Data | NEI avg EF - PM, fuel type, firing type
2019 | ME | Samoset Solar | 63551 | PGR21 | PV | L | NA | SUN
2019 | ME | Sanford Solar | 63667 | SAS | PV | U | NA | SUN
2019 | ME | Shawmut | 1504 | SH1 | HY | OP | NA | WAT |  | 31376.63 |  | 1.5381e-07 | EIA Prime Mover-level Data | NEI avg EF - PM, fuel type, firing type
2019 | ME | Shawmut | 1504 | SH2 | HY | OP | NA | WAT |  | 31376.63 |  | 1.5381e-07 | EIA Prime Mover-level Data | NEI avg EF - PM, fuel type, firing type
2019 | ME | Shawmut | 1504 | SH3 | HY | OP | NA | WAT |  | 31376.63 |  | 1.5381e-07 | EIA Prime Mover-level Data | NEI avg EF - PM, fuel type, firing type
2019 | ME | Shawmut | 1504 | SH4 | HY | OP | NA | WAT |  | 31376.63 |  | 1.5381e-07 | EIA Prime Mover-level Data | NEI avg EF - PM, fuel type, firing type
2019 | ME | Shawmut | 1504 | SH5 | HY | OP | NA | WAT |  | 31376.63 |  | 1.5381e-07 | EIA Prime Mover-level Data | NEI avg EF - PM, fuel type, firing type
2019 | ME | Shawmut | 1504 | SH6 | HY | OP | NA | WAT |  | 40341.38 |  | 1.5381e-07 | EIA Prime Mover-level Data | NEI avg EF - PM, fuel type, firing type
2019 | ME | Shawmut | 1504 | SH7 | HY | OP | NA | WAT |  | 98612.25 |  | 1.5381e-07 | EIA Prime Mover-level Data | NEI avg EF - PM, fuel type, firing type
2019 | ME | Shawmut | 1504 | SH8 | HY | OP | NA | WAT |  | 98612.25 |  | 1.5381e-07 | EIA Prime Mover-level Data | NEI avg EF - PM, fuel type, firing type
2019 | ME | Skelton | 1505 | 1 | HY | OP | NA | WAT |  | 523684.5 |  | 1.5381e-07 | EIA Prime Mover-level Data | NEI avg EF - PM, fuel type, firing type
2019 | ME | Skelton | 1505 | 2 | HY | OP | NA | WAT |  | 523684.5 |  | 1.5381e-07 | EIA Prime Mover-level Data | NEI avg EF - PM, fuel type, firing type
2019 | ME | Solar Mule, LLC | 60640 | COLBY | PV | OP | NA | SUN |  | 19145 |  | 0 | EIA Prime Mover-level Data | Estimated using an emission factor
2019 | ME | Somerset Plant | 50406 | 1HFB | ST | OP | WALL | WDS |  | 4226563 | 48.2086 | 0.022812 | EIA Unit-level Data | NEI avg EF - PM, fuel type
2019 | ME | Somerset Plant | 50406 | 2HFB | ST | OP | TANGENTIAL | WDS |  | 4876443 | 55.6212 | 0.022812 | EIA Unit-level Data | NEI avg EF - PM, fuel type
2019 | ME | Somerset Plant | 50406 | REC | ST | OP | OTHER BOILER | BLQ |  | 10355750 | 0.4831 | 9.33e-05 | EIA Unit-level Data | Estimated using an emission factor
2019 | ME | Spruce Mountain WInd | 58026 | 1 | WT | OP | NA | WND |  | 535797 |  | 0 | EIA Prime Mover-level Data | Estimated using an emission factor
2019 | ME | Squa Pan Hydro Station | 1516 | SP1 | HY | SB | NA | WAT |  | 9973 |  | 1.5381e-07 | EIA Prime Mover-level Data | NEI avg EF - PM, fuel type, firing type
2019 | ME | Stetson Wind I | 56989 | 1 | WT | OP | NA | WND |  | 1060020 |  | 0 | EIA Prime Mover-level Data | Estimated using an emission factor
2019 | ME | Stetson Wind II | 56991 | 1 | WT | OP | NA | WND |  | 504288 |  | 0 | EIA Prime Mover-level Data | Estimated using an emission factor
2019 | ME | Stillwater B | 59437 | SWB-1 | HY | OP | NA | WAT |  | 34452.33 |  | 1.5381e-07 | EIA Prime Mover-level Data | NEI avg EF - PM, fuel type, firing type
2019 | ME | Stillwater B | 59437 | SWB-2 | HY | OP | NA | WAT |  | 34452.33 |  | 1.5381e-07 | EIA Prime Mover-level Data | NEI avg EF - PM, fuel type, firing type
2019 | ME | Stillwater B | 59437 | SWB-3 | HY | OP | NA | WAT |  | 34452.33 |  | 1.5381e-07 | EIA Prime Mover-level Data | NEI avg EF - PM, fuel type, firing type
2019 | ME | Stillwater Hydro Station | 1478 | SW01 | HY | OP | NA | WAT |  | 21607.11 |  | 1.5381e-07 | EIA Prime Mover-level Data | NEI avg EF - PM, fuel type, firing type
2019 | ME | Stillwater Hydro Station | 1478 | SW02 | HY | OP | NA | WAT |  | 21607.11 |  | 1.5381e-07 | EIA Prime Mover-level Data | NEI avg EF - PM, fuel type, firing type
2019 | ME | Stillwater Hydro Station | 1478 | SW03 | HY | OP | NA | WAT |  | 21607.11 |  | 1.5381e-07 | EIA Prime Mover-level Data | NEI avg EF - PM, fuel type, firing type
2019 | ME | Stillwater Hydro Station | 1478 | SW04 | HY | OP | NA | WAT |  | 32410.67 |  | 1.5381e-07 | EIA Prime Mover-level Data | NEI avg EF - PM, fuel type, firing type
2019 | ME | Three Rivers Solar Power, LLC | 63386 | 3RIVS | PV | U | NA | SUN
2019 | ME | Twin Rivers Paper Co LLC | 58146 | GEN5 | ST | OP | NA | PUR |  | 861986 |  | 0 | EIA Prime Mover-level Data | Estimated using an emission factor
2019 | ME | Upper Androscoggin | 54202 | 1 | HY | OS | NA | WAT |  |  |  | 1.5381e-07
2019 | ME | Upper Androscoggin | 54202 | 2 | HY | OS | NA | WAT |  |  |  | 1.5381e-07
2019 | ME | Upper Androscoggin | 54202 | 3 | HY | OS | NA | WAT |  |  |  | 1.5381e-07
2019 | ME | Upper Barker | 52171 | GEN1 | HY | OP | NA | WAT |  | 37540 |  | 1.5381e-07 | EIA Prime Mover-level Data | NEI avg EF - PM, fuel type, firing type
2019 | ME | Veazie C | 784 | 1 | HY | CN | NA | WAT
2019 | ME | Waste Management Crossroads LFGTE | 57016 | GEN1 | IC | OP | NA | LFG |  | 128962.5 | 0.94787 | 0.0147 | EIA Prime Mover-level Data | Estimated using an emission factor
2019 | ME | Waste Management Crossroads LFGTE | 57016 | GEN2 | IC | OP | NA | LFG |  | 128962.5 | 0.94787 | 0.0147 | EIA Prime Mover-level Data | Estimated using an emission factor
2019 | ME | Weaver Wind | 63132 | WEAVR | WT | U | NA | WND
2019 | ME | West Buxton | 1508 | WB1 | HY | OP | NA | WAT |  | 18602.65 |  | 1.5381e-07 | EIA Prime Mover-level Data | NEI avg EF - PM, fuel type, firing type
2019 | ME | West Buxton | 1508 | WB2 | HY | OP | NA | WAT |  | 18602.65 |  | 1.5381e-07 | EIA Prime Mover-level Data | NEI avg EF - PM, fuel type, firing type
2019 | ME | West Buxton | 1508 | WB3 | HY | OP | NA | WAT |  | 34104.86 |  | 1.5381e-07 | EIA Prime Mover-level Data | NEI avg EF - PM, fuel type, firing type
2019 | ME | West Buxton | 1508 | WB4 | HY | OP | NA | WAT |  | 21703.09 |  | 1.5381e-07 | EIA Prime Mover-level Data | NEI avg EF - PM, fuel type, firing type
2019 | ME | West Buxton | 1508 | WB5 | HY | OP | NA | WAT |  | 21703.09 |  | 1.5381e-07 | EIA Prime Mover-level Data | NEI avg EF - PM, fuel type, firing type
2019 | ME | West Buxton | 1508 | WB6 | HY | OP | NA | WAT |  | 124017.7 |  | 1.5381e-07 | EIA Prime Mover-level Data | NEI avg EF - PM, fuel type, firing type
2019 | ME | West Enfield Hydro | 10255 | GEN1 | HY | OP | NA | WAT |  | 379449 |  | 1.5381e-07 | EIA Prime Mover-level Data | NEI avg EF - PM, fuel type, firing type
2019 | ME | West Enfield Hydro | 10255 | GEN2 | HY | OP | NA | WAT |  | 379449 |  | 1.5381e-07 | EIA Prime Mover-level Data | NEI avg EF - PM, fuel type, firing type
2019 | ME | Weston Hydro | 1509 | WE1 | HY | OP | NA | WAT |  | 185503.8 |  | 1.5381e-07 | EIA Prime Mover-level Data | NEI avg EF - PM, fuel type, firing type
2019 | ME | Weston Hydro | 1509 | WE2 | HY | OP | NA | WAT |  | 185503.8 |  | 1.5381e-07 | EIA Prime Mover-level Data | NEI avg EF - PM, fuel type, firing type
2019 | ME | Weston Hydro | 1509 | WE3 | HY | OP | NA | WAT |  | 185503.8 |  | 1.5381e-07 | EIA Prime Mover-level Data | NEI avg EF - PM, fuel type, firing type
2019 | ME | Weston Hydro | 1509 | WE4 | HY | OP | NA | WAT |  | 185503.8 |  | 1.5381e-07 | EIA Prime Mover-level Data | NEI avg EF - PM, fuel type, firing type
2019 | ME | Williams Hydro | 1510 | WI1 | HY | OP | NA | WAT |  | 309314.9 |  | 1.5381e-07 | EIA Prime Mover-level Data | NEI avg EF - PM, fuel type, firing type
2019 | ME | Williams Hydro | 1510 | WI2 | HY | OP | NA | WAT |  | 265127.1 |  | 1.5381e-07 | EIA Prime Mover-level Data | NEI avg EF - PM, fuel type, firing type
2019 | ME | Woodland Pulp, LLC | 10613 | 3RB | ST | OP | NA | BLQ |  | 6556386 | 4.5878 | 0.0013995 | EIA Unit-level Data | Estimated using an emission factor
2019 | ME | Woodland Pulp, LLC | 10613 | 9PB | ST | OP | NA | WDS |  | 3197089 | 36.4663 | 0.022812 | EIA Unit-level Data | NEI avg EF - PM, fuel type
2019 | ME | Woodland Pulp, LLC | 10613 | HG1 | HY | OP | NA | WAT |  | 108160.5 |  | 1.5381e-07 | EIA Prime Mover-level Data | NEI avg EF - PM, fuel type, firing type
2019 | ME | Woodland Pulp, LLC | 10613 | HG10 | HY | SB | NA | WAT |  | 43264.21 |  | 1.5381e-07 | EIA Prime Mover-level Data | NEI avg EF - PM, fuel type, firing type
2019 | ME | Woodland Pulp, LLC | 10613 | HG2 | HY | SB | NA | WAT |  | 108160.5 |  | 1.5381e-07 | EIA Prime Mover-level Data | NEI avg EF - PM, fuel type, firing type
2019 | ME | Woodland Pulp, LLC | 10613 | HG3 | HY | OP | NA | WAT |  | 118976.6 |  | 1.5381e-07 | EIA Prime Mover-level Data | NEI avg EF - PM, fuel type, firing type
2019 | ME | Woodland Pulp, LLC | 10613 | HG4 | HY | SB | NA | WAT |  | 28842.81 |  | 1.5381e-07 | EIA Prime Mover-level Data | NEI avg EF - PM, fuel type, firing type
2019 | ME | Woodland Pulp, LLC | 10613 | HG5 | HY | SB | NA | WAT |  | 28842.81 |  | 1.5381e-07 | EIA Prime Mover-level Data | NEI avg EF - PM, fuel type, firing type
2019 | ME | Woodland Pulp, LLC | 10613 | HG6 | HY | SB | NA | WAT |  | 28842.81 |  | 1.5381e-07 | EIA Prime Mover-level Data | NEI avg EF - PM, fuel type, firing type
2019 | ME | Woodland Pulp, LLC | 10613 | HG7 | HY | OP | NA | WAT |  | 57685.62 |  | 1.5381e-07 | EIA Prime Mover-level Data | NEI avg EF - PM, fuel type, firing type
2019 | ME | Woodland Pulp, LLC | 10613 | HG8 | HY | OP | NA | WAT |  | 72107.02 |  | 1.5381e-07 | EIA Prime Mover-level Data | NEI avg EF - PM, fuel type, firing type
2019 | ME | Woodland Pulp, LLC | 10613 | HG9 | HY | OP | NA | WAT |  | 72107.02 |  | 1.5381e-07 | EIA Prime Mover-level Data | NEI avg EF - PM, fuel type, firing type
2019 | ME | Worumbo Hydro Station | 50278 | GEN1 | HY | OP | NA | WAT |  | 425509 |  | 1.5381e-07 | EIA Prime Mover-level Data | NEI avg EF - PM, fuel type, firing type
2019 | ME | Worumbo Hydro Station | 50278 | GEN2 | HY | OP | NA | WAT |  | 425509 |  | 1.5381e-07 | EIA Prime Mover-level Data | NEI avg EF - PM, fuel type, firing type
2019 | ME | Wyman Hydro | 1511 | WY1 | HY | OP | NA | WAT |  | 1160725 |  | 1.5381e-07 | EIA Prime Mover-level Data | NEI avg EF - PM, fuel type, firing type
2019 | ME | Wyman Hydro | 1511 | WY2 | HY | OP | NA | WAT |  | 1160725 |  | 1.5381e-07 | EIA Prime Mover-level Data | NEI avg EF - PM, fuel type, firing type
2019 | ME | Wyman Hydro | 1511 | WY3 | HY | OP | NA | WAT |  | 1160725 |  | 1.5381e-07 | EIA Prime Mover-level Data | NEI avg EF - PM, fuel type, firing type
2019 | ME | Androscoggin Energy | 55031 | CT01 | GT | OP | CT | NG | 4429 | 1944239 | 3.1093 | 0.0031985 | EPA/CAMD | EPA/NEI | 1999
2019 | ME | Androscoggin Energy | 55031 | CT02 | GT | OP | CT | NG | 3299 | 1620815 | 2.6116 | 0.0032226 | EPA/CAMD | EPA/NEI | 1999
2019 | ME | Androscoggin Energy | 55031 | CT03 | GT | OP | CT | NG | 1285 | 607034.9 | 0.98071 | 0.0032311 | EPA/CAMD | EPA/NEI | 2000
2019 | ME | Bucksport Generation LLC | 50243 | GEN4 | CT | OP | CC | NG | 24 | 20689.55 | 0.034097 | 0.0032961 | EPA/CAMD | EPA/NEI | 2000
2019 | ME | Maine Independence Station | 55068 | 1 | CT | OP | CC | NG | 838 | 891173.5 | 1.5351 | 0.0034451 | EPA/CAMD | EPA/NEI | 2000
2019 | ME | Maine Independence Station | 55068 | 2 | CT | OP | CC | NG | 1104 | 1213800 | 2.0904 | 0.0034444 | EPA/CAMD | EPA/NEI | 2000
2019 | ME | Rumford Power | 55100 | 1 | CT | OP | CC | NG | 445 | 495106.8 | 0.071623 | 0.00028932 | EPA/CAMD | EPA/NEI | 2000
2019 | ME | Westbrook Energy Center | 55294 | 1 | CT | OP | CC | NG | 2477 | 3276747 | 5.8015 | 0.003541 | EPA/CAMD | EPA/NEI | 2001
2019 | ME | Westbrook Energy Center | 55294 | 2 | CT | OP | CC | NG | 2450 | 3299593 | 2.3434 | 0.0014204 | EPA/CAMD | EPA/NEI | 2001
2019 | ME | William F Wyman | 1507 | 3 | ST | OP | TANGENTIAL | RFO | 259 | 39213.19 | 0.14625 | 0.0074593 | EPA/CAMD | EPA/NEI | 1965
2019 | ME | William F Wyman | 1507 | 4 | ST | OP | WALL | RFO | 71 | 83009.18 | 0.011359 | 0.00027368 | EPA/CAMD | EPA/NEI | 1978
2019 | MI | A.J. Mihm Generating Station | 61391 | M1 | IC | OP | NA | NG |  | 521763 | 0.11007 | 0.0004219 | EIA Prime Mover-level Data | NEI avg EF - PM, fuel type, firing type
2019 | MI | A.J. Mihm Generating Station | 61391 | M2 | IC | OP | NA | NG |  | 521763 | 0.11007 | 0.0004219 | EIA Prime Mover-level Data | NEI avg EF - PM, fuel type, firing type
2019 | MI | A.J. Mihm Generating Station | 61391 | M3 | IC | OP | NA | NG |  | 521763 | 0.11007 | 0.0004219 | EIA Prime Mover-level Data | NEI avg EF - PM, fuel type, firing type
2019 | MI | Ada Cogeneration LP | 10819 | GEN1 | CT |  | NA | NG |  | 1386122 | 3.9896 | 0.0057564 | EIA Unit-level Data | NEI avg EF - PM, fuel type
2019 | MI | Ada Cogeneration LP | 10819 | HRSG1 | CA | OP | NA | NG |  | 146274.7 | 0.030864 | 0.000422 | EIA Unit-level Data | Estimated using an emission factor
2019 | MI | Ada Dam | 50433 | ADA1 | HY | OP | NA | WAT |  | 55364 |  | 1.5381e-07 | EIA Prime Mover-level Data | NEI avg EF - PM, fuel type, firing type
2019 | MI | Adrian Energy Associates LLC | 54903 | UNT1 | IC | OP | NA | LFG |  | 60889 | 0.44753 | 0.0147 | EIA Prime Mover-level Data | Estimated using an emission factor
2019 | MI | Adrian Energy Associates LLC | 54903 | UNT2 | IC | OP | NA | LFG |  | 60889 | 0.44753 | 0.0147 | EIA Prime Mover-level Data | Estimated using an emission factor
2019 | MI | Adrian Energy Associates LLC | 54903 | UNT3 | IC | OP | NA | LFG |  | 60889 | 0.44753 | 0.0147 | EIA Prime Mover-level Data | Estimated using an emission factor
2019 | MI | Alcona | 1693 | 1 | HY | OP | NA | WAT |  | 148304.5 |  | 1.5381e-07 | EIA Prime Mover-level Data | NEI avg EF - PM, fuel type, firing type
2019 | MI | Alcona | 1693 | 2 | HY | OP | NA | WAT |  | 148304.5 |  | 1.5381e-07 | EIA Prime Mover-level Data | NEI avg EF - PM, fuel type, firing type
2019 | MI | Allegan Dam | 1694 | 1 | HY | OP | NA | WAT |  | 23888.27 |  | 1.5381e-07 | EIA Prime Mover-level Data | NEI avg EF - PM, fuel type, firing type
2019 | MI | Allegan Dam | 1694 | 2 | HY | OP | NA | WAT |  | 42998.88 |  | 1.5381e-07 | EIA Prime Mover-level Data | NEI avg EF - PM, fuel type, firing type
2019 | MI | Allegan Dam | 1694 | 3 | HY | OP | NA | WAT |  | 57331.85 |  | 1.5381e-07 | EIA Prime Mover-level Data | NEI avg EF - PM, fuel type, firing type
2019 | MI | Alpena Cement Plant | 50305 | K19 | ST | OP | NA | PC |  | 1487399 | 4.6881 | 0.0063037 | EIA Unit-level Data | NEI avg EF - PM, fuel type
2019 | MI | Alpena Cement Plant | 50305 | K20 | ST | OP | NA | PC |  | 1432920 | 4.5164 | 0.0063037 | EIA Unit-level Data | NEI avg EF - PM, fuel type
2019 | MI | Alpena Cement Plant | 50305 | K21 | ST | OP | NA | PC |  | 1606977 | 5.065 | 0.0063037 | EIA Unit-level Data | NEI avg EF - PM, fuel type
2019 | MI | Alpena Cement Plant | 50305 | K22 | ST | OP | NA | PC |  | 2014986 | 6.351 | 0.0063037 | EIA Unit-level Data | NEI avg EF - PM, fuel type
2019 | MI | Alpena Cement Plant | 50305 | K23 | ST | OP | NA | PC |  | 2209690 | 6.9646 | 0.0063037 | EIA Unit-level Data | NEI avg EF - PM, fuel type
2019 | MI | Apple Blossom Wind Farm | 58690 | APLB1 | WT | OP | NA | WND |  | 2359846 |  | 0 | EIA Prime Mover-level Data | Estimated using an emission factor
2019 | MI | Assembly Solar II LLC | 63538 | AS2 | PV | U | NA | SUN
2019 | MI | Assembly Solar Project | 62422 | ASP01 | PV | U | NA | SUN
2019 | MI | Autumn Hills Generating Facility | 63709 | 1 | IC | OP | NA | LFG |  | 61045.2 | 0.44868 | 0.0147 | EIA Prime Mover-level Data | NEI avg EF - PM, fuel type, firing type
2019 | MI | Autumn Hills Generating Facility | 63709 | 2 | IC | OP | NA | LFG |  | 122090.4 | 0.89736 | 0.0147 | EIA Prime Mover-level Data | NEI avg EF - PM, fuel type, firing type
2019 | MI | Autumn Hills Generating Facility | 63709 | 3 | IC | OP | NA | LFG |  | 122090.4 | 0.89736 | 0.0147 | EIA Prime Mover-level Data | NEI avg EF - PM, fuel type, firing type
2019 | MI | B C Cobb | 1695 | 1 | ST | RE | TANGENTIAL | NG
2019 | MI | B C Cobb | 1695 | 2 | ST | RE | TANGENTIAL | NG
2019 | MI | B C Cobb | 1695 | 3 | ST | RE | TANGENTIAL | NG
2019 | MI | B C Cobb | 1695 | 4 | ST | RE | TANGENTIAL | SUB
2019 | MI | B C Cobb | 1695 | 5 | ST | RE | TANGENTIAL | SUB
2019 | MI | B E Morrow | 1696 | A | GT | RE | NA | NG
2019 | MI | B E Morrow | 1696 | B | GT | RE | NA | NG
2019 | MI | Battle Creek Mill | 58052 | 1TG | ST | OP | NA | NG |  | 1071704 | 4.3149 | 0.0080524 | EIA Prime Mover-level Data | NEI avg EF - PM, fuel type
2019 | MI | Battle Creek Mill | 58052 | 2TG | ST | OS | NA | NG |  |  |  | 0.0080534
2019 | MI | Bay Windpower I | 55944 | BAY | WT | OP | NA | WND |  | 22083 |  | 0 | EIA Prime Mover-level Data | Estimated using an emission factor
2019 | MI | Beaumont Hospital Dearborn Campus | 50260 | 1 2M | IC | SB | NA | DFO |  | 174.8 | 0.027094 | 0.31 | EIA Prime Mover-level Data | Estimated using an emission factor
2019 | MI | Beaumont Hospital Dearborn Campus | 50260 | 2 2M | IC | SB | NA | DFO |  | 174.8 | 0.027094 | 0.31 | EIA Prime Mover-level Data | Estimated using an emission factor
2019 | MI | Beaumont Hospital Dearborn Campus | 50260 | 300KW | IC | RE | NA | DFO
2019 | MI | Beaumont Hospital Dearborn Campus | 50260 | 500A | IC | SB | NA | DFO |  | 43.7 | 0.0067735 | 0.31 | EIA Prime Mover-level Data | Estimated using an emission factor
2019 | MI | Beaumont Hospital Dearborn Campus | 50260 | 500KW | IC | RE | NA | DFO |  | 43.7 | 0.0067735 | 0.31 | EIA Prime Mover-level Data | Estimated using an emission factor
2019 | MI | Beaumont Hospital Dearborn Campus | 50260 | EG#1 | IC | RE | NA | NG
2019 | MI | Beaumont Hospital Dearborn Campus | 50260 | EG#2 | IC | RE | NA | NG
2019 | MI | Beaumont Hospital Dearborn Campus | 50260 | EG#3 | IC | RE | NA | NG
2019 | MI | Beaver Island | 7831 | 1 | IC | SB | NA | DFO |  | 984.364 | 0.15258 | 0.31 | EIA Prime Mover-level Data | Estimated using an emission factor
2019 | MI | Beaver Island | 7831 | 2 | IC | SB | NA | DFO |  | 984.364 | 0.15258 | 0.31 | EIA Prime Mover-level Data | Estimated using an emission factor
2019 | MI | Beaver Island | 7831 | 3 | IC | SB | NA | DFO |  | 738.273 | 0.11443 | 0.31 | EIA Prime Mover-level Data | Estimated using an emission factor
2019 | MI | Beebe 1A | 58020 | 1 | WT | OP | NA | WND |  | 1980320 |  | 0 | EIA Prime Mover-level Data | Estimated using an emission factor
2019 | MI | Beebe 1B | 58908 | 1 | WT | OP | NA | WND |  | 1287785 |  | 0 | EIA Prime Mover-level Data | Estimated using an emission factor
2019 | MI | Berrien Springs | 1753 | 5 | HY | OP | NA | WAT |  | 24924.5 |  | 1.5381e-07 | EIA Prime Mover-level Data | NEI avg EF - PM, fuel type, firing type
2019 | MI | Berrien Springs | 1753 | 6 | HY | OP | NA | WAT |  | 24924.5 |  | 1.5381e-07 | EIA Prime Mover-level Data | NEI avg EF - PM, fuel type, firing type
2019 | MI | Berrien Springs | 1753 | 7 | HY | OP | NA | WAT |  | 24924.5 |  | 1.5381e-07 | EIA Prime Mover-level Data | NEI avg EF - PM, fuel type, firing type
2019 | MI | Berrien Springs | 1753 | 8 | HY | OP | NA | WAT |  | 24924.5 |  | 1.5381e-07 | EIA Prime Mover-level Data | NEI avg EF - PM, fuel type, firing type
2019 | MI | Berrien Springs | 1753 | 9 | HY | OP | NA | WAT |  | 24924.5 |  | 1.5381e-07 | EIA Prime Mover-level Data | NEI avg EF - PM, fuel type, firing type
2019 | MI | Berrien Springs | 1753 | 10 | HY | OP | NA | WAT |  | 24924.5 |  | 1.5381e-07 | EIA Prime Mover-level Data | NEI avg EF - PM, fuel type, firing type
2019 | MI | Berrien Springs | 1753 | 11 | HY | OP | NA | WAT |  | 24924.5 |  | 1.5381e-07 | EIA Prime Mover-level Data | NEI avg EF - PM, fuel type, firing type
2019 | MI | Berrien Springs | 1753 | 12 | HY | OP | NA | WAT |  | 24924.5 |  | 1.5381e-07 | EIA Prime Mover-level Data | NEI avg EF - PM, fuel type, firing type
2019 | MI | Berrien Springs | 1753 | 1A | HY | OP | NA | WAT |  | 24924.5 |  | 1.5381e-07 | EIA Prime Mover-level Data | NEI avg EF - PM, fuel type, firing type
2019 | MI | Berrien Springs | 1753 | 2A | HY | OP | NA | WAT |  | 24924.5 |  | 1.5381e-07 | EIA Prime Mover-level Data | NEI avg EF - PM, fuel type, firing type
2019 | MI | Berrien Springs | 1753 | 3A | HY | OP | NA | WAT |  | 24924.5 |  | 1.5381e-07 | EIA Prime Mover-level Data | NEI avg EF - PM, fuel type, firing type
2019 | MI | Berrien Springs | 1753 | 4A | HY | OP | NA | WAT |  | 24924.5 |  | 1.5381e-07 | EIA Prime Mover-level Data | NEI avg EF - PM, fuel type, firing type
2019 | MI | Big Quinnesec 61 | 7821 | 4 | HY | OP | NA | WAT |  | 61753 |  | 1.5381e-07 | EIA Prime Mover-level Data | NEI avg EF - PM, fuel type, firing type
2019 | MI | Big Quinnesec 61 | 7821 | 5 | HY | OP | NA | WAT |  | 61753 |  | 1.5381e-07 | EIA Prime Mover-level Data | NEI avg EF - PM, fuel type, firing type
2019 | MI | Big Quinnesec 92 | 7820 | 1 | HY | OP | NA | WAT |  | 506966 |  | 1.5381e-07 | EIA Prime Mover-level Data | NEI avg EF - PM, fuel type, firing type
2019 | MI | Big Quinnesec 92 | 7820 | 2 | HY | OP | NA | WAT |  | 506966 |  | 1.5381e-07 | EIA Prime Mover-level Data | NEI avg EF - PM, fuel type, firing type
2019 | MI | Big Turtle Wind Farm, LLC | 58891 | BTWF1 | WT | OP | NA | WND |  | 257869.6 |  | 0 | EIA Prime Mover-level Data | Estimated using an emission factor
2019 | MI | Big Turtle Wind Farm, LLC | 58891 | BTWF2 | WT | OP | NA | WND |  | 379068.4 |  | 0 | EIA Prime Mover-level Data | Estimated using an emission factor
2019 | MI | Bingham Solar, LLC | 63321 | BINGH | PV | T | NA | SUN
2019 | MI | Blue Water Energy Center | 62192 | 11 | CT | U | NA | NG
2019 | MI | Blue Water Energy Center | 62192 | 12 | CT | U | NA | NG
2019 | MI | Blue Water Energy Center | 62192 | 1S | CA | U | NA | NG
2019 | MI | Blue Water Renewables Inc | 57706 | 1 | IC | OP | NA | LFG |  | 132290 | 0.97233 | 0.0147 | EIA Prime Mover-level Data | Estimated using an emission factor
2019 | MI | Blue Water Renewables Inc | 57706 | 2 | IC | OP | NA | LFG |  | 132290 | 0.97233 | 0.0147 | EIA Prime Mover-level Data | Estimated using an emission factor
2019 | MI | Brent Run Generating Station | 54910 | 7-1 | IC | OP | NA | LFG |  | 125891.2 | 0.9253 | 0.0147 | EIA Prime Mover-level Data | Estimated using an emission factor
2019 | MI | Brent Run Generating Station | 54910 | 7-2 | IC | OP | NA | LFG |  | 125891.2 | 0.9253 | 0.0147 | EIA Prime Mover-level Data | Estimated using an emission factor
2019 | MI | Brent Run Generating Station | 54910 | 7-3 | IC | OP | NA | LFG |  | 47209.2 | 0.34699 | 0.0147 | EIA Prime Mover-level Data | Estimated using an emission factor
2019 | MI | Brent Run Generating Station | 54910 | 7-4 | IC | OP | NA | LFG |  | 125891.2 | 0.9253 | 0.0147 | EIA Prime Mover-level Data | Estimated using an emission factor
2019 | MI | Brent Run Generating Station | 54910 | 7-5 | IC | OP | NA | LFG |  | 125891.2 | 0.9253 | 0.0147 | EIA Prime Mover-level Data | Estimated using an emission factor
2019 | MI | Brookfield | 58719 | WPH2 | WT | OP | NA | WND |  | 2270974 |  | 0 | EIA Prime Mover-level Data | Estimated using an emission factor
2019 | MI | Bryon Center | 56851 | 1 | IC | OP | NA | LFG |  | 120557 | 0.88609 | 0.0147 | EIA Prime Mover-level Data | Estimated using an emission factor
2019 | MI | Bryon Center | 56851 | 2 | IC | OP | NA | LFG |  | 120557 | 0.88609 | 0.0147 | EIA Prime Mover-level Data | Estimated using an emission factor
2019 | MI | Buchanan (MI) | 1754 | 1 | HY | OP | NA | WAT |  | 11406.82 |  | 1.5381e-07 | EIA Prime Mover-level Data | NEI avg EF - PM, fuel type, firing type
2019 | MI | Buchanan (MI) | 1754 | 2 | HY | OP | NA | WAT |  | 11406.82 |  | 1.5381e-07 | EIA Prime Mover-level Data | NEI avg EF - PM, fuel type, firing type
2019 | MI | Buchanan (MI) | 1754 | 3 | HY | OP | NA | WAT |  | 11406.82 |  | 1.5381e-07 | EIA Prime Mover-level Data | NEI avg EF - PM, fuel type, firing type
2019 | MI | Buchanan (MI) | 1754 | 4 | HY | OP | NA | WAT |  | 11406.82 |  | 1.5381e-07 | EIA Prime Mover-level Data | NEI avg EF - PM, fuel type, firing type
2019 | MI | Buchanan (MI) | 1754 | 5 | HY | OP | NA | WAT |  | 11406.82 |  | 1.5381e-07 | EIA Prime Mover-level Data | NEI avg EF - PM, fuel type, firing type
2019 | MI | Buchanan (MI) | 1754 | 6 | HY | OP | NA | WAT |  | 11406.82 |  | 1.5381e-07 | EIA Prime Mover-level Data | NEI avg EF - PM, fuel type, firing type
2019 | MI | Buchanan (MI) | 1754 | 7 | HY | OP | NA | WAT |  | 14258.52 |  | 1.5381e-07 | EIA Prime Mover-level Data | NEI avg EF - PM, fuel type, firing type
2019 | MI | Buchanan (MI) | 1754 | 8 | HY | OP | NA | WAT |  | 14258.52 |  | 1.5381e-07 | EIA Prime Mover-level Data | NEI avg EF - PM, fuel type, firing type
2019 | MI | Buchanan (MI) | 1754 | 9 | HY | OP | NA | WAT |  | 14258.52 |  | 1.5381e-07 | EIA Prime Mover-level Data | NEI avg EF - PM, fuel type, firing type
2019 | MI | Buchanan (MI) | 1754 | 10 | HY | OP | NA | WAT |  | 14258.52 |  | 1.5381e-07 | EIA Prime Mover-level Data | NEI avg EF - PM, fuel type, firing type
2019 | MI | C W Tippy | 1698 | 1 | HY | OP | NA | WAT |  | 198042.7 |  | 1.5381e-07 | EIA Prime Mover-level Data | NEI avg EF - PM, fuel type, firing type
2019 | MI | C W Tippy | 1698 | 2 | HY | OP | NA | WAT |  | 198042.7 |  | 1.5381e-07 | EIA Prime Mover-level Data | NEI avg EF - PM, fuel type, firing type
2019 | MI | C W Tippy | 1698 | 3 | HY | OP | NA | WAT |  | 198042.7 |  | 1.5381e-07 | EIA Prime Mover-level Data | NEI avg EF - PM, fuel type, firing type
2019 | MI | Cargill Salt | 54965 | ACTG | ST | OP | NA | NG |  | 1189965 | 4.7911 | 0.0080524 | EIA Prime Mover-level Data | NEI avg EF - PM, fuel type
2019 | MI | Cargill Salt | 54965 | DCT | ST | RE | NA | BIT
2019 | MI | Cargill Salt | 54965 | DCTG | ST | RE | NA | BIT
2019 | MI | Cargill Salt | 54965 | EACTG | ST | OA | NA | NG |  |  |  | 0.0080534
2019 | MI | Cargill Salt Hersey | 58196 | ST1 | ST | OP | NA | NG |  | 41127 | 0.16559 | 0.0080524 | EIA Prime Mover-level Data | NEI avg EF - PM, fuel type
2019 | MI | Caro | 1874 | 1 | IC | OP | NA | DFO |  | 11.479 | 0.0017792 | 0.31 | EIA Prime Mover-level Data | Estimated using an emission factor
2019 | MI | Caro | 1874 | 2 | IC | OP | NA | DFO |  | 11.479 | 0.0017792 | 0.31 | EIA Prime Mover-level Data | Estimated using an emission factor
2019 | MI | Caro | 1874 | 3 | IC | OP | NA | DFO |  | 11.479 | 0.0017792 | 0.31 | EIA Prime Mover-level Data | Estimated using an emission factor
2019 | MI | Caro | 1874 | 4 | IC | OP | NA | DFO |  | 13.245 | 0.002053 | 0.31 | EIA Prime Mover-level Data | Estimated using an emission factor
2019 | MI | Caro | 1874 | 5 | IC | OP | NA | DFO |  | 17.66 | 0.0027373 | 0.31 | EIA Prime Mover-level Data | Estimated using an emission factor
2019 | MI | Caro | 1874 | 6 | IC | OP | NA | DFO |  | 17.66 | 0.0027373 | 0.31 | EIA Prime Mover-level Data | Estimated using an emission factor
2019 | MI | Cascade Dam | 50436 | CAS1 | HY | OP | NA | WAT |  | 70183 |  | 1.5381e-07 | EIA Prime Mover-level Data | NEI avg EF - PM, fuel type, firing type
2019 | MI | Cataract (MI) | 7118 | 1 | HY | OP | NA | WAT |  | 63039 |  | 1.5381e-07 | EIA Prime Mover-level Data | NEI avg EF - PM, fuel type, firing type
2019 | MI | Central Michigan University | 56190 | GT1 | GT | OP | NA | NG |  | 371464 | 1.0184 | 0.0054834 | EIA Prime Mover-level Data | NEI avg EF - PM, fuel type, firing type
2019 | MI | Central Michigan University | 56190 | STM1 | ST | OP | NA | NG |  | 79928 | 0.32181 | 0.0080524 | EIA Prime Mover-level Data | NEI avg EF - PM, fuel type
2019 | MI | Chalk Hill | 1776 | 1 | HY | OP | NA | WAT |  | 128470.3 |  | 1.5381e-07 | EIA Prime Mover-level Data | NEI avg EF - PM, fuel type, firing type
2019 | MI | Chalk Hill | 1776 | 2 | HY | OP | NA | WAT |  | 128470.3 |  | 1.5381e-07 | EIA Prime Mover-level Data | NEI avg EF - PM, fuel type, firing type
2019 | MI | Chalk Hill | 1776 | 3 | HY | OP | NA | WAT |  | 128470.3 |  | 1.5381e-07 | EIA Prime Mover-level Data | NEI avg EF - PM, fuel type, firing type
2019 | MI | Chatham | 58254 | CT02R | GT | OP | NA | NG |  | 383.178 | 0.0010506 | 0.0054834 | EIA Prime Mover-level Data | NEI avg EF - PM, fuel type, firing type
2019 | MI | Chatham | 58254 | CTOIS | GT | OP | NA | NG |  | 393.822 | 0.0010797 | 0.0054834 | EIA Prime Mover-level Data | NEI avg EF - PM, fuel type, firing type
2019 | MI | Cheboygan | 50461 | GEN1 | HY | OP | NA | WAT |  | 43248 |  | 1.5381e-07 | EIA Prime Mover-level Data | NEI avg EF - PM, fuel type, firing type
2019 | MI | Claude Vandyke | 1880 | 5 | IC | RE | NA | NG
2019 | MI | Claude Vandyke | 1880 | 6 | CS |  | NA | NG |  | 7269.248 | 0.0015338 | 0.000422 | EIA Unit-level Data | Estimated using an emission factor
2019 | MI | Claude Vandyke | 1880 | 8 | GT | OP | NA | NG |  | 32688 | 0.089621 | 0.0054834 | EIA Prime Mover-level Data | NEI avg EF - PM, fuel type, firing type
2019 | MI | Clinton | 1818 | 1 | IC | RE | NA | DFO |  | 5 | 0.000775 | 0.31 | EIA Prime Mover-level Data | Estimated using an emission factor
2019 | MI | Clinton | 1818 | 2 | IC | RE | NA | DFO |  | 5 | 0.000775 | 0.31 | EIA Prime Mover-level Data | Estimated using an emission factor
2019 | MI | Clinton | 1818 | 3 | IC | RE | NA | DFO
2019 | MI | Clinton | 1818 | 4 | IC | RE | NA | DFO
2019 | MI | Clinton | 1818 | 5 | IC | RE | NA | DFO
2019 | MI | Clinton | 1818 | 6 | IC | RE | NA | DFO |  | 20 | 0.0031 | 0.31 | EIA Prime Mover-level Data | Estimated using an emission factor
2019 | MI | Coldwater Peaking Plant | 59467 | GEN1 | IC | OP | NA | NG |  | 16451 | 0.0034712 | 0.000422 | EIA Prime Mover-level Data | Estimated using an emission factor
2019 | MI | Coldwater Peaking Plant | 59467 | GEN2 | IC | OP | NA | NG |  | 16451 | 0.0034712 | 0.000422 | EIA Prime Mover-level Data | Estimated using an emission factor
2019 | MI | Coldwater Peaking Plant | 59467 | GEN3 | IC | OP | NA | NG |  | 16451 | 0.0034712 | 0.000422 | EIA Prime Mover-level Data | Estimated using an emission factor
2019 | MI | Colfax | 1725 | 1 | IC | OP | NA | DFO |  | 2165.8 | 0.3357 | 0.31 | EIA Prime Mover-level Data | Estimated using an emission factor
2019 | MI | Colfax | 1725 | 2 | IC | OP | NA | DFO |  | 2165.8 | 0.3357 | 0.31 | EIA Prime Mover-level Data | Estimated using an emission factor
2019 | MI | Colfax | 1725 | 3 | IC | OP | NA | DFO |  | 2165.8 | 0.3357 | 0.31 | EIA Prime Mover-level Data | Estimated using an emission factor
2019 | MI | Colfax | 1725 | 4 | IC | OP | NA | DFO |  | 2165.8 | 0.3357 | 0.31 | EIA Prime Mover-level Data | Estimated using an emission factor
2019 | MI | Colfax | 1725 | 5 | IC | OP | NA | DFO |  | 2165.8 | 0.3357 | 0.31 | EIA Prime Mover-level Data | Estimated using an emission factor
2019 | MI | Conners Creek | 1726 | 1 | IC | RE | NA | DFO
2019 | MI | Conners Creek | 1726 | 2 | IC | RE | NA | DFO
2019 | MI | Conners Creek | 1726 | 15 | ST | RE | WALL | NG
2019 | MI | Conners Creek | 1726 | 16 | ST | RE | WALL | NG
2019 | MI | Constantine | 1760 | 1 | HY | OP | NA | WAT |  | 8730.25 |  | 1.5381e-07 | EIA Prime Mover-level Data | NEI avg EF - PM, fuel type, firing type
2019 | MI | Constantine | 1760 | 2 | HY | OP | NA | WAT |  | 8730.25 |  | 1.5381e-07 | EIA Prime Mover-level Data | NEI avg EF - PM, fuel type, firing type
2019 | MI | Constantine | 1760 | 3 | HY | OP | NA | WAT |  | 8730.25 |  | 1.5381e-07 | EIA Prime Mover-level Data | NEI avg EF - PM, fuel type, firing type
2019 | MI | Constantine | 1760 | 4 | HY | OP | NA | WAT |  | 8730.25 |  | 1.5381e-07 | EIA Prime Mover-level Data | NEI avg EF - PM, fuel type, firing type
2019 | MI | Cooke | 1700 | 1 | HY | OP | NA | WAT |  | 96118 |  | 1.5381e-07 | EIA Prime Mover-level Data | NEI avg EF - PM, fuel type, firing type
2019 | MI | Cooke | 1700 | 2 | HY | OP | NA | WAT |  | 96118 |  | 1.5381e-07 | EIA Prime Mover-level Data | NEI avg EF - PM, fuel type, firing type
2019 | MI | Cooke | 1700 | 3 | HY | OP | NA | WAT |  | 96118 |  | 1.5381e-07 | EIA Prime Mover-level Data | NEI avg EF - PM, fuel type, firing type
2019 | MI | Coopersville | 54756 | 3-1 | IC | OP | NA | LFG |  | 56613.13 | 0.41611 | 0.0147 | EIA Prime Mover-level Data | Estimated using an emission factor
2019 | MI | Coopersville | 54756 | 3-2 | IC | OP | NA | LFG |  | 56613.13 | 0.41611 | 0.0147 | EIA Prime Mover-level Data | Estimated using an emission factor
2019 | MI | Coopersville | 54756 | 3-3 | IC | OP | NA | LFG |  | 56613.13 | 0.41611 | 0.0147 | EIA Prime Mover-level Data | Estimated using an emission factor
2019 | MI | Coopersville | 54756 | 3-4 | IC | OP | NA | LFG |  | 56613.13 | 0.41611 | 0.0147 | EIA Prime Mover-level Data | Estimated using an emission factor
2019 | MI | Coopersville | 54756 | 3-5 | IC | OP | NA | LFG |  | 56613.13 | 0.41611 | 0.0147 | EIA Prime Mover-level Data | Estimated using an emission factor
2019 | MI | Coopersville | 54756 | 3-6 | IC | OP | NA | LFG |  | 56613.13 | 0.41611 | 0.0147 | EIA Prime Mover-level Data | Estimated using an emission factor
2019 | MI | Coopersville | 54756 | 3-7 | IC | OP | NA | LFG |  | 113226.3 | 0.83221 | 0.0147 | EIA Prime Mover-level Data | Estimated using an emission factor
2019 | MI | Crescent Wind Park | 63686 | GFWP | WT | U | NA | WND
2019 | MI | Cross Winds Energy Park | 58830 | CWEP | WT | OP | NA | WND |  | 2023023 |  | 0 | EIA Prime Mover-level Data | Estimated using an emission factor
2019 | MI | Cross Winds Energy Park | 58830 | CWEP2 | WT | OP | NA | WND |  | 801919.1 |  | 0 | EIA Prime Mover-level Data | Estimated using an emission factor
2019 | MI | Cross Winds Energy Park | 58830 | CWEP3 | WT | OP | NA | WND |  | 1383311 |  | 0 | EIA Prime Mover-level Data | Estimated using an emission factor
2019 | MI | Croswell | 7497 | 1 | IC | SB | NA | DFO |  |  |  | 0.30942
2019 | MI | Croswell | 7497 | 2 | IC | SB | NA | DFO |  |  |  | 0.30942
2019 | MI | Croswell | 7497 | 3 | IC | SB | NA | DFO |  |  |  | 0.30942
2019 | MI | Croswell | 7497 | 4 | IC | SB | NA | DFO |  |  |  | 0.30942
2019 | MI | Croswell | 7497 | 5 | IC | SB | NA | DFO |  |  |  | 0.30942
2019 | MI | Croton | 1701 | 1 | HY | OP | NA | WAT |  | 119591.8 |  | 1.5381e-07 | EIA Prime Mover-level Data | NEI avg EF - PM, fuel type, firing type
2019 | MI | Croton | 1701 | 2 | HY | OP | NA | WAT |  | 119591.8 |  | 1.5381e-07 | EIA Prime Mover-level Data | NEI avg EF - PM, fuel type, firing type
2019 | MI | Croton | 1701 | 3 | HY | OP | NA | WAT |  | 55809.5 |  | 1.5381e-07 | EIA Prime Mover-level Data | NEI avg EF - PM, fuel type, firing type
2019 | MI | Croton | 1701 | 4 | HY | OP | NA | WAT |  | 59795.9 |  | 1.5381e-07 | EIA Prime Mover-level Data | NEI avg EF - PM, fuel type, firing type
2019 | MI | Crystal Falls | 1821 | 1 | HY | OP | NA | WAT |  | 17298.6 |  | 1.5381e-07 | EIA Prime Mover-level Data | NEI avg EF - PM, fuel type, firing type
2019 | MI | Crystal Falls | 1821 | 2 | HY | OP | NA | WAT |  | 17298.6 |  | 1.5381e-07 | EIA Prime Mover-level Data | NEI avg EF - PM, fuel type, firing type
2019 | MI | Crystal Falls | 1821 | 3 | HY | OP | NA | WAT |  | 23064.8 |  | 1.5381e-07 | EIA Prime Mover-level Data | NEI avg EF - PM, fuel type, firing type
2019 | MI | Dafter | 1868 | 1 | IC | OP | NA | DFO |  | 593.875 | 0.092051 | 0.31 | EIA Prime Mover-level Data | Estimated using an emission factor
2019 | MI | Dafter | 1868 | 2 | IC | RE | NA | DFO
2019 | MI | Dafter | 1868 | 3 | IC | OP | NA | DFO |  | 593.875 | 0.092051 | 0.31 | EIA Prime Mover-level Data | Estimated using an emission factor
2019 | MI | Dafter | 1868 | 4 | IC | OP | NA | DFO |  | 1781.625 | 0.27615 | 0.31 | EIA Prime Mover-level Data | Estimated using an emission factor
2019 | MI | Dafter | 1868 | 5 | IC | OP | NA | DFO |  | 1781.625 | 0.27615 | 0.31 | EIA Prime Mover-level Data | Estimated using an emission factor
2019 | MI | Dayton (MI) | 1727 | 1 | IC | RE | NA | DFO
2019 | MI | Dayton (MI) | 1727 | 2 | IC | RE | NA | DFO
2019 | MI | Dayton (MI) | 1727 | 3 | IC | RE | NA | DFO
2019 | MI | Dayton (MI) | 1727 | 4 | IC | RE | NA | DFO
2019 | MI | Dayton (MI) | 1727 | 5 | IC | RE | NA | DFO
2019 | MI | Dearborn Energy Center | 62289 | GTG-1 | CT |  | NA |  |  | 0 |  |  | EIA Unit-level Data
2019 | MI | Dearborn Energy Center | 62289 | GTG-2 | CT |  | NA |  |  | 0 |  |  | EIA Unit-level Data
2019 | MI | Dearborn Energy Center | 62289 | STG-1 | CA |  | NA |  |  | 0 |  |  | EIA Unit-level Data
2019 | MI | Decorative Panels Intl | 10149 | GEN1 | ST | OP | NA | NG |  | 2122351 | 8.545 | 0.0080524 | EIA Prime Mover-level Data | NEI avg EF - PM, fuel type
2019 | MI | Deerfield Wind Energy, LLC | 60883 | WT1 | WT | OP | NA | WND |  | 1300704 |  | 0 | EIA Prime Mover-level Data | Estimated using an emission factor
2019 | MI | Deerfield Wind Energy, LLC | 60883 | WT2 | WT | OP | NA | WND |  | 2329385 |  | 0 | EIA Prime Mover-level Data | Estimated using an emission factor
2019 | MI | Deerfield Wind Energy, LLC | 60883 | WT3 | WT | OP | NA | WND |  | 1028681 |  | 0 | EIA Prime Mover-level Data | Estimated using an emission factor
2019 | MI | Delta Energy Park | 63259 | DEPC2 | CT | U | NA | NG
2019 | MI | Delta Energy Park | 63259 | DEPC3 | CT | U | NA | NG
2019 | MI | Delta Energy Park | 63259 | DEPS1 | GT | U | NA | NG
2019 | MI | Delta Energy Park | 63259 | DEPST | CA | U | NA | NG
2019 | MI | Delta Solar Power I | 61954 | DSPI | PV | OP | NA | SUN |  | 114541 |  | 0 | EIA Prime Mover-level Data | Estimated using an emission factor
2019 | MI | Delta Solar Power II | 61955 | DSPII | PV | OP | NA | SUN |  | 219964 |  | 0 | EIA Prime Mover-level Data | Estimated using an emission factor
2019 | MI | Demille Solar Farm | 60346 | 1 | PV | OP | NA | SUN |  | 369383 |  | 0 | EIA Prime Mover-level Data | Estimated using an emission factor
2019 | MI | Detour | 6369 | 6 | IC | OP | NA | DFO |  | 3633.5 | 0.56319 | 0.31 | EIA Prime Mover-level Data | Estimated using an emission factor
2019 | MI | Detour | 6369 | 7 | IC | OP | NA | DFO |  | 3633.5 | 0.56319 | 0.31 | EIA Prime Mover-level Data | Estimated using an emission factor
2019 | MI | DG AMP Solar Coldwater | 61435 | AMPCW | PV | OP | NA | SUN |  | 17122 |  | 0 | EIA Prime Mover-level Data | Estimated using an emission factor
2019 | MI | Domino Farms Solar | 60017 | 1 | PV | OP | NA | SUN |  | 12286 |  | 0 | EIA Prime Mover-level Data | Estimated using an emission factor
2019 | MI | Donald C Cook | 6000 | 1 | ST | OP | NA | NUC |  | 76666360 |  | 0 | EIA Prime Mover-level Data | Estimated using an emission factor
2019 | MI | Donald C Cook | 6000 | 2 | ST | OP | NA | NUC |  | 92047560 |  | 0 | EIA Prime Mover-level Data | Estimated using an emission factor
2019 | MI | E.B. Eddy Paper Inc | 58222 | 3TU | ST | OP | NA | NG |  | 1572270 | 6.3303 | 0.0080524 | EIA Prime Mover-level Data | NEI avg EF - PM, fuel type
2019 | MI | Eagle Valley (MI) | 57405 | GEN1 | IC | OP | NA | LFG |  | 132735 | 0.9756 | 0.0147 | EIA Prime Mover-level Data | Estimated using an emission factor
2019 | MI | Eagle Valley (MI) | 57405 | GEN2 | IC | OP | NA | LFG |  | 132735 | 0.9756 | 0.0147 | EIA Prime Mover-level Data | Estimated using an emission factor
2019 | MI | East. Michigan Univ. Heating Plant | 59452 | COGEN | GT | RE | NA | NG
2019 | MI | East. Michigan Univ. Heating Plant | 59452 | COGN2 | GT | OP | NA | NG |  | 536755 | 1.4716 | 0.0054834 | EIA Prime Mover-level Data | NEI avg EF - PM, fuel type, firing type
2019 | MI | Echo Wind Park | 58121 | GEN1 | WT | OP | NA | WND |  | 1069329 |  | 0 | EIA Prime Mover-level Data | Estimated using an emission factor
2019 | MI | Echo Wind Park | 58121 | GEN2 | WT | OP | NA | WND |  | 1345285 |  | 0 | EIA Prime Mover-level Data | Estimated using an emission factor
2019 | MI | Echo Wind Park | 58121 | GEN3 | WT | OP | NA | WND |  | 1077953 |  | 0 | EIA Prime Mover-level Data | Estimated using an emission factor
2019 | MI | Edenville | 50158 | 1 | HY | OS | NA | WAT |  |  |  | 1.5381e-07
2019 | MI | Edenville | 50158 | 2 | HY | OS | NA | WAT |  |  |  | 1.5381e-07
2019 | MI | Edison Sault | 1751 | 6 | HY | OP | NA | WAT |  | 28982.27 |  | 1.5381e-07 | EIA Prime Mover-level Data | NEI avg EF - PM, fuel type, firing type
2019 | MI | Edison Sault | 1751 | 7 | HY | OP | NA | WAT |  | 28982.27 |  | 1.5381e-07 | EIA Prime Mover-level Data | NEI avg EF - PM, fuel type, firing type
2019 | MI | Edison Sault | 1751 | 8 | HY | OP | NA | WAT |  | 28982.27 |  | 1.5381e-07 | EIA Prime Mover-level Data | NEI avg EF - PM, fuel type, firing type
2019 | MI | Edison Sault | 1751 | 9 | HY | OP | NA | WAT |  | 28982.27 |  | 1.5381e-07 | EIA Prime Mover-level Data | NEI avg EF - PM, fuel type, firing type
2019 | MI | Edison Sault | 1751 | 10 | HY | OP | NA | WAT |  | 28982.27 |  | 1.5381e-07 | EIA Prime Mover-level Data | NEI avg EF - PM, fuel type, firing type
2019 | MI | Edison Sault | 1751 | 11 | HY | OP | NA | WAT |  | 28982.27 |  | 1.5381e-07 | EIA Prime Mover-level Data | NEI avg EF - PM, fuel type, firing type
2019 | MI | Edison Sault | 1751 | 12 | HY | OP | NA | WAT |  | 28982.27 |  | 1.5381e-07 | EIA Prime Mover-level Data | NEI avg EF - PM, fuel type, firing type
2019 | MI | Edison Sault | 1751 | 13 | HY | OP | NA | WAT |  | 28982.27 |  | 1.5381e-07 | EIA Prime Mover-level Data | NEI avg EF - PM, fuel type, firing type
2019 | MI | Edison Sault | 1751 | 14 | HY | OP | NA | WAT |  | 28982.27 |  | 1.5381e-07 | EIA Prime Mover-level Data | NEI avg EF - PM, fuel type, firing type
2019 | MI | Edison Sault | 1751 | 15 | HY | OP | NA | WAT |  | 28982.27 |  | 1.5381e-07 | EIA Prime Mover-level Data | NEI avg EF - PM, fuel type, firing type
2019 | MI | Edison Sault | 1751 | 16 | HY | OP | NA | WAT |  | 28982.27 |  | 1.5381e-07 | EIA Prime Mover-level Data | NEI avg EF - PM, fuel type, firing type
2019 | MI | Edison Sault | 1751 | 17 | HY | OP | NA | WAT |  | 28982.27 |  | 1.5381e-07 | EIA Prime Mover-level Data | NEI avg EF - PM, fuel type, firing type
2019 | MI | Edison Sault | 1751 | 18 | HY | OP | NA | WAT |  | 28982.27 |  | 1.5381e-07 | EIA Prime Mover-level Data | NEI avg EF - PM, fuel type, firing type
2019 | MI | Edison Sault | 1751 | 19 | HY | OP | NA | WAT |  | 28982.27 |  | 1.5381e-07 | EIA Prime Mover-level Data | NEI avg EF - PM, fuel type, firing type
2019 | MI | Edison Sault | 1751 | 20 | HY | OP | NA | WAT |  | 28982.27 |  | 1.5381e-07 | EIA Prime Mover-level Data | NEI avg EF - PM, fuel type, firing type
2019 | MI | Edison Sault | 1751 | 21 | HY | OP | NA | WAT |  | 28982.27 |  | 1.5381e-07 | EIA Prime Mover-level Data | NEI avg EF - PM, fuel type, firing type
2019 | MI | Edison Sault | 1751 | 22 | HY | OP | NA | WAT |  | 28982.27 |  | 1.5381e-07 | EIA Prime Mover-level Data | NEI avg EF - PM, fuel type, firing type
2019 | MI | Edison Sault | 1751 | 23 | HY | OP | NA | WAT |  | 28982.27 |  | 1.5381e-07 | EIA Prime Mover-level Data | NEI avg EF - PM, fuel type, firing type
2019 | MI | Edison Sault | 1751 | 24 | HY | OP | NA | WAT |  | 28982.27 |  | 1.5381e-07 | EIA Prime Mover-level Data | NEI avg EF - PM, fuel type, firing type
2019 | MI | Edison Sault | 1751 | 25 | HY | OP | NA | WAT |  | 28982.27 |  | 1.5381e-07 | EIA Prime Mover-level Data | NEI avg EF - PM, fuel type, firing type
2019 | MI | Edison Sault | 1751 | 26 | HY | OP | NA | WAT |  | 28982.27 |  | 1.5381e-07 | EIA Prime Mover-level Data | NEI avg EF - PM, fuel type, firing type
2019 | MI | Edison Sault | 1751 | 27 | HY | OP | NA | WAT |  | 28982.27 |  | 1.5381e-07 | EIA Prime Mover-level Data | NEI avg EF - PM, fuel type, firing type
2019 | MI | Edison Sault | 1751 | 28 | HY | OP | NA | WAT |  | 28982.27 |  | 1.5381e-07 | EIA Prime Mover-level Data | NEI avg EF - PM, fuel type, firing type
2019 | MI | Edison Sault | 1751 | 29 | HY | OP | NA | WAT |  | 28982.27 |  | 1.5381e-07 | EIA Prime Mover-level Data | NEI avg EF - PM, fuel type, firing type
2019 | MI | Edison Sault | 1751 | 30 | HY | OP | NA | WAT |  | 28982.27 |  | 1.5381e-07 | EIA Prime Mover-level Data | NEI avg EF - PM, fuel type, firing type
2019 | MI | Edison Sault | 1751 | 31 | HY | OP | NA | WAT |  | 28982.27 |  | 1.5381e-07 | EIA Prime Mover-level Data | NEI avg EF - PM, fuel type, firing type
2019 | MI | Edison Sault | 1751 | 32 | HY | OP | NA | WAT |  | 28982.27 |  | 1.5381e-07 | EIA Prime Mover-level Data | NEI avg EF - PM, fuel type, firing type
2019 | MI | Edison Sault | 1751 | 33 | HY | OP | NA | WAT |  | 28982.27 |  | 1.5381e-07 | EIA Prime Mover-level Data | NEI avg EF - PM, fuel type, firing type
2019 | MI | Edison Sault | 1751 | 34 | HY | OP | NA | WAT |  | 28982.27 |  | 1.5381e-07 | EIA Prime Mover-level Data | NEI avg EF - PM, fuel type, firing type
2019 | MI | Edison Sault | 1751 | 35 | HY | OP | NA | WAT |  | 28982.27 |  | 1.5381e-07 | EIA Prime Mover-level Data | NEI avg EF - PM, fuel type, firing type
2019 | MI | Edison Sault | 1751 | 36 | HY | OP | NA | WAT |  | 28982.27 |  | 1.5381e-07 | EIA Prime Mover-level Data | NEI avg EF - PM, fuel type, firing type
2019 | MI | Edison Sault | 1751 | 37 | HY | OP | NA | WAT |  | 28982.27 |  | 1.5381e-07 | EIA Prime Mover-level Data | NEI avg EF - PM, fuel type, firing type
2019 | MI | Edison Sault | 1751 | 38 | HY | OP | NA | WAT |  | 28982.27 |  | 1.5381e-07 | EIA Prime Mover-level Data | NEI avg EF - PM, fuel type, firing type
2019 | MI | Edison Sault | 1751 | 39 | HY | OP | NA | WAT |  | 28982.27 |  | 1.5381e-07 | EIA Prime Mover-level Data | NEI avg EF - PM, fuel type, firing type
2019 | MI | Edison Sault | 1751 | 40 | HY | OP | NA | WAT |  | 28982.27 |  | 1.5381e-07 | EIA Prime Mover-level Data | NEI avg EF - PM, fuel type, firing type
2019 | MI | Edison Sault | 1751 | 41 | HY | OP | NA | WAT |  | 28982.27 |  | 1.5381e-07 | EIA Prime Mover-level Data | NEI avg EF - PM, fuel type, firing type
2019 | MI | Edison Sault | 1751 | 42 | HY | OP | NA | WAT |  | 24151.89 |  | 1.5381e-07 | EIA Prime Mover-level Data | NEI avg EF - PM, fuel type, firing type
2019 | MI | Edison Sault | 1751 | 45 | HY | OP | NA | WAT |  | 28982.27 |  | 1.5381e-07 | EIA Prime Mover-level Data | NEI avg EF - PM, fuel type, firing type
2019 | MI | Edison Sault | 1751 | 46 | HY | OP | NA | WAT |  | 28982.27 |  | 1.5381e-07 | EIA Prime Mover-level Data | NEI avg EF - PM, fuel type, firing type
2019 | MI | Edison Sault | 1751 | 47 | HY | OP | NA | WAT |  | 28982.27 |  | 1.5381e-07 | EIA Prime Mover-level Data | NEI avg EF - PM, fuel type, firing type
2019 | MI | Edison Sault | 1751 | 48 | HY | OP | NA | WAT |  | 28982.27 |  | 1.5381e-07 | EIA Prime Mover-level Data | NEI avg EF - PM, fuel type, firing type
2019 | MI | Edison Sault | 1751 | 49 | HY | OP | NA | WAT |  | 28982.27 |  | 1.5381e-07 | EIA Prime Mover-level Data | NEI avg EF - PM, fuel type, firing type
2019 | MI | Edison Sault | 1751 | 50 | HY | OP | NA | WAT |  | 28982.27 |  | 1.5381e-07 | EIA Prime Mover-level Data | NEI avg EF - PM, fuel type, firing type
2019 | MI | Edison Sault | 1751 | 51 | HY | OP | NA | WAT |  | 28982.27 |  | 1.5381e-07 | EIA Prime Mover-level Data | NEI avg EF - PM, fuel type, firing type
2019 | MI | Edison Sault | 1751 | 52 | HY | OP | NA | WAT |  | 28982.27 |  | 1.5381e-07 | EIA Prime Mover-level Data | NEI avg EF - PM, fuel type, firing type
2019 | MI | Edison Sault | 1751 | 53 | HY | OP | NA | WAT |  | 28982.27 |  | 1.5381e-07 | EIA Prime Mover-level Data | NEI avg EF - PM, fuel type, firing type
2019 | MI | Edison Sault | 1751 | 54 | HY | OP | NA | WAT |  | 28982.27 |  | 1.5381e-07 | EIA Prime Mover-level Data | NEI avg EF - PM, fuel type, firing type
2019 | MI | Edison Sault | 1751 | 55 | HY | OP | NA | WAT |  | 28982.27 |  | 1.5381e-07 | EIA Prime Mover-level Data | NEI avg EF - PM, fuel type, firing type
2019 | MI | Edison Sault | 1751 | 56 | HY | OP | NA | WAT |  | 28982.27 |  | 1.5381e-07 | EIA Prime Mover-level Data | NEI avg EF - PM, fuel type, firing type
2019 | MI | Edison Sault | 1751 | 57 | HY | OP | NA | WAT |  | 28982.27 |  | 1.5381e-07 | EIA Prime Mover-level Data | NEI avg EF - PM, fuel type, firing type
2019 | MI | Edison Sault | 1751 | 58 | HY | OP | NA | WAT |  | 28982.27 |  | 1.5381e-07 | EIA Prime Mover-level Data | NEI avg EF - PM, fuel type, firing type
2019 | MI | Edison Sault | 1751 | 59 | HY | OP | NA | WAT |  | 28982.27 |  | 1.5381e-07 | EIA Prime Mover-level Data | NEI avg EF - PM, fuel type, firing type
2019 | MI | Edison Sault | 1751 | 60 | HY | OP | NA | WAT |  | 28982.27 |  | 1.5381e-07 | EIA Prime Mover-level Data | NEI avg EF - PM, fuel type, firing type
2019 | MI | Edison Sault | 1751 | 61 | HY | OP | NA | WAT |  | 28982.27 |  | 1.5381e-07 | EIA Prime Mover-level Data | NEI avg EF - PM, fuel type, firing type
2019 | MI | Edison Sault | 1751 | 62 | HY | OP | NA | WAT |  | 24151.89 |  | 1.5381e-07 | EIA Prime Mover-level Data | NEI avg EF - PM, fuel type, firing type
2019 | MI | Edison Sault | 1751 | 63 | HY | OP | NA | WAT |  | 24151.89 |  | 1.5381e-07 | EIA Prime Mover-level Data | NEI avg EF - PM, fuel type, firing type
2019 | MI | Edison Sault | 1751 | 64 | HY | OP | NA | WAT |  | 24151.89 |  | 1.5381e-07 | EIA Prime Mover-level Data | NEI avg EF - PM, fuel type, firing type
2019 | MI | Edison Sault | 1751 | 65 | HY | OP | NA | WAT |  | 24151.89 |  | 1.5381e-07 | EIA Prime Mover-level Data | NEI avg EF - PM, fuel type, firing type
2019 | MI | Edison Sault | 1751 | 66 | HY | OP | NA | WAT |  | 24151.89 |  | 1.5381e-07 | EIA Prime Mover-level Data | NEI avg EF - PM, fuel type, firing type
2019 | MI | Edison Sault | 1751 | 67 | HY | OP | NA | WAT |  | 24151.89 |  | 1.5381e-07 | EIA Prime Mover-level Data | NEI avg EF - PM, fuel type, firing type
2019 | MI | Edison Sault | 1751 | 68 | HY | OP | NA | WAT |  | 24151.89 |  | 1.5381e-07 | EIA Prime Mover-level Data | NEI avg EF - PM, fuel type, firing type
2019 | MI | Edison Sault | 1751 | 69 | HY | OP | NA | WAT |  | 24151.89 |  | 1.5381e-07 | EIA Prime Mover-level Data | NEI avg EF - PM, fuel type, firing type
2019 | MI | Edison Sault | 1751 | 70 | HY | OP | NA | WAT |  | 24151.89 |  | 1.5381e-07 | EIA Prime Mover-level Data | NEI avg EF - PM, fuel type, firing type
2019 | MI | Edison Sault | 1751 | 71 | HY | OP | NA | WAT |  | 24151.89 |  | 1.5381e-07 | EIA Prime Mover-level Data | NEI avg EF - PM, fuel type, firing type
2019 | MI | Edison Sault | 1751 | 72 | HY | OP | NA | WAT |  | 24151.89 |  | 1.5381e-07 | EIA Prime Mover-level Data | NEI avg EF - PM, fuel type, firing type
2019 | MI | Edison Sault | 1751 | 73 | HY | OP | NA | WAT |  | 24151.89 |  | 1.5381e-07 | EIA Prime Mover-level Data | NEI avg EF - PM, fuel type, firing type
2019 | MI | Edison Sault | 1751 | 74 | HY | OP | NA | WAT |  | 24151.89 |  | 1.5381e-07 | EIA Prime Mover-level Data | NEI avg EF - PM, fuel type, firing type
2019 | MI | Edison Sault | 1751 | 75 | HY | OP | NA | WAT |  | 24151.89 |  | 1.5381e-07 | EIA Prime Mover-level Data | NEI avg EF - PM, fuel type, firing type
2019 | MI | Edison Sault | 1751 | 76 | HY | OP | NA | WAT |  | 24151.89 |  | 1.5381e-07 | EIA Prime Mover-level Data | NEI avg EF - PM, fuel type, firing type
2019 | MI | Edison Sault | 1751 | 77 | HY | OP | NA | WAT |  | 24151.89 |  | 1.5381e-07 | EIA Prime Mover-level Data | NEI avg EF - PM, fuel type, firing type
2019 | MI | Edison Sault | 1751 | 78 | HY | OP | NA | WAT |  | 24151.89 |  | 1.5381e-07 | EIA Prime Mover-level Data | NEI avg EF - PM, fuel type, firing type
2019 | MI | Edison Sault | 1751 | 79 | HY | OP | NA | WAT |  | 24151.89 |  | 1.5381e-07 | EIA Prime Mover-level Data | NEI avg EF - PM, fuel type, firing type
2019 | MI | Edison Sault | 1751 | 80 | HY | OP | NA | WAT |  | 24151.89 |  | 1.5381e-07 | EIA Prime Mover-level Data | NEI avg EF - PM, fuel type, firing type
2019 | MI | Endicott Station | 4259 | 1 | ST | RE | NA | BIT
2019 | MI | Endicott Station | 4259 | 2 | IC | RE | NA | DFO
2019 | MI | Endicott Station | 4259 | 3 | IC | RE | NA | DFO
2019 | MI | Escanaba Mill | 10208 | 7 | ST | OP | WALL | NG |  | 105826 | 0.37962 | 0.0071744 | EIA Unit-level Data | NEI avg EF - PM, fuel type, firing type
2019 | MI | Escanaba Mill | 10208 | 8 | ST | OP | WALL | NG |  | 2425089 | 8.6993 | 0.0071744 | EIA Unit-level Data | NEI avg EF - PM, fuel type, firing type
2019 | MI | Escanaba Mill | 10208 | 9 | ST | OP | STOKER | WDS |  | 1136164 | 19.6632 | 0.034613 | EIA Unit-level Data | NEI avg EF - PM, fuel type, firing type
2019 | MI | Escanaba Mill | 10208 | 10 | ST | OP | WALL | BLQ |  | 8269984 | 0.38579 | 9.33e-05 | EIA Unit-level Data | Estimated using an emission factor
2019 | MI | Escanaba Mill | 10208 | 11 | ST | OP | TANGENTIAL | NG |  | 5518519 | 25.9304 | 0.0093976 | EIA Unit-level Data | NEI avg EF - PM, fuel type, firing type
2019 | MI | F.D. Kuester Generating Station | 61392 | K1 | IC | OP | NA | NG |  | 543064 | 0.11456 | 0.0004219 | EIA Prime Mover-level Data | NEI avg EF - PM, fuel type, firing type
2019 | MI | F.D. Kuester Generating Station | 61392 | K2 | IC | OP | NA | NG |  | 543064 | 0.11456 | 0.0004219 | EIA Prime Mover-level Data | NEI avg EF - PM, fuel type, firing type
2019 | MI | F.D. Kuester Generating Station | 61392 | K3 | IC | OP | NA | NG |  | 543064 | 0.11456 | 0.0004219 | EIA Prime Mover-level Data | NEI avg EF - PM, fuel type, firing type
2019 | MI | F.D. Kuester Generating Station | 61392 | K4 | IC | OP | NA | NG |  | 543064 | 0.11456 | 0.0004219 | EIA Prime Mover-level Data | NEI avg EF - PM, fuel type, firing type
2019 | MI | F.D. Kuester Generating Station | 61392 | K5 | IC | OP | NA | NG |  | 543064 | 0.11456 | 0.0004219 | EIA Prime Mover-level Data | NEI avg EF - PM, fuel type, firing type
2019 | MI | F.D. Kuester Generating Station | 61392 | K6 | IC | OP | NA | NG |  | 543064 | 0.11456 | 0.0004219 | EIA Prime Mover-level Data | NEI avg EF - PM, fuel type, firing type
2019 | MI | F.D. Kuester Generating Station | 61392 | K7 | IC | OP | NA | NG |  | 543064 | 0.11456 | 0.0004219 | EIA Prime Mover-level Data | NEI avg EF - PM, fuel type, firing type
2019 | MI | Fairbanks Wind Park | 63600 | 1 | WT | U | NA | WND
2019 | MI | Fermi | 1729 | 2 | ST | OP | NA | NUC |  | 103228500 |  | 0 | EIA Prime Mover-level Data | Estimated using an emission factor
2019 | MI | Fermi | 1729 | 3 | GT | OP | NA | DFO |  | 2342.75 | 0.020217 | 0.017259 | EIA Prime Mover-level Data | NEI avg EF - PM, fuel type, firing type
2019 | MI | Fermi | 1729 | 4 | GT | OP | NA | DFO |  | 2342.75 | 0.020217 | 0.017259 | EIA Prime Mover-level Data | NEI avg EF - PM, fuel type, firing type
2019 | MI | Fermi | 1729 | GT1 | GT | OP | NA | DFO |  | 2342.75 | 0.020217 | 0.017259 | EIA Prime Mover-level Data | NEI avg EF - PM, fuel type, firing type
2019 | MI | Fermi | 1729 | GT2 | GT | OP | NA | DFO |  | 2342.75 | 0.020217 | 0.017259 | EIA Prime Mover-level Data | NEI avg EF - PM, fuel type, firing type
2019 | MI | Five Channels | 1704 | 1 | HY | OP | NA | WAT |  | 127995 |  | 1.5381e-07 | EIA Prime Mover-level Data | NEI avg EF - PM, fuel type, firing type
2019 | MI | Five Channels | 1704 | 2 | HY | OP | NA | WAT |  | 127995 |  | 1.5381e-07 | EIA Prime Mover-level Data | NEI avg EF - PM, fuel type, firing type
2019 | MI | Foote | 1705 | 1 | HY | OP | NA | WAT |  | 108682.7 |  | 1.5381e-07 | EIA Prime Mover-level Data | NEI avg EF - PM, fuel type, firing type
2019 | MI | Foote | 1705 | 2 | HY | OP | NA | WAT |  | 108682.7 |  | 1.5381e-07 | EIA Prime Mover-level Data | NEI avg EF - PM, fuel type, firing type
2019 | MI | Foote | 1705 | 3 | HY | OP | NA | WAT |  | 108682.7 |  | 1.5381e-07 | EIA Prime Mover-level Data | NEI avg EF - PM, fuel type, firing type
2019 | MI | Ford World Headquarters | 60018 | 1 | PV | OP | NA | SUN |  | 7229 |  | 0 | EIA Prime Mover-level Data | Estimated using an emission factor
2019 | MI | Four Mile Hydropower Project | 54341 | 1 | HY | OP | NA | WAT |  | 33790.5 |  | 1.5381e-07 | EIA Prime Mover-level Data | NEI avg EF - PM, fuel type, firing type
2019 | MI | Four Mile Hydropower Project | 54341 | 2 | HY | OP | NA | WAT |  | 33790.5 |  | 1.5381e-07 | EIA Prime Mover-level Data | NEI avg EF - PM, fuel type, firing type
2019 | MI | Four Mile Hydropower Project | 54341 | 3 | HY | OP | NA | WAT |  | 33790.5 |  | 1.5381e-07 | EIA Prime Mover-level Data | NEI avg EF - PM, fuel type, firing type
2019 | MI | Four Mile Hydropower Project | 54341 | 4 | HY | OP | NA | WAT |  | 11263.5 |  | 1.5381e-07 | EIA Prime Mover-level Data | NEI avg EF - PM, fuel type, firing type
2019 | MI | Four Mile Hydropower Project | 54341 | 5 | HY | CN | NA | WAT
2019 | MI | Frank Jenkins | 1851 | 3 | IC | RE | NA | DFO
2019 | MI | Frank Jenkins | 1851 | 4 | IC | SB | NA | DFO |  |  |  | 0.30942
2019 | MI | Frank Jenkins | 1851 | 5 | IC | SB | NA | DFO |  |  |  | 0.30942
2019 | MI | Frank Jenkins | 1851 | 6 | IC | SB | NA | DFO |  |  |  | 0.30942
2019 | MI | Fremont Community Digester, LLC | 59785 | 19001 | IC | OP | NA | OBG |  | 25311 | 0.18604 | 0.0147 | EIA Prime Mover-level Data | Estimated using an emission factor
2019 | MI | Fremont Community Digester, LLC | 59785 | 19002 | IC | OP | NA | OBG |  | 25311 | 0.18604 | 0.0147 | EIA Prime Mover-level Data | Estimated using an emission factor
2019 | MI | French Landing Dam | 50437 | FRL1 | HY | OP | NA | WAT |  | 89892 |  | 1.5381e-07 | EIA Prime Mover-level Data | NEI avg EF - PM, fuel type, firing type
2019 | MI | French Paper Hydro | 10656 | 1 | HY | OP | NA | WAT |  | 9804.692 |  | 1.5381e-07 | EIA Prime Mover-level Data | NEI avg EF - PM, fuel type, firing type
2019 | MI | French Paper Hydro | 10656 | 2 | HY | OP | NA | WAT |  | 13072.92 |  | 1.5381e-07 | EIA Prime Mover-level Data | NEI avg EF - PM, fuel type, firing type
2019 | MI | French Paper Hydro | 10656 | 3 | HY | OP | NA | WAT |  | 13072.92 |  | 1.5381e-07 | EIA Prime Mover-level Data | NEI avg EF - PM, fuel type, firing type
2019 | MI | French Paper Hydro | 10656 | 4 | HY | OP | NA | WAT |  | 6536.461 |  | 1.5381e-07 | EIA Prime Mover-level Data | NEI avg EF - PM, fuel type, firing type
2019 | MI | Gaylord - Consumers | 1706 | 1 | GT | RE | NA | NG |  |  |  | 0.0054834
2019 | MI | Gaylord - Consumers | 1706 | 2 | GT | RE | NA | NG |  |  |  | 0.0054834
2019 | MI | Gaylord - Consumers | 1706 | 3 | GT | RE | NA | NG |  |  |  | 0.0054834
2019 | MI | Gaylord - Consumers | 1706 | 4 | GT | RE | NA | NG
2019 | MI | Gaylord - Consumers | 1706 | 5 | GT | RE | NA | NG
2019 | MI | Gaylord - Wolverine | 7932 | 1 | GT | OP | NA | NG |  | 316140.3 | 0.86676 | 0.0054834 | EIA Prime Mover-level Data | NEI avg EF - PM, fuel type, firing type
2019 | MI | Gaylord - Wolverine | 7932 | 2 | GT | OP | NA | NG |  | 316140.3 | 0.86676 | 0.0054834 | EIA Prime Mover-level Data | NEI avg EF - PM, fuel type, firing type
2019 | MI | Gaylord - Wolverine | 7932 | 3 | GT | OP | NA | NG |  | 316140.3 | 0.86676 | 0.0054834 | EIA Prime Mover-level Data | NEI avg EF - PM, fuel type, firing type
2019 | MI | George Johnson | 1877 | 1 | IC | RE | NA | NG
2019 | MI | George Johnson | 1877 | 2 | IC | RE | NA | NG
2019 | MI | George Johnson | 1877 | 3 | IC | RE | NA | NG
2019 | MI | George Johnson | 1877 | 4 | IC | RE | NA | NG
2019 | MI | George Johnson | 1877 | 5 | IC | RE | NA | NG
2019 | MI | George Johnson | 1877 | 6 | IC | RE | NA | NG
2019 | MI | George Johnson | 1877 | 7 | GT | RE | NA | NG
2019 | MI | George Johnson | 1877 | 8 | GT | RE | NA | NG
2019 | MI | George Johnson | 1877 | 9 | GT | OP | NA | NG |  | 146118.5 | 0.40061 | 0.0054834 | EIA Prime Mover-level Data | NEI avg EF - PM, fuel type, firing type
2019 | MI | George Johnson | 1877 | 10 | GT | OP | NA | NG |  | 146118.5 | 0.40061 | 0.0054834 | EIA Prime Mover-level Data | NEI avg EF - PM, fuel type, firing type
2019 | MI | George Johnson | 1877 | 11 | IC | SB | NA | DFO |  |  |  | 0.30942
2019 | MI | Gichi Noodin Wind Farm | 62815 | GNWF1 | WT | U | NA | WND
2019 | MI | Gladstone | 7119 | 1 | GT | OP | NA | DFO |  | 1540 | 0.01329 | 0.017259 | EIA Prime Mover-level Data | NEI avg EF - PM, fuel type, firing type
2019 | MI | Grand Blanc Generating Station | 54757 | 4-1 | IC | OP | NA | LFG |  | 67046.56 | 0.49279 | 0.0147 | EIA Prime Mover-level Data | Estimated using an emission factor
2019 | MI | Grand Blanc Generating Station | 54757 | 4-2 | IC | OP | NA | LFG |  | 67046.56 | 0.49279 | 0.0147 | EIA Prime Mover-level Data | Estimated using an emission factor
2019 | MI | Grand Blanc Generating Station | 54757 | 4-3 | IC | OP | NA | LFG |  | 67046.56 | 0.49279 | 0.0147 | EIA Prime Mover-level Data | Estimated using an emission factor
2019 | MI | Grand Blanc Generating Station | 54757 | 4-4 | IC | OP | NA | LFG |  | 67046.56 | 0.49279 | 0.0147 | EIA Prime Mover-level Data | Estimated using an emission factor
2019 | MI | Grand Blanc Generating Station | 54757 | 4-5 | IC | OP | NA | LFG |  | 67046.56 | 0.49279 | 0.0147 | EIA Prime Mover-level Data | Estimated using an emission factor
2019 | MI | Grand Blanc Generating Station | 54757 | 4-7 | IC | OP | NA | LFG |  | 134093.1 | 0.98558 | 0.0147 | EIA Prime Mover-level Data | Estimated using an emission factor
2019 | MI | Grand Blanc Generating Station | 54757 | 4-8 | IC | OP | NA | LFG |  | 134093.1 | 0.98558 | 0.0147 | EIA Prime Mover-level Data | Estimated using an emission factor
2019 | MI | Grand Blanc Generating Station | 54757 | CIB | IC | OP | NA | LFG |  | 50284.92 | 0.36959 | 0.0147 | EIA Prime Mover-level Data | Estimated using an emission factor
2019 | MI | Grand Haven Diesel Plant | 1826 | 1 | IC | OP | NA | NG |  | 1003 | 0.00021163 | 0.000422 | EIA Prime Mover-level Data | Estimated using an emission factor
2019 | MI | Grand Haven Diesel Plant | 1826 | 2 | IC | RE | NA | RFO
2019 | MI | Grand Haven Diesel Plant | 1826 | 5 | IC | RE | NA | DFO
2019 | MI | Grand Haven Diesel Plant | 1826 | 6 | IC | RE | NA | NG
2019 | MI | Grand Haven Diesel Plant | 1826 | 7 | IC | RE | NA | RFO
2019 | MI | Grand Rapids | 1787 | 1 | HY | OP | NA | WAT |  | 31177.52 |  | 1.5381e-07 | EIA Prime Mover-level Data | NEI avg EF - PM, fuel type, firing type
2019 | MI | Grand Rapids | 1787 | 2 | HY | OP | NA | WAT |  | 31177.52 |  | 1.5381e-07 | EIA Prime Mover-level Data | NEI avg EF - PM, fuel type, firing type
2019 | MI | Grand Rapids | 1787 | 3 | HY | OP | NA | WAT |  | 42514.8 |  | 1.5381e-07 | EIA Prime Mover-level Data | NEI avg EF - PM, fuel type, firing type
2019 | MI | Grand Rapids | 1787 | 4 | HY | OP | NA | WAT |  | 53852.08 |  | 1.5381e-07 | EIA Prime Mover-level Data | NEI avg EF - PM, fuel type, firing type
2019 | MI | Grand Rapids | 1787 | 5 | HY | OP | NA | WAT |  | 53852.08 |  | 1.5381e-07 | EIA Prime Mover-level Data | NEI avg EF - PM, fuel type, firing type
2019 | MI | Grand River | 10532 | 2-1 | IC | OP | NA | LFG |  | 34579.75 | 0.25416 | 0.0147 | EIA Prime Mover-level Data | Estimated using an emission factor
2019 | MI | Grand River | 10532 | 2-2 | IC | RE | NA | LFG
2019 | MI | Grand River | 10532 | 2-3 | IC | OP | NA | LFG |  | 34579.75 | 0.25416 | 0.0147 | EIA Prime Mover-level Data | Estimated using an emission factor
2019 | MI | Grand River | 10532 | 2-4 | IC | OP | NA | LFG |  | 34579.75 | 0.25416 | 0.0147 | EIA Prime Mover-level Data | Estimated using an emission factor
2019 | MI | Grand River | 10532 | 2-5 | IC | OP | NA | LFG |  | 34579.75 | 0.25416 | 0.0147 | EIA Prime Mover-level Data | Estimated using an emission factor
2019 | MI | Grand Valley Solar Gardens | 60118 | 1 | PV | OP | NA | SUN |  | 31601 |  | 0 | EIA Prime Mover-level Data | Estimated using an emission factor
2019 | MI | Gratiot County Wind LLC | 58677 | 1 | WT | OP | NA | WND |  | 2517232 |  | 0 | EIA Prime Mover-level Data | Estimated using an emission factor
2019 | MI | Gratiot Farms Wind Project | 63687 | CWP | WT | U | NA | WND
2019 | MI | Gratiot Wind Park | 57421 | 1 | WT | OP | NA | WND |  | 2251965 |  | 0 | EIA Prime Mover-level Data | Estimated using an emission factor
2019 | MI | Greater Detroit Resource Recovery | 10033 | 11 | ST | OP | NA | MSW |  | 594251.9 | 2.3176 | 0.0078 | EIA Unit-level Data | Estimated using an emission factor
2019 | MI | Greater Detroit Resource Recovery | 10033 | 12 | ST | OP | NA | DFO |  | 1076273 | 5.3803 | 0.0099981 | EIA Unit-level Data | NEI avg EF - PM, fuel type, firing type
2019 | MI | Greater Detroit Resource Recovery | 10033 | 13 | ST | OP | NA | MSW |  | 905983.5 | 3.5333 | 0.0078 | EIA Unit-level Data | Estimated using an emission factor
2019 | MI | Green Lake Solar | 63019 | GRN1 | PV | OP | NA | SUN |  | 11468 |  | 0 | EIA Prime Mover-level Data | Estimated using an emission factor
2019 | MI | Greenwood Solar Farm | 60019 | 1 | PV | OP | NA | SUN |  | 19963 |  | 0 | EIA Prime Mover-level Data | Estimated using an emission factor
2019 | MI | GRS Arbor Hills | 55596 | 0001 | CT |  | NA | LFG |  | 388946.6 | 4.2006 | 0.0216 | EIA Unit-level Data | Estimated using an emission factor
2019 | MI | GRS Arbor Hills | 55596 | 0002 | CT |  | NA | LFG |  | 431065.2 | 4.6555 | 0.0216 | EIA Unit-level Data | Estimated using an emission factor
2019 | MI | GRS Arbor Hills | 55596 | 0003 | CT |  | NA | LFG |  | 459717 | 4.9649 | 0.0216 | EIA Unit-level Data | Estimated using an emission factor
2019 | MI | GRS Arbor Hills | 55596 | 0005 | CT |  | NA | LFG |  | 490268.9 | 5.2949 | 0.0216 | EIA Unit-level Data | Estimated using an emission factor
2019 | MI | GRS Arbor Hills | 55596 | HRSG 1 | CA | OP | NA | LFG |  | 117659.9 | 0.17061 | 0.0029 | EIA Unit-level Data | Estimated using an emission factor
2019 | MI | GRS Arbor Hills | 55596 | HRSG 2 | CA | OP | NA | LFG |  | 123990.5 | 0.17979 | 0.0029 | EIA Unit-level Data | Estimated using an emission factor
2019 | MI | GRS Arbor Hills | 55596 | HRSG 3 | CA | OP | NA | LFG |  | 114509.4 | 0.16604 | 0.0029 | EIA Unit-level Data | Estimated using an emission factor
2019 | MI | GRS C&C | 55597 | 1 | IC | OP | NA | LFG |  | 48830.33 | 0.3589 | 0.0147 | EIA Prime Mover-level Data | Estimated using an emission factor
2019 | MI | GRS C&C | 55597 | 2 | IC | OS | NA | LFG |  | 48830.33 | 0.3589 | 0.0147 | EIA Prime Mover-level Data | Estimated using an emission factor
2019 | MI | GRS C&C | 55597 | 3 | IC | OP | NA | LFG |  | 48830.33 | 0.3589 | 0.0147 | EIA Prime Mover-level Data | Estimated using an emission factor
2019 | MI | GRS C&C | 55597 | 4 | GT | OP | NA | LFG |  | 361721 | 3.9066 | 0.0216 | EIA Prime Mover-level Data | Estimated using an emission factor
2019 | MI | GRS Lyon | 55595 | 1 | IC | RE | NA | LFG
2019 | MI | GRS Lyon | 55595 | 2 | IC | RE | NA | LFG
2019 | MI | GRS Lyon | 55595 | 3 | IC | RE | NA | LFG
2019 | MI | GRS Lyon | 55595 | 4 | IC | RE | NA | LFG
2019 | MI | GRS Lyon | 55595 | 5 | IC | RE | NA | LFG
2019 | MI | Harbor Beach | 1731 | 1 | ST | RE | WALL | BIT
2019 | MI | Harbor Beach | 1731 | IC1 | IC | RE | NA | DFO
2019 | MI | Harbor Beach | 1731 | IC2 | IC | RE | NA | DFO
2019 | MI | Hardy | 1707 | 1 | HY | OP | NA | WAT |  | 383864.1 |  | 1.5381e-07 | EIA Prime Mover-level Data | NEI avg EF - PM, fuel type, firing type
2019 | MI | Hardy | 1707 | 2 | HY | OP | NA | WAT |  | 383864.1 |  | 1.5381e-07 | EIA Prime Mover-level Data | NEI avg EF - PM, fuel type, firing type
2019 | MI | Hardy | 1707 | 3 | HY | OP | NA | WAT |  | 441443.8 |  | 1.5381e-07 | EIA Prime Mover-level Data | NEI avg EF - PM, fuel type, firing type
2019 | MI | Hart | 1827 | 2 | IC | RE | NA | DFO
2019 | MI | Hart | 1827 | 4 | IC | OP | NA | NG |  |  |  | 0.0004219
2019 | MI | Hart | 1827 | IC1 | IC | OP | NA | DFO |  |  |  | 0.30942
2019 | MI | Hart | 1827 | IC3 | IC | OP | NA | DFO |  |  |  | 0.30942
2019 | MI | Harvest | 56635 | 1 | WT | OP | NA | WND |  | 1082868 |  | 0 | EIA Prime Mover-level Data | Estimated using an emission factor
2019 | MI | Harvest 2 | 57888 | 1 | WT | OP | NA | WND |  | 1770374 |  | 0 | EIA Prime Mover-level Data | Estimated using an emission factor
2019 | MI | Hemlock Falls | 1777 | 1 | HY | OP | NA | WAT |  | 110810 |  | 1.5381e-07 | EIA Prime Mover-level Data | NEI avg EF - PM, fuel type, firing type
2019 | MI | Henry Station | 7399 | GEN3 | IC | OP | NA | NG |  | 4746.5 | 0.0010015 | 0.000422 | EIA Prime Mover-level Data | Estimated using an emission factor
2019 | MI | Henry Station | 7399 | GEN4 | IC | OP | NA | NG |  | 4746.5 | 0.0010015 | 0.000422 | EIA Prime Mover-level Data | Estimated using an emission factor
2019 | MI | Heritage Garden Wind Farm I LLC | 58103 | 1 | WT | OP | NA | WND |  | 656687 |  | 0 | EIA Prime Mover-level Data | Estimated using an emission factor
2019 | MI | Hillman Power LLC | 10346 | BOIL01 | ST | OP | NA | WDS |  | 1226838 | 13.9934 | 0.022812 | EIA Unit-level Data | NEI avg EF - PM, fuel type
2019 | MI | Hillsdale | 1829 | 2 | IC | RE | NA | DFO |  |  |  | 0.31
2019 | MI | Hillsdale | 1829 | 3 | IC | RE | NA | NG |  |  |  | 0.000422
2019 | MI | Hillsdale | 1829 | 4 | IC | RE | NA | NG |  |  |  | 0.000422
2019 | MI | Hillsdale | 1829 | 5 | IC | OP | NA | NG |  | 1513.931 | 0.00031944 | 0.000422 | EIA Prime Mover-level Data | Estimated using an emission factor
2019 | MI | Hillsdale | 1829 | 6 | IC | OP | NA | NG |  | 1622.069 | 0.00034226 | 0.000422 | EIA Prime Mover-level Data | Estimated using an emission factor
2019 | MI | Hillsdale | 1829 | 7 | IC | RE | NA | DFO
2019 | MI | Hillsdale | 1829 | 8 | IC | RE | NA | DFO
2019 | MI | Hillsdale | 1829 | 9 | IC | RE | NA | DFO
2019 | MI | Hillsdale | 1829 | 10 | IC | RE | NA | DFO
2019 | MI | Hodenpyl | 1708 | 1 | HY | OP | NA | WAT |  | 235341 |  | 1.5381e-07 | EIA Prime Mover-level Data | NEI avg EF - PM, fuel type, firing type
2019 | MI | Hodenpyl | 1708 | 2 | HY | OP | NA | WAT |  | 235341 |  | 1.5381e-07 | EIA Prime Mover-level Data | NEI avg EF - PM, fuel type, firing type
2019 | MI | Hoist | 7115 | 1 | HY | RE | NA | WAT
2019 | MI | Hoist | 7115 | 2 | HY | OP | NA | WAT |  | 60491.53 |  | 1.5381e-07 | EIA Prime Mover-level Data | NEI avg EF - PM, fuel type, firing type
2019 | MI | Hoist | 7115 | 3 | HY | OP | NA | WAT |  | 86416.47 |  | 1.5381e-07 | EIA Prime Mover-level Data | NEI avg EF - PM, fuel type, firing type
2019 | MI | Hydro Plant | 1856 | 1 | HY | OP | NA | WAT |  | 9218 |  | 1.5381e-07 | EIA Prime Mover-level Data | NEI avg EF - PM, fuel type, firing type
2019 | MI | Hydro Plant | 1856 | 2 | HY | OP | NA | WAT |  | 9218 |  | 1.5381e-07 | EIA Prime Mover-level Data | NEI avg EF - PM, fuel type, firing type
2019 | MI | Hydro Plant | 1856 | 3 | HY | OP | NA | WAT |  | 16131.5 |  | 1.5381e-07 | EIA Prime Mover-level Data | NEI avg EF - PM, fuel type, firing type
2019 | MI | Hydro Plant | 1856 | 4 | HY | OP | NA | WAT |  | 16131.5 |  | 1.5381e-07 | EIA Prime Mover-level Data | NEI avg EF - PM, fuel type, firing type
2019 | MI | IKEA Canton Rooftop PV System | 62677 | 26A | PV | OP | NA | SUN |  | 8525.6 |  | 0 | EIA Prime Mover-level Data | Estimated using an emission factor
2019 | MI | IKEA Canton Rooftop PV System | 62677 | 26B | PV | OP | NA | SUN |  | 2131.4 |  | 0 | EIA Prime Mover-level Data | Estimated using an emission factor
2019 | MI | Indeck Niles Energy Center | 55460 | CT1 | CT | U | NA | NG
2019 | MI | Indeck Niles Energy Center | 55460 | CT2 | CT | U | NA | NG
2019 | MI | Indeck Niles Energy Center | 55460 | ST1 | CA | U | NA | NG
2019 | MI | Isabella Wind Park | 63601 | 1 | WT | U | NA | WND
2019 | MI | J C Weadock | 1720 | 7 | ST | RE | TANGENTIAL | SUB
2019 | MI | J C Weadock | 1720 | 8 | ST | RE | TANGENTIAL | SUB
2019 | MI | J C Weadock | 1720 | A | GT | RE | NA | NG
2019 | MI | J R Whiting | 1723 | 1 | ST | RE | WALL | SUB
2019 | MI | J R Whiting | 1723 | 2 | ST | RE | WALL | SUB
2019 | MI | J R Whiting | 1723 | 3 | ST | RE | WALL | SUB
2019 | MI | J R Whiting | 1723 | A | GT | RE | NA | DFO
2019 | MI | James De Young | 1830 | 3 | ST | RE | NA | BIT
2019 | MI | James De Young | 1830 | 4 | ST | RE | NA | BIT
2019 | MI | James De Young | 1830 | 5 | ST | RE | NA | BIT
2019 | MI | James R Smith | 1842 | 1 | HY | OP | NA | WAT |  | 81045 |  | 1.5381e-07 | EIA Prime Mover-level Data | NEI avg EF - PM, fuel type, firing type
2019 | MI | James R Smith | 1842 | 2 | HY | OP | NA | WAT |  | 81045 |  | 1.5381e-07 | EIA Prime Mover-level Data | NEI avg EF - PM, fuel type, firing type
2019 | MI | John H Warden | 1772 | 1 | ST | OP | NA | WDS |  | 1803961 | 20.5762 | 0.022812 | EIA Unit-level Data | NEI avg EF - PM, fuel type
2019 | MI | Kent County Waste to Energy Facility | 50860 | BLR1 | ST | OP | NA | MSW |  | 986245 | 0.076927 | 0.000156 | EIA Unit-level Data | Estimated using an emission factor
2019 | MI | Kent County Waste to Energy Facility | 50860 | BLR2 | ST | OP | NA | MSW |  | 1039729 | 0.081099 | 0.000156 | EIA Unit-level Data | Estimated using an emission factor
2019 | MI | Kingsford | 1778 | 1 | HY | OP | NA | WAT |  | 79162.34 |  | 1.5381e-07 | EIA Prime Mover-level Data | NEI avg EF - PM, fuel type, firing type
2019 | MI | Kingsford | 1778 | 2 | HY | OP | NA | WAT |  | 79162.34 |  | 1.5381e-07 | EIA Prime Mover-level Data | NEI avg EF - PM, fuel type, firing type
2019 | MI | Kingsford | 1778 | 3 | HY | OP | NA | WAT |  | 79162.34 |  | 1.5381e-07 | EIA Prime Mover-level Data | NEI avg EF - PM, fuel type, firing type
2019 | MI | Kleber | 1871 | K1 | HY | OP | NA | WAT |  | 18716.67 |  | 1.5381e-07 | EIA Prime Mover-level Data | NEI avg EF - PM, fuel type, firing type
2019 | MI | Kleber | 1871 | K2 | HY | OP | NA | WAT |  | 18716.67 |  | 1.5381e-07 | EIA Prime Mover-level Data | NEI avg EF - PM, fuel type, firing type
2019 | MI | Kleber | 1871 | T1 | HY | OP | NA | WAT |  | 9358.333 |  | 1.5381e-07 | EIA Prime Mover-level Data | NEI avg EF - PM, fuel type, firing type
2019 | MI | Kleber | 1871 | T2 | HY | OP | NA | WAT |  | 9358.333 |  | 1.5381e-07 | EIA Prime Mover-level Data | NEI avg EF - PM, fuel type, firing type
2019 | MI | Lake Winds Energy Park | 57984 | LWEP | WT | OP | NA | WND |  | 2391534 |  | 0 | EIA Prime Mover-level Data | Estimated using an emission factor
2019 | MI | Lennon Generating | 59436 | 3 | IC | OP | NA | LFG |  | 28046.92 | 0.20614 | 0.0147 | EIA Prime Mover-level Data | Estimated using an emission factor
2019 | MI | Lennon Generating | 59436 | 4 | IC | OP | NA | LFG |  | 28046.92 | 0.20614 | 0.0147 | EIA Prime Mover-level Data | Estimated using an emission factor
2019 | MI | Lennon Generating | 59436 | 5 | IC | OP | NA | LFG |  | 28046.92 | 0.20614 | 0.0147 | EIA Prime Mover-level Data | Estimated using an emission factor
2019 | MI | Lennon Generating | 59436 | 6 | IC | OP | NA | LFG |  | 28046.92 | 0.20614 | 0.0147 | EIA Prime Mover-level Data | Estimated using an emission factor
2019 | MI | Lennon Generating | 59436 | 7 | IC | OP | NA | LFG |  | 56093.83 | 0.41229 | 0.0147 | EIA Prime Mover-level Data | Estimated using an emission factor
2019 | MI | Lennon Generating | 59436 | 8 | IC | OP | NA | LFG |  | 56093.83 | 0.41229 | 0.0147 | EIA Prime Mover-level Data | Estimated using an emission factor
2019 | MI | Lennon Generating | 59436 | 9 | IC | OP | NA | LFG |  | 56093.83 | 0.41229 | 0.0147 | EIA Prime Mover-level Data | Estimated using an emission factor
2019 | MI | Lennon Generating | 59436 | 10 | IC | OP | NA | LFG |  | 56093.83 | 0.41229 | 0.0147 | EIA Prime Mover-level Data | Estimated using an emission factor
2019 | MI | Lorin Industries | 60102 | 1 | IC | OP | NA | NG |  | 21194.25 | 0.004472 | 0.000422 | EIA Prime Mover-level Data | Estimated using an emission factor
2019 | MI | Lorin Industries | 60102 | 2 | IC | OP | NA | NG |  | 21194.25 | 0.004472 | 0.000422 | EIA Prime Mover-level Data | Estimated using an emission factor
2019 | MI | Lorin Industries | 60102 | 3 | IC | OP | NA | NG |  | 21194.25 | 0.004472 | 0.000422 | EIA Prime Mover-level Data | Estimated using an emission factor
2019 | MI | Lorin Industries | 60102 | 4 | IC | OP | NA | NG |  | 21194.25 | 0.004472 | 0.000422 | EIA Prime Mover-level Data | Estimated using an emission factor
2019 | MI | Loud | 1712 | 1 | HY | OP | NA | WAT |  | 94133.5 |  | 1.5381e-07 | EIA Prime Mover-level Data | NEI avg EF - PM, fuel type, firing type
2019 | MI | Loud | 1712 | 2 | HY | OP | NA | WAT |  | 94133.5 |  | 1.5381e-07 | EIA Prime Mover-level Data | NEI avg EF - PM, fuel type, firing type
2019 | MI | Lowell | 1837 | 5 | IC | RE | NA | NG
2019 | MI | Lowell | 1837 | 6 | IC | RE | NA | NG
2019 | MI | Lowell | 1837 | 7 | IC | RE | NA | NG
2019 | MI | Ludington | 1713 | 1 | PS | OP | NA | WAT |  | 0 |  |  | EIA Prime Mover-level Data
2019 | MI | Ludington | 1713 | 2 | PS | OP | NA | WAT |  | 0 |  |  | EIA Prime Mover-level Data
2019 | MI | Ludington | 1713 | 3 | PS | OA | NA | WAT |  | 0 |  |  | EIA Prime Mover-level Data
2019 | MI | Ludington | 1713 | 4 | PS | OP | NA | WAT |  | 0 |  |  | EIA Prime Mover-level Data
2019 | MI | Ludington | 1713 | 5 | PS | OP | NA | WAT |  | 0 |  |  | EIA Prime Mover-level Data
2019 | MI | Ludington | 1713 | 6 | PS | OP | NA | WAT |  | 0 |  |  | EIA Prime Mover-level Data
2019 | MI | M72 West Solar | 63660 | M72W | PV | OP | NA | SUN |  | 472 |  | 0 | EIA Prime Mover-level Data | Estimated using an emission factor
2019 | MI | Main Street (MI) | 1853 | 1 | IC | OP | NA | DFO |  | 56.833 | 0.0087926 | 0.30942 | EIA Prime Mover-level Data | NEI avg EF - PM, fuel type, firing type
2019 | MI | Main Street (MI) | 1853 | 2 | IC | OP | NA | DFO |  | 51.15 | 0.0079283 | 0.31 | EIA Prime Mover-level Data | Estimated using an emission factor
2019 | MI | Main Street (MI) | 1853 | 3 | IC | OP | NA | DFO |  | 62.517 | 0.0096719 | 0.30942 | EIA Prime Mover-level Data | NEI avg EF - PM, fuel type, firing type
2019 | MI | Main Street (MI) | 1853 | 4 | IC | OP | NA | DFO |  | 73.883 | 0.01143 | 0.30942 | EIA Prime Mover-level Data | NEI avg EF - PM, fuel type, firing type
2019 | MI | Main Street (MI) | 1853 | 5 | IC | OP | NA | DFO |  | 62.517 | 0.0096719 | 0.30942 | EIA Prime Mover-level Data | NEI avg EF - PM, fuel type, firing type
2019 | MI | Main Street (MI) | 1853 | 6 | IC | OP | NA | DFO |  | 34.1 | 0.0052756 | 0.30942 | EIA Prime Mover-level Data | NEI avg EF - PM, fuel type, firing type
2019 | MI | Manistique | 1750 | 1 | IC | OP | NA | DFO |  | 4572.5 | 0.70874 | 0.31 | EIA Prime Mover-level Data | Estimated using an emission factor
2019 | MI | Manistique | 1750 | 2 | IC | OP | NA | DFO |  | 6401.5 | 0.99223 | 0.31 | EIA Prime Mover-level Data | Estimated using an emission factor
2019 | MI | Marquette Energy Center | 60559 | MEC1 | IC | OP | NA | NG |  | 425929 | 0.089871 | 0.000422 | EIA Prime Mover-level Data | Estimated using an emission factor
2019 | MI | Marquette Energy Center | 60559 | MEC2 | IC | OP | NA | NG |  | 425929 | 0.089871 | 0.000422 | EIA Prime Mover-level Data | Estimated using an emission factor
2019 | MI | Marquette Energy Center | 60559 | MEC3 | IC | OP | NA | NG |  | 425929 | 0.089871 | 0.000422 | EIA Prime Mover-level Data | Estimated using an emission factor
2019 | MI | Marshall (MI) | 1844 | 1 | HY | OP | NA | WAT |  | 824.667 |  | 1.5381e-07 | EIA Prime Mover-level Data | NEI avg EF - PM, fuel type, firing type
2019 | MI | Marshall (MI) | 1844 | 3 | HY | OS | NA | WAT |  | 412.333 |  | 1.5381e-07 | EIA Prime Mover-level Data | NEI avg EF - PM, fuel type, firing type
2019 | MI | Marshall (MI) | 1844 | IC2 | IC | OS | NA | NG |  | 238.397 | 5.0302e-05 | 0.000422 | EIA Prime Mover-level Data | Estimated using an emission factor
2019 | MI | Marshall (MI) | 1844 | IC3 | IC | OP | NA | NG |  | 455.121 | 9.6031e-05 | 0.000422 | EIA Prime Mover-level Data | Estimated using an emission factor
2019 | MI | Marshall (MI) | 1844 | IC4 | IC | OS | NA | DFO |  | 216.724 | 0.033592 | 0.31 | EIA Prime Mover-level Data | Estimated using an emission factor
2019 | MI | Marshall (MI) | 1844 | IC5 | IC | OP | NA | NG |  | 368.431 | 7.7739e-05 | 0.000422 | EIA Prime Mover-level Data | Estimated using an emission factor
2019 | MI | Marshall (MI) | 1844 | IC6 | IC | OP | NA | NG |  | 1235.328 | 0.00026065 | 0.000422 | EIA Prime Mover-level Data | Estimated using an emission factor
2019 | MI | Marysville | 1732 | 6 | ST | RE | NA | BIT
2019 | MI | Marysville | 1732 | 7 | ST | RE | NA | BIT
2019 | MI | Marysville | 1732 | 8 | ST | RE | NA | BIT
2019 | MI | McClure Dam | 7116 | 1 | HY | OP | NA | WAT |  | 199587.5 |  | 1.5381e-07 | EIA Prime Mover-level Data | NEI avg EF - PM, fuel type, firing type
2019 | MI | McClure Dam | 7116 | 2 | HY | OP | NA | WAT |  | 199587.5 |  | 1.5381e-07 | EIA Prime Mover-level Data | NEI avg EF - PM, fuel type, firing type
2019 | MI | McKinley Wind Park | 57853 | 1 | WT | OP | NA | WND |  | 458218 |  | 0 | EIA Prime Mover-level Data | Estimated using an emission factor
2019 | MI | MEC North | 63911 | MECN | CS | T | NA | NG
2019 | MI | MEC South | 63912 | MECS | CS | L | NA | NG
2019 | MI | Menominee Mill Marinette | 50409 | 4 | HY | OP | NA | WAT |  | 23789.33 |  | 1.5381e-07 | EIA Prime Mover-level Data | NEI avg EF - PM, fuel type, firing type
2019 | MI | Menominee Mill Marinette | 50409 | 5 | HY | OP | NA | WAT |  | 23789.33 |  | 1.5381e-07 | EIA Prime Mover-level Data | NEI avg EF - PM, fuel type, firing type
2019 | MI | Menominee Mill Marinette | 50409 | 8 | HY | OP | NA | WAT |  | 29736.67 |  | 1.5381e-07 | EIA Prime Mover-level Data | NEI avg EF - PM, fuel type, firing type
2019 | MI | Menominee Mill Marinette | 50409 | 9 | HY | OP | NA | WAT |  | 29736.67 |  | 1.5381e-07 | EIA Prime Mover-level Data | NEI avg EF - PM, fuel type, firing type
2019 | MI | Michigamme Falls | 1780 | 1 | HY | OP | NA | WAT |  | 126654.5 |  | 1.5381e-07 | EIA Prime Mover-level Data | NEI avg EF - PM, fuel type, firing type
2019 | MI | Michigamme Falls | 1780 | 2 | HY | OP | NA | WAT |  | 126654.5 |  | 1.5381e-07 | EIA Prime Mover-level Data | NEI avg EF - PM, fuel type, firing type
2019 | MI | Michigan Wind 1 | 56416 | 1 | WT | OP | NA | WND |  | 1452349 |  | 0 | EIA Prime Mover-level Data | Estimated using an emission factor
2019 | MI | Michigan Wind 2 | 56659 | 1 | WT | OP | NA | WND |  | 3005553 |  | 0 | EIA Prime Mover-level Data | Estimated using an emission factor
2019 | MI | Minden Wind Park | 57852 | 1 | WT | OP | NA | WND |  | 992538 |  | 0 | EIA Prime Mover-level Data | Estimated using an emission factor
2019 | MI | Mio | 1714 | 1 | HY | OP | NA | WAT |  | 82223.5 |  | 1.5381e-07 | EIA Prime Mover-level Data | NEI avg EF - PM, fuel type, firing type
2019 | MI | Mio | 1714 | 2 | HY | OP | NA | WAT |  | 82223.5 |  | 1.5381e-07 | EIA Prime Mover-level Data | NEI avg EF - PM, fuel type, firing type
2019 | MI | Modular Power LLC | 56183 | 1 | IC | RE | NA | DFO
2019 | MI | Modular Power LLC | 56183 | 2 | IC | RE | NA | DFO
2019 | MI | Modular Power LLC | 56183 | 3 | IC | RE | NA | DFO
2019 | MI | Modular Power LLC | 56183 | 4 | IC | RE | NA | DFO
2019 | MI | Modular Power LLC | 56183 | 5 | IC | RE | NA | DFO
2019 | MI | Modular Power LLC | 56183 | 6 | IC | RE | NA | DFO
2019 | MI | Modular Power LLC | 56183 | 7 | IC | RE | NA | DFO
2019 | MI | Modular Power LLC | 56183 | 8 | IC | RE | NA | DFO
2019 | MI | Modular Power LLC | 56183 | 9 | IC | RE | NA | DFO
2019 | MI | Mottville | 1761 | 1 | HY | OP | NA | WAT |  | 18634.25 |  | 1.5381e-07 | EIA Prime Mover-level Data | NEI avg EF - PM, fuel type, firing type
2019 | MI | Mottville | 1761 | 2 | HY | OP | NA | WAT |  | 18634.25 |  | 1.5381e-07 | EIA Prime Mover-level Data | NEI avg EF - PM, fuel type, firing type
2019 | MI | Mottville | 1761 | 3 | HY | OP | NA | WAT |  | 18634.25 |  | 1.5381e-07 | EIA Prime Mover-level Data | NEI avg EF - PM, fuel type, firing type
2019 | MI | Mottville | 1761 | 4 | HY | OP | NA | WAT |  | 18634.25 |  | 1.5381e-07 | EIA Prime Mover-level Data | NEI avg EF - PM, fuel type, firing type
2019 | MI | MSC Croswell | 57950 | 1 | ST | OP | NA | NG |  | 614728 | 2.475 | 0.0080524 | EIA Prime Mover-level Data | NEI avg EF - PM, fuel type
2019 | MI | MSC Sebewaing | 57949 | 1 | ST | OP | NA | BIT |  | 1026222 | 22.8267 | 0.044487 | EIA Prime Mover-level Data | NEI avg EF - PM, fuel type
2019 | MI | MSC Sebewaing | 57949 | 2 | ST | OS | NA | BIT |  |  |  | 0.044409
2019 | MI | Municipal Power Plant | 56504 | 1 | IC | SB | NA | NG |  | 770.5 | 0.00016258 | 0.000422 | EIA Prime Mover-level Data | Estimated using an emission factor
2019 | MI | Municipal Power Plant | 56504 | 2 | IC | SB | NA | NG |  | 770.5 | 0.00016258 | 0.000422 | EIA Prime Mover-level Data | Estimated using an emission factor
2019 | MI | Neenah Paper Munising Mill | 54867 | M387 | ST | SB | NA | BIT |  | 874285 | 19.4471 | 0.044487 | EIA Prime Mover-level Data | NEI avg EF - PM, fuel type
2019 | MI | Newberry | 1846 | 1 | IC | OP | NA | DFO |  | 104.727 | 0.016233 | 0.31 | EIA Prime Mover-level Data | Estimated using an emission factor
2019 | MI | Newberry | 1846 | 2 | IC | OP | NA | DFO |  | 24.436 | 0.0037876 | 0.31 | EIA Prime Mover-level Data | Estimated using an emission factor
2019 | MI | Newberry | 1846 | 4 | IC | OP | NA | DFO |  | 62.836 | 0.0097396 | 0.31 | EIA Prime Mover-level Data | Estimated using an emission factor
2019 | MI | Ninth Street Hydropower Project | 54342 | 1 | HY | OP | NA | WAT |  | 22980.67 |  | 1.5381e-07 | EIA Prime Mover-level Data | NEI avg EF - PM, fuel type, firing type
2019 | MI | Ninth Street Hydropower Project | 54342 | 2 | HY | OP | NA | WAT |  | 22980.67 |  | 1.5381e-07 | EIA Prime Mover-level Data | NEI avg EF - PM, fuel type, firing type
2019 | MI | Ninth Street Hydropower Project | 54342 | 3 | HY | OP | NA | WAT |  | 22980.67 |  | 1.5381e-07 | EIA Prime Mover-level Data | NEI avg EF - PM, fuel type, firing type
2019 | MI | Ninth Street Hydropower Project | 54342 | 4 | HY | CN | NA | WAT
2019 | MI | Northeast (MI) | 1734 | 1 | GT | OP | NA | NG |  | 2494.669 | 0.0068396 | 0.0054834 | EIA Prime Mover-level Data | NEI avg EF - PM, fuel type, firing type
2019 | MI | Northeast (MI) | 1734 | 2 | GT | OP | NA | NG |  | 2494.669 | 0.0068396 | 0.0054834 | EIA Prime Mover-level Data | NEI avg EF - PM, fuel type, firing type
2019 | MI | Northeast (MI) | 1734 | 3 | GT | OP | NA | NG |  | 2494.669 | 0.0068396 | 0.0054834 | EIA Prime Mover-level Data | NEI avg EF - PM, fuel type, firing type
2019 | MI | Northeast (MI) | 1734 | 4 | GT | OP | NA | NG |  | 2494.669 | 0.0068396 | 0.0054834 | EIA Prime Mover-level Data | NEI avg EF - PM, fuel type, firing type
2019 | MI | Northeast (MI) | 1734 | 5 | GT | OP | NA | NG |  | 3648.453 | 0.010003 | 0.0054834 | EIA Prime Mover-level Data | NEI avg EF - PM, fuel type, firing type
2019 | MI | Northeast (MI) | 1734 | 6 | GT | OP | NA | DFO |  | 3305.436 | 0.028525 | 0.017259 | EIA Prime Mover-level Data | NEI avg EF - PM, fuel type, firing type
2019 | MI | Northeast (MI) | 1734 | 7 | GT | OP | NA | DFO |  | 3305.436 | 0.028525 | 0.017259 | EIA Prime Mover-level Data | NEI avg EF - PM, fuel type, firing type
2019 | MI | Norway (MI) | 1848 | 1 | HY | OP | NA | WAT |  | 114315.9 |  | 1.5381e-07 | EIA Prime Mover-level Data | NEI avg EF - PM, fuel type, firing type
2019 | MI | Norway (MI) | 1848 | 2 | HY | OP | NA | WAT |  | 50807.05 |  | 1.5381e-07 | EIA Prime Mover-level Data | NEI avg EF - PM, fuel type, firing type
2019 | MI | Norway (MI) | 1848 | 3 | HY | OP | NA | WAT |  | 50807.05 |  | 1.5381e-07 | EIA Prime Mover-level Data | NEI avg EF - PM, fuel type, firing type
2019 | MI | Norway (MI) | 1848 | 4 | HY | OP | NA | WAT |  | 50807.05 |  | 1.5381e-07 | EIA Prime Mover-level Data | NEI avg EF - PM, fuel type, firing type
2019 | MI | Norway Point Hydropower Project | 54340 | 1 | HY | OP | NA | WAT |  | 126781.9 |  | 1.5381e-07 | EIA Prime Mover-level Data | NEI avg EF - PM, fuel type, firing type
2019 | MI | Norway Point Hydropower Project | 54340 | 2 | HY | OP | NA | WAT |  | 54335.1 |  | 1.5381e-07 | EIA Prime Mover-level Data | NEI avg EF - PM, fuel type, firing type
2019 | MI | Oliver | 1735 | 1 | IC | OP | NA | DFO |  | 126.6 | 0.019623 | 0.31 | EIA Prime Mover-level Data | Estimated using an emission factor
2019 | MI | Oliver | 1735 | 2 | IC | OP | NA | DFO |  | 126.6 | 0.019623 | 0.31 | EIA Prime Mover-level Data | Estimated using an emission factor
2019 | MI | Oliver | 1735 | 3 | IC | OP | NA | DFO |  | 126.6 | 0.019623 | 0.31 | EIA Prime Mover-level Data | Estimated using an emission factor
2019 | MI | Oliver | 1735 | 4 | IC | OP | NA | DFO |  | 126.6 | 0.019623 | 0.31 | EIA Prime Mover-level Data | Estimated using an emission factor
2019 | MI | Oliver | 1735 | 5 | IC | OP | NA | DFO |  | 126.6 | 0.019623 | 0.31 | EIA Prime Mover-level Data | Estimated using an emission factor
2019 | MI | O'Shea Solar Farm | 60348 | 1 | PV | OP | NA | SUN |  | 25306 |  | 0 | EIA Prime Mover-level Data | Estimated using an emission factor
2019 | MI | Palisades | 1715 | 1 | ST | OP | NA | NUC |  | 71683390 |  | 0 | EIA Prime Mover-level Data | Estimated using an emission factor
2019 | MI | Par Sterile Products | 50318 | 38-1 | GT | OP | NA | NG |  |  |  | 0.0070853
2019 | MI | Parkview Battery | 61909 | PKVWB | BA | OP | NA | MWH |  | 0 |  |  | EIA Prime Mover-level Data
2019 | MI | PCA, Filer City Mill | 58066 | B1 | ST | OP | NA | NG |  | 1917635 | 7.7208 | 0.0080524 | EIA Unit-level Data | NEI avg EF - PM, fuel type
2019 | MI | PCA, Filer City Mill | 58066 | B2 | ST | OP | NA | NG |  | 1040704 | 4.1901 | 0.0080524 | EIA Unit-level Data | NEI avg EF - PM, fuel type
2019 | MI | PCA, Filer City Mill | 58066 | B4 | ST | OP | NA | NG |  | 1109332 | 4.4664 | 0.0080524 | EIA Unit-level Data | NEI avg EF - PM, fuel type
2019 | MI | Peavy Falls | 1781 | 1 | HY | OP | NA | WAT |  | 297254.5 |  | 1.5381e-07 | EIA Prime Mover-level Data | NEI avg EF - PM, fuel type, firing type
2019 | MI | Peavy Falls | 1781 | 2 | HY | OP | NA | WAT |  | 297254.5 |  | 1.5381e-07 | EIA Prime Mover-level Data | NEI avg EF - PM, fuel type, firing type
2019 | MI | Pegasus Wind | 61916 | PWEC | WT | OP | NA | WND
2019 | MI | Pegasus Wind | 61916 | PWEC2 | WT | L | NA | WND
2019 | MI | Peoples Generating Station | 54890 | GEN1 | IC | OP | NA | LFG |  | 323616 | 2.3786 | 0.0147 | EIA Prime Mover-level Data | Estimated using an emission factor
2019 | MI | Pheasant Run Wind LLC | 58580 | 1 | WT | OP | NA | WND |  | 2269023 |  | 0 | EIA Prime Mover-level Data | Estimated using an emission factor
2019 | MI | Pinconning White Feather | 56852 | 1 | IC | OP | NA | LFG |  | 116386 | 0.85544 | 0.0147 | EIA Prime Mover-level Data | Estimated using an emission factor
2019 | MI | Pinconning White Feather | 56852 | 2 | IC | OP | NA | LFG |  | 116386 | 0.85544 | 0.0147 | EIA Prime Mover-level Data | Estimated using an emission factor
2019 | MI | Pine River Wind Park | 61106 | 1 | WT | OP | NA | WND |  | 2286860 |  | 0 | EIA Prime Mover-level Data | Estimated using an emission factor
2019 | MI | Pine Street | 7806 | 1 | IC | RE | NA | DFO
2019 | MI | Pine Street | 7806 | 2 | IC | RE | NA | NG
2019 | MI | Pine Street | 7806 | 3 | IC | RE | NA | DFO
2019 | MI | Pine Street | 7806 | 4 | IC | RE | NA | DFO
2019 | MI | Pine Street | 7806 | 5 | IC | RE | NA | NG
2019 | MI | Pine Street | 7806 | 6 | IC | RE | NA | NG
2019 | MI | Pine Street | 7806 | 7 | IC | TS | NA | NG
2019 | MI | Pine Street | 7806 | 8 | IC | TS | NA | NG
2019 | MI | Pine Tree Acres | 54989 | GEN1 | IC | OP | NA | LFG |  | 68024.27 | 0.49998 | 0.0147 | EIA Prime Mover-level Data | Estimated using an emission factor
2019 | MI | Pine Tree Acres | 54989 | GEN2 | IC | OP | NA | LFG |  | 68024.27 | 0.49998 | 0.0147 | EIA Prime Mover-level Data | Estimated using an emission factor
2019 | MI | Pine Tree Acres | 54989 | GEN3 | IC | OP | NA | LFG |  | 68024.27 | 0.49998 | 0.0147 | EIA Prime Mover-level Data | Estimated using an emission factor
2019 | MI | Pine Tree Acres | 54989 | GEN4 | IC | OP | NA | LFG |  | 68024.27 | 0.49998 | 0.0147 | EIA Prime Mover-level Data | Estimated using an emission factor
2019 | MI | Pine Tree Acres | 54989 | GEN5 | IC | OP | NA | LFG |  | 68024.27 | 0.49998 | 0.0147 | EIA Prime Mover-level Data | Estimated using an emission factor
2019 | MI | Pine Tree Acres | 54989 | GEN6 | IC | OP | NA | LFG |  | 68024.27 | 0.49998 | 0.0147 | EIA Prime Mover-level Data | Estimated using an emission factor
2019 | MI | Pine Tree Acres | 54989 | GEN7 | IC | OP | NA | LFG |  | 68024.27 | 0.49998 | 0.0147 | EIA Prime Mover-level Data | Estimated using an emission factor
2019 | MI | Pine Tree Acres | 54989 | GEN8 | IC | OP | NA | LFG |  | 136048.5 | 0.99996 | 0.0147 | EIA Prime Mover-level Data | Estimated using an emission factor
2019 | MI | Pine Tree Acres | 54989 | GEN9 | IC | OP | NA | LFG |  | 136048.5 | 0.99996 | 0.0147 | EIA Prime Mover-level Data | Estimated using an emission factor
2019 | MI | Pine Tree Acres WM LFGTE | 57443 | GEN1 | IC | OP | NA | LFG |  | 99411.88 | 0.73068 | 0.0147 | EIA Prime Mover-level Data | Estimated using an emission factor
2019 | MI | Pine Tree Acres WM LFGTE | 57443 | GEN2 | IC | OP | NA | LFG |  | 99411.88 | 0.73068 | 0.0147 | EIA Prime Mover-level Data | Estimated using an emission factor
2019 | MI | Pine Tree Acres WM LFGTE | 57443 | GEN3 | IC | OP | NA | LFG |  | 99411.88 | 0.73068 | 0.0147 | EIA Prime Mover-level Data | Estimated using an emission factor
2019 | MI | Pine Tree Acres WM LFGTE | 57443 | GEN4 | IC | OP | NA | LFG |  | 99411.88 | 0.73068 | 0.0147 | EIA Prime Mover-level Data | Estimated using an emission factor
2019 | MI | Pine Tree Acres WM LFGTE | 57443 | GEN5 | IC | OP | NA | LFG |  | 99411.88 | 0.73068 | 0.0147 | EIA Prime Mover-level Data | Estimated using an emission factor
2019 | MI | Pine Tree Acres WM LFGTE | 57443 | GEN6 | IC | OP | NA | LFG |  | 99411.88 | 0.73068 | 0.0147 | EIA Prime Mover-level Data | Estimated using an emission factor
2019 | MI | Pine Tree Acres WM LFGTE | 57443 | GEN7 | IC | OP | NA | LFG |  | 99411.88 | 0.73068 | 0.0147 | EIA Prime Mover-level Data | Estimated using an emission factor
2019 | MI | Pine Tree Acres WM LFGTE | 57443 | GEN8 | IC | OP | NA | LFG |  | 99411.88 | 0.73068 | 0.0147 | EIA Prime Mover-level Data | Estimated using an emission factor
2019 | MI | Placid 12 | 1737 | 1 | IC | OP | NA | DFO |  | 680 | 0.1054 | 0.31 | EIA Prime Mover-level Data | Estimated using an emission factor
2019 | MI | Placid 12 | 1737 | 2 | IC | OP | NA | DFO |  | 680 | 0.1054 | 0.31 | EIA Prime Mover-level Data | Estimated using an emission factor
2019 | MI | Placid 12 | 1737 | 3 | IC | OP | NA | DFO |  | 680 | 0.1054 | 0.31 | EIA Prime Mover-level Data | Estimated using an emission factor
2019 | MI | Placid 12 | 1737 | 4 | IC | OP | NA | DFO |  | 680 | 0.1054 | 0.31 | EIA Prime Mover-level Data | Estimated using an emission factor
2019 | MI | Placid 12 | 1737 | 5 | IC | OP | NA | DFO |  | 680 | 0.1054 | 0.31 | EIA Prime Mover-level Data | Estimated using an emission factor
2019 | MI | Plant Four | 1840 | CT1 | GT | SB | NA | DFO |  | 4604 | 0.039731 | 0.017259 | EIA Prime Mover-level Data | NEI avg EF - PM, fuel type, firing type
2019 | MI | POET Biorefining Caro, LLC | 63831 | 1 | ST |  | NA |  |  | 587515.8 |  |  | EIA Unit-level Data
2019 | MI | Polaris Wind Park | 62290 | 1 | WT | V | NA | WND
2019 | MI | Portage | 8019 | 1 | GT | OP | NA | DFO |  | 0 | 0 | 0.017259 | EIA Prime Mover-level Data | NEI avg EF - PM, fuel type, firing type
2019 | MI | Prickett | 1773 | 1 | HY | OP | NA | WAT |  | 37686.5 |  | 1.5381e-07 | EIA Prime Mover-level Data | NEI avg EF - PM, fuel type, firing type
2019 | MI | Prickett | 1773 | 2 | HY | OP | NA | WAT |  | 37686.5 |  | 1.5381e-07 | EIA Prime Mover-level Data | NEI avg EF - PM, fuel type, firing type
2019 | MI | Putnam (MI) | 1739 | 1 | IC | OP | NA | DFO |  | 920.4 | 0.14266 | 0.31 | EIA Prime Mover-level Data | Estimated using an emission factor
2019 | MI | Putnam (MI) | 1739 | 2 | IC | OP | NA | DFO |  | 920.4 | 0.14266 | 0.31 | EIA Prime Mover-level Data | Estimated using an emission factor
2019 | MI | Putnam (MI) | 1739 | 3 | IC | OP | NA | DFO |  | 920.4 | 0.14266 | 0.31 | EIA Prime Mover-level Data | Estimated using an emission factor
2019 | MI | Putnam (MI) | 1739 | 4 | IC | OP | NA | DFO |  | 920.4 | 0.14266 | 0.31 | EIA Prime Mover-level Data | Estimated using an emission factor
2019 | MI | Putnam (MI) | 1739 | 5 | IC | OP | NA | DFO |  | 920.4 | 0.14266 | 0.31 | EIA Prime Mover-level Data | Estimated using an emission factor
2019 | MI | Riley Generating Station | 56503 | 1 | IC | OP | NA | NG |  | 4096.6 | 0.00086438 | 0.000422 | EIA Prime Mover-level Data | Estimated using an emission factor
2019 | MI | Riley Generating Station | 56503 | 2 | IC | OP | NA | NG |  | 4096.6 | 0.00086438 | 0.000422 | EIA Prime Mover-level Data | Estimated using an emission factor
2019 | MI | Riley Generating Station | 56503 | 3 | IC | OP | NA | NG |  | 4096.6 | 0.00086438 | 0.000422 | EIA Prime Mover-level Data | Estimated using an emission factor
2019 | MI | Riley Generating Station | 56503 | 4 | IC | OP | NA | NG |  | 4096.6 | 0.00086438 | 0.000422 | EIA Prime Mover-level Data | Estimated using an emission factor
2019 | MI | Riley Generating Station | 56503 | 5 | IC | OP | NA | NG |  | 4096.6 | 0.00086438 | 0.000422 | EIA Prime Mover-level Data | Estimated using an emission factor
2019 | MI | Riverview Energy Systems | 54057 | GEN1 | GT | OP | NA | LFG |  | 409202 | 4.4194 | 0.0216 | EIA Prime Mover-level Data | Estimated using an emission factor
2019 | MI | Riverview Energy Systems | 54057 | GEN2 | GT | OP | NA | LFG |  | 409202 | 4.4194 | 0.0216 | EIA Prime Mover-level Data | Estimated using an emission factor
2019 | MI | Rogers | 1716 | 1 | HY | OP | NA | WAT |  | 38387.25 |  | 1.5381e-07 | EIA Prime Mover-level Data | NEI avg EF - PM, fuel type, firing type
2019 | MI | Rogers | 1716 | 2 | HY | OP | NA | WAT |  | 38387.25 |  | 1.5381e-07 | EIA Prime Mover-level Data | NEI avg EF - PM, fuel type, firing type
2019 | MI | Rogers | 1716 | 3 | HY | OP | NA | WAT |  | 38387.25 |  | 1.5381e-07 | EIA Prime Mover-level Data | NEI avg EF - PM, fuel type, firing type
2019 | MI | Rogers | 1716 | 4 | HY | OP | NA | WAT |  | 38387.25 |  | 1.5381e-07 | EIA Prime Mover-level Data | NEI avg EF - PM, fuel type, firing type
2019 | MI | Saint Marys Falls | 1865 | 1 | HY | OP | NA | WAT |  | 341163 |  | 1.5381e-07 | EIA Prime Mover-level Data | NEI avg EF - PM, fuel type, firing type
2019 | MI | Saint Marys Falls | 1865 | 2 | HY | OP | NA | WAT |  | 341163 |  | 1.5381e-07 | EIA Prime Mover-level Data | NEI avg EF - PM, fuel type, firing type
2019 | MI | Saint Marys Falls | 1865 | 3 | HY | OP | NA | WAT |  | 341163 |  | 1.5381e-07 | EIA Prime Mover-level Data | NEI avg EF - PM, fuel type, firing type
2019 | MI | Saint Marys Falls | 1865 | 10 | HY | OP | NA | WAT |  | 143068.3 |  | 1.5381e-07 | EIA Prime Mover-level Data | NEI avg EF - PM, fuel type, firing type
2019 | MI | Saint Marys Falls | 1865 | 3A | HY | OP | NA | WAT |  | 137565.7 |  | 1.5381e-07 | EIA Prime Mover-level Data | NEI avg EF - PM, fuel type, firing type
2019 | MI | Sanford Dam | 50157 | 1 | HY | OP | NA | WAT |  | 39925.33 |  | 1.5381e-07 | EIA Prime Mover-level Data | NEI avg EF - PM, fuel type, firing type
2019 | MI | Sanford Dam | 50157 | 2 | HY | OP | NA | WAT |  | 39925.33 |  | 1.5381e-07 | EIA Prime Mover-level Data | NEI avg EF - PM, fuel type, firing type
2019 | MI | Sanford Dam | 50157 | 3 | HY | OP | NA | WAT |  | 39925.33 |  | 1.5381e-07 | EIA Prime Mover-level Data | NEI avg EF - PM, fuel type, firing type
2019 | MI | Scottville | 1879 | 4 | IC | RE | NA | DFO
2019 | MI | Scottville | 1879 | 5 | IC | RE | NA | DFO
2019 | MI | Scottville | 1879 | 6 | IC | RE | NA | DFO
2019 | MI | Secord | 50159 | 1 | HY | OP | NA | WAT |  | 50379 |  | 1.5381e-07 | EIA Prime Mover-level Data | NEI avg EF - PM, fuel type, firing type
2019 | MI | Sigel Wind Park | 57851 | 1 | WT | OP | NA | WND |  | 2240700 |  | 0 | EIA Prime Mover-level Data | Estimated using an emission factor
2019 | MI | Sixth Street Gas Turbine | 6356 | 1 | GT | OP | NA | DFO |  | 849 | 0.0073266 | 0.017259 | EIA Prime Mover-level Data | NEI avg EF - PM, fuel type, firing type
2019 | MI | Slocum | 1741 | 1 | IC | OP | NA | DFO |  | 31.6 | 0.004898 | 0.31 | EIA Prime Mover-level Data | Estimated using an emission factor
2019 | MI | Slocum | 1741 | 2 | IC | OP | NA | DFO |  | 31.6 | 0.004898 | 0.31 | EIA Prime Mover-level Data | Estimated using an emission factor
2019 | MI | Slocum | 1741 | 3 | IC | OP | NA | DFO |  | 31.6 | 0.004898 | 0.31 | EIA Prime Mover-level Data | Estimated using an emission factor
2019 | MI | Slocum | 1741 | 4 | IC | OP | NA | DFO |  | 31.6 | 0.004898 | 0.31 | EIA Prime Mover-level Data | Estimated using an emission factor
2019 | MI | Slocum | 1741 | 5 | IC | OP | NA | DFO |  | 31.6 | 0.004898 | 0.31 | EIA Prime Mover-level Data | Estimated using an emission factor
2019 | MI | Smallwood | 50160 | 1 | HY | OP | NA | WAT |  | 44209 |  | 1.5381e-07 | EIA Prime Mover-level Data | NEI avg EF - PM, fuel type, firing type
2019 | MI | Southeast Berrien Generating Facility | 59574 | SBL | IC | OP | NA | LFG |  | 285230 | 2.0964 | 0.0147 | EIA Prime Mover-level Data | Estimated using an emission factor
2019 | MI | Spartan PV 1, LLC | 60945 | PV1 | PV | OP | NA | SUN |  | 116251 |  | 0 | EIA Prime Mover-level Data | Estimated using an emission factor
2019 | MI | St Louis | 1852 | 1 | IC | SB | NA | DFO |  | 13.97 | 0.0021654 | 0.31 | EIA Prime Mover-level Data | Estimated using an emission factor
2019 | MI | St Louis | 1852 | 2 | IC | SB | NA | DFO |  | 6.448 | 0.00099944 | 0.31 | EIA Prime Mover-level Data | Estimated using an emission factor
2019 | MI | St Louis | 1852 | 3 | IC | SB | NA | DFO |  | 9.672 | 0.0014992 | 0.31 | EIA Prime Mover-level Data | Estimated using an emission factor
2019 | MI | St Louis | 1852 | 5 | HY | OP | NA | WAT |  | 4483 |  | 1.5381e-07 | EIA Prime Mover-level Data | NEI avg EF - PM, fuel type, firing type
2019 | MI | St Louis | 1852 | 6 | HY | OP | NA | WAT |  | 4483 |  | 1.5381e-07 | EIA Prime Mover-level Data | NEI avg EF - PM, fuel type, firing type
2019 | MI | St Louis | 1852 | 7 | IC | SB | NA | DFO |  | 11.821 | 0.0018323 | 0.31 | EIA Prime Mover-level Data | Estimated using an emission factor
2019 | MI | St Louis | 1852 | 8 | IC | OP | NA | DFO |  | 16.119 | 0.0024984 | 0.31 | EIA Prime Mover-level Data | Estimated using an emission factor
2019 | MI | St Louis | 1852 | 9 | IC | SB | NA | DFO |  | 13.97 | 0.0021654 | 0.31 | EIA Prime Mover-level Data | Estimated using an emission factor
2019 | MI | State St Generating | 7970 | 1 | IC | RE | NA | DFO
2019 | MI | State St Generating | 7970 | 2 | IC | RE | NA | DFO
2019 | MI | State St Generating | 7970 | 3 | IC | RE | NA | DFO
2019 | MI | State St Generating | 7970 | 4 | IC | RE | NA | DFO
2019 | MI | State St Generating | 7970 | 5 | IC | RE | NA | DFO
2019 | MI | State St Generating | 7970 | 6 | IC | RE | NA | DFO
2019 | MI | State St Generating | 7970 | 7 | IC | RE | NA | DFO
2019 | MI | State St Generating | 7970 | 8 | IC | RE | NA | DFO
2019 | MI | State St Generating | 7970 | 9 | IC | RE | NA | DFO
2019 | MI | Stoney Corners Wind Farm | 57131 | SCWF1 | WT | OP | NA | WND |  | 1295425 |  | 0 | EIA Prime Mover-level Data | Estimated using an emission factor
2019 | MI | Straits | 1718 | 1 | GT | RE | NA | NG |  |  |  | 0.0054834
2019 | MI | Sturgis City Diesel Plant | 1855 | 1 | IC | RE | NA | DFO
2019 | MI | Sturgis City Diesel Plant | 1855 | 2 | IC | RE | NA | DFO
2019 | MI | Sturgis City Diesel Plant | 1855 | 4 | IC | RE | NA | DFO
2019 | MI | Sturgis City Diesel Plant | 1855 | 5 | IC | RE | NA | DFO
2019 | MI | Sturgis City Diesel Plant | 1855 | 6 | IC | OP | NA | DFO |  | 1350 | 0.20925 | 0.31 | EIA Prime Mover-level Data | Estimated using an emission factor
2019 | MI | Summit Lake Wind Energy Project | 61812 | 1 | WT | CN | NA | WND
2019 | MI | Sumpter Energy Associates | 54536 | 0201 | IC | RE | NA | LFG |  | 1529.8 | 0.011244 | 0.0147 | EIA Prime Mover-level Data | Estimated using an emission factor
2019 | MI | Sumpter Energy Associates | 54536 | 0202 | IC | OP | NA | LFG |  | 1529.8 | 0.011244 | 0.0147 | EIA Prime Mover-level Data | Estimated using an emission factor
2019 | MI | Sumpter Energy Associates | 54536 | 0203 | IC | OP | NA | LFG |  | 1529.8 | 0.011244 | 0.0147 | EIA Prime Mover-level Data | Estimated using an emission factor
2019 | MI | Sumpter Energy Associates | 54536 | 0204 | IC | OP | NA | LFG |  | 1529.8 | 0.011244 | 0.0147 | EIA Prime Mover-level Data | Estimated using an emission factor
2019 | MI | Sumpter Energy Associates | 54536 | 0205 | IC | OP | NA | LFG |  | 1529.8 | 0.011244 | 0.0147 | EIA Prime Mover-level Data | Estimated using an emission factor
2019 | MI | Sumpter Energy Associates | 54536 | 0386 | IC | OP | NA | LFG |  | 1529.8 | 0.011244 | 0.0147 | EIA Prime Mover-level Data | Estimated using an emission factor
2019 | MI | Sumpter Energy Associates | 54536 | 0388 | IC | OP | NA | LFG |  | 1529.8 | 0.011244 | 0.0147 | EIA Prime Mover-level Data | Estimated using an emission factor
2019 | MI | Sumpter Energy Associates | 54536 | 0389 | IC | OP | NA | LFG |  | 1529.8 | 0.011244 | 0.0147 | EIA Prime Mover-level Data | Estimated using an emission factor
2019 | MI | Sumpter Energy Associates | 54536 | 0392 | IC | OP | NA | LFG |  | 1529.8 | 0.011244 | 0.0147 | EIA Prime Mover-level Data | Estimated using an emission factor
2019 | MI | Sumpter Energy Associates | 54536 | 0435 | IC | OP | NA | LFG |  | 1529.8 | 0.011244 | 0.0147 | EIA Prime Mover-level Data | Estimated using an emission factor
2019 | MI | Sumpter Energy Associates | 54536 | 0437 | IC | OP | NA | LFG |  | 1529.8 | 0.011244 | 0.0147 | EIA Prime Mover-level Data | Estimated using an emission factor
2019 | MI | Sumpter Energy Associates | 54536 | 0440 | IC | OP | NA | LFG |  | 1529.8 | 0.011244 | 0.0147 | EIA Prime Mover-level Data | Estimated using an emission factor
2019 | MI | Sumpter Energy Associates | 54536 | 0447 | IC | OP | NA | LFG |  | 1529.8 | 0.011244 | 0.0147 | EIA Prime Mover-level Data | Estimated using an emission factor
2019 | MI | Sumpter Energy Associates | 54536 | 0464 | IC | OP | NA | LFG |  | 1529.8 | 0.011244 | 0.0147 | EIA Prime Mover-level Data | Estimated using an emission factor
2019 | MI | Sumpter Energy Associates | 54536 | 0467 | IC | OP | NA | LFG |  | 1529.8 | 0.011244 | 0.0147 | EIA Prime Mover-level Data | Estimated using an emission factor
2019 | MI | Superior | 1744 | 1 | GT | OP | NA | DFO |  | 2466.25 | 0.021283 | 0.017259 | EIA Prime Mover-level Data | NEI avg EF - PM, fuel type, firing type
2019 | MI | Superior | 1744 | 2 | GT | OP | NA | DFO |  | 2466.25 | 0.021283 | 0.017259 | EIA Prime Mover-level Data | NEI avg EF - PM, fuel type, firing type
2019 | MI | Superior | 1744 | 3 | GT | OP | NA | DFO |  | 2466.25 | 0.021283 | 0.017259 | EIA Prime Mover-level Data | NEI avg EF - PM, fuel type, firing type
2019 | MI | Superior | 1744 | 4 | GT | OP | NA | DFO |  | 2466.25 | 0.021283 | 0.017259 | EIA Prime Mover-level Data | NEI avg EF - PM, fuel type, firing type
2019 | MI | Superior Falls | 1757 | 1 | HY | OP | NA | WAT |  | 51287.5 |  | 1.5381e-07 | EIA Prime Mover-level Data | NEI avg EF - PM, fuel type, firing type
2019 | MI | Superior Falls | 1757 | 2 | HY | OP | NA | WAT |  | 51287.5 |  | 1.5381e-07 | EIA Prime Mover-level Data | NEI avg EF - PM, fuel type, firing type
2019 | MI | TCLP Solar Phase 1 | 63020 | TCLP1 | PV | OP | NA | SUN |  | 11291 |  | 0 | EIA Prime Mover-level Data | Estimated using an emission factor
2019 | MI | Temperance Solar, LLC | 63322 | TEMPR | PV | T | NA | SUN
2019 | MI | The Andersons Albion Ethanol LLC | 58330 | 9611 | ST | OP | NA | NG |  | 1001209 | 4.0311 | 0.0080524 | EIA Prime Mover-level Data | NEI avg EF - PM, fuel type
2019 | MI | The Andersons Albion Ethanol LLC | 58330 | CHP-1 | GT | OP | NA | NG |  | 699054 | 1.9166 | 0.0054834 | EIA Prime Mover-level Data | NEI avg EF - PM, fuel type, firing type
2019 | MI | Tower | 1873 | 2 | IC | RE | NA | DFO
2019 | MI | Tower | 1873 | 3 | IC | RE | NA | DFO
2019 | MI | Tower | 1873 | GT4 | GT | OP | NA | DFO |  | 1140 | 0.0098378 | 0.017259 | EIA Prime Mover-level Data | NEI avg EF - PM, fuel type, firing type
2019 | MI | Tower | 1873 | IC1 | IC | RE | NA | DFO
2019 | MI | Turrill Solar Farm | 60347 | 1 | PV | OP | NA | SUN |  | 238343 |  | 0 | EIA Prime Mover-level Data | Estimated using an emission factor
2019 | MI | Tuscola Bay Wind | 58351 | GE16 | WT | OP | NA | WND |  | 3362357 |  | 0 | EIA Prime Mover-level Data | Estimated using an emission factor
2019 | MI | Tuscola Wind II LLC | 58587 | 1 | WT | OP | NA | WND |  | 2811651 |  | 0 | EIA Prime Mover-level Data | Estimated using an emission factor
2019 | MI | Twin Falls (MI) | 1784 | 1 | HY | RE | NA | WAT
2019 | MI | Twin Falls (MI) | 1784 | 2 | HY | RE | NA | WAT
2019 | MI | Twin Falls (MI) | 1784 | 3 | HY | RE | NA | WAT
2019 | MI | Twin Falls (MI) | 1784 | 4 | HY | RE | NA | WAT
2019 | MI | Twin Falls (MI) | 1784 | 5 | HY | RE | NA | WAT
2019 | MI | Ubly | 1875 | 1 | IC | OP | NA | DFO |  | 8.468 | 0.0013125 | 0.31 | EIA Prime Mover-level Data | Estimated using an emission factor
2019 | MI | Ubly | 1875 | 2 | IC | OP | NA | DFO |  | 9.879 | 0.0015312 | 0.31 | EIA Prime Mover-level Data | Estimated using an emission factor
2019 | MI | Ubly | 1875 | 3 | IC | OP | NA | DFO |  | 9.879 | 0.0015312 | 0.31 | EIA Prime Mover-level Data | Estimated using an emission factor
2019 | MI | Ubly | 1875 | 4 | IC | OP | NA | DFO |  | 12.702 | 0.0019688 | 0.31 | EIA Prime Mover-level Data | Estimated using an emission factor
2019 | MI | Ubly | 1875 | 5 | IC | OP | NA | DFO |  | 21.169 | 0.0032812 | 0.31 | EIA Prime Mover-level Data | Estimated using an emission factor
2019 | MI | Ubly | 1875 | 6 | IC | OP | NA | DFO |  | 21.169 | 0.0032812 | 0.31 | EIA Prime Mover-level Data | Estimated using an emission factor
2019 | MI | Ubly | 1875 | 7 | IC | OP | NA | DFO |  | 35.282 | 0.0054687 | 0.31 | EIA Prime Mover-level Data | Estimated using an emission factor
2019 | MI | Ubly | 1875 | 8 | IC | OP | NA | DFO |  | 35.282 | 0.0054687 | 0.31 | EIA Prime Mover-level Data | Estimated using an emission factor
2019 | MI | Ubly | 1875 | 9 | IC | OP | NA | DFO |  | 21.169 | 0.0032812 | 0.31 | EIA Prime Mover-level Data | Estimated using an emission factor
2019 | MI | University of Michigan | 50431 | 1 | CA | OP | NA | DFO |  | 0 | 0 | 0.011 | EIA Unit-level Data | NEI avg EF - PM, fuel type, firing type
2019 | MI | University of Michigan | 50431 | 2 | CA | OP | NA | NG |  | 247420.8 | 0.052206 | 0.000422 | EIA Unit-level Data | Estimated using an emission factor
2019 | MI | University of Michigan | 50431 | 3 | CA | OP | NA | NG |  | 111965.9 | 0.023625 | 0.000422 | EIA Unit-level Data | Estimated using an emission factor
2019 | MI | University of Michigan | 50431 | 4 | CA | OP | NA | NG |  | 564626.7 | 0.11914 | 0.000422 | EIA Unit-level Data | Estimated using an emission factor
2019 | MI | University of Michigan | 50431 | 6 | CA | OP | NA | NG |  | 711785.1 | 0.15019 | 0.000422 | EIA Unit-level Data | Estimated using an emission factor
2019 | MI | University of Michigan | 50431 | 7 | CA | OP | NA | NG |  | 351803.1 | 0.07423 | 0.000422 | EIA Unit-level Data | Estimated using an emission factor
2019 | MI | University of Michigan | 50431 | 8 | CA | OP | NA | NG |  | 321240.7 | 0.067782 | 0.000422 | EIA Unit-level Data | Estimated using an emission factor
2019 | MI | University of Michigan | 50431 | TG10 | CT |  | NA | NG |  | 460381.9 | 1.3251 | 0.0057564 | EIA Unit-level Data | NEI avg EF - PM, fuel type
2019 | MI | University of Michigan | 50431 | TG2 | ST | RE | NA | NG
2019 | MI | University of Michigan | 50431 | TG9 | CT |  | NA | NG |  | 454983.1 | 1.3095 | 0.0057564 | EIA Unit-level Data | NEI avg EF - PM, fuel type
2019 | MI | Venice Resources Gas Recovery | 54539 | GEN1 | IC | OP | NA | LFG |  | 79579.5 | 0.58491 | 0.0147 | EIA Prime Mover-level Data | Estimated using an emission factor
2019 | MI | Venice Resources Gas Recovery | 54539 | GEN2 | IC | OP | NA | LFG |  | 79579.5 | 0.58491 | 0.0147 | EIA Prime Mover-level Data | Estimated using an emission factor
2019 | MI | Verso Paper Quinnesec Mich Mill | 50251 | PB | ST | OP | NA | NG |  | 360144.8 | 1.45 | 0.0080524 | EIA Unit-level Data | NEI avg EF - PM, fuel type
2019 | MI | Verso Paper Quinnesec Mich Mill | 50251 | RB | ST | OP | NA | BLQ |  | 8124840 | 0.25268 | 6.22e-05 | EIA Unit-level Data | Estimated using an emission factor
2019 | MI | Verso Paper Quinnesec Mich Mill | 50251 | WTB | ST | OP | NA | WDS |  | 3458718 | 39.4505 | 0.022812 | EIA Unit-level Data | NEI avg EF - PM, fuel type
2019 | MI | Vestaburg | 1881 | 2 | IC | RE | NA | DFO
2019 | MI | Vestaburg | 1881 | 4 | IC | RE | NA | DFO
2019 | MI | Vestaburg | 1881 | 5 | IC | RE | NA | DFO
2019 | MI | Vestaburg | 1881 | 6 | IC | RE | NA | DFO
2019 | MI | Vestaburg | 1881 | 7 | IC | RE | NA | DFO
2019 | MI | Vestaburg | 1881 | 8 | GT | OP | NA | NG |  | 20357 | 0.055813 | 0.0054834 | EIA Prime Mover-level Data | NEI avg EF - PM, fuel type, firing type
2019 | MI | Victoria Dam | 1774 | 1 | HY | OP | NA | WAT |  | 278032 |  | 1.5381e-07 | EIA Prime Mover-level Data | NEI avg EF - PM, fuel type, firing type
2019 | MI | Victoria Dam | 1774 | 2 | HY | OP | NA | WAT |  | 278032 |  | 1.5381e-07 | EIA Prime Mover-level Data | NEI avg EF - PM, fuel type, firing type
2019 | MI | Viking Energy of Lincoln | 50772 | B1 | ST | OP | NA | WDS |  | 1736178 | 19.803 | 0.022812 | EIA Unit-level Data | NEI avg EF - PM, fuel type
2019 | MI | Viking Energy of McBain | 50770 | B1 | ST | OP | NA | WDS |  | 1602965 | 18.2836 | 0.022812 | EIA Unit-level Data | NEI avg EF - PM, fuel type
2019 | MI | Warner Lambert | 54604 | 0550 | IC | SB | NA | DFO |  | 374.521 | 0.058051 | 0.31 | EIA Prime Mover-level Data | Estimated using an emission factor
2019 | MI | Warner Lambert | 54604 | 5164 | GT | OP | NA | NG |  | 335400 | 0.91957 | 0.0054834 | EIA Prime Mover-level Data | NEI avg EF - PM, fuel type, firing type
2019 | MI | Warner Lambert | 54604 | 016E | IC | SB | NA | DFO |  | 249.681 | 0.038701 | 0.31 | EIA Prime Mover-level Data | Estimated using an emission factor
2019 | MI | Warner Lambert | 54604 | 085-1 | IC | SB | NA | DFO |  | 574.266 | 0.089011 | 0.31 | EIA Prime Mover-level Data | Estimated using an emission factor
2019 | MI | Warner Lambert | 54604 | 085-2 | IC | SB | NA | DFO |  | 574.266 | 0.089011 | 0.31 | EIA Prime Mover-level Data | Estimated using an emission factor
2019 | MI | Warner Lambert | 54604 | 800-1 | IC | SB | NA | DFO |  | 574.266 | 0.089011 | 0.31 | EIA Prime Mover-level Data | Estimated using an emission factor
2019 | MI | Waste Management Northern Oaks LFGTE | 57024 | GEN1 | IC | OP | NA | LFG |  | 83959 | 0.6171 | 0.0147 | EIA Prime Mover-level Data | Estimated using an emission factor
2019 | MI | Water Street Station | 7398 | GEN1 | IC | OP | NA | NG |  | 3062.619 | 0.00064621 | 0.000422 | EIA Prime Mover-level Data | Estimated using an emission factor
2019 | MI | Water Street Station | 7398 | GEN2 | IC | OP | NA | NG |  | 3707.381 | 0.00078226 | 0.000422 | EIA Prime Mover-level Data | Estimated using an emission factor
2019 | MI | Watervliet | 58546 | GEN1 | IC | OP | NA | LFG |  | 117308.8 | 0.86222 | 0.0147 | EIA Prime Mover-level Data | Estimated using an emission factor
2019 | MI | Watervliet | 58546 | GEN2 | IC | OP | NA | LFG |  | 117308.8 | 0.86222 | 0.0147 | EIA Prime Mover-level Data | Estimated using an emission factor
2019 | MI | Watervliet | 58546 | GEN3 | IC | OP | NA | LFG |  | 58654.4 | 0.43111 | 0.0147 | EIA Prime Mover-level Data | NEI avg EF - PM, fuel type, firing type
2019 | MI | Watervliet PV | 59853 | WVPV1 | PV | OP | NA | SUN |  | 54556 |  | 0 | EIA Prime Mover-level Data | Estimated using an emission factor
2019 | MI | Way Dam | 1785 | 1 | HY | OP | NA | WAT |  | 72400 |  | 1.5381e-07 | EIA Prime Mover-level Data | NEI avg EF - PM, fuel type, firing type
2019 | MI | Webber | 1722 | 1 | HY | OP | NA | WAT |  | 98454.35 |  | 1.5381e-07 | EIA Prime Mover-level Data | NEI avg EF - PM, fuel type, firing type
2019 | MI | Webber | 1722 | 2 | HY | OP | NA | WAT |  | 29834.65 |  | 1.5381e-07 | EIA Prime Mover-level Data | NEI avg EF - PM, fuel type, firing type
2019 | MI | Western Michigan Solar Gardens | 60117 | 1 | PV | OP | NA | SUN |  | 12491 |  | 0 | EIA Prime Mover-level Data | Estimated using an emission factor
2019 | MI | Western Michigan University Power Plant | 58161 | EG-1 | IC | OP | NA | NG |  | 4595 | 0.00096954 | 0.000422 | EIA Prime Mover-level Data | Estimated using an emission factor
2019 | MI | Western Michigan University Power Plant | 58161 | EG-10 | IC | V | NA | NG
2019 | MI | Western Michigan University Power Plant | 58161 | EG-9 | IC | V | NA | NG
2019 | MI | Western Michigan University Power Plant | 58161 | GTG-7 | CT |  | NA |  |  | 378154.8 |  |  | EIA Unit-level Data
2019 | MI | Western Michigan University Power Plant | 58161 | GTG-8 | CT |  | NA |  |  | 497115.4 |  |  | EIA Unit-level Data
2019 | MI | Western Michigan University Power Plant | 58161 | STG-1 | CA | OP | NA | NG |  | 0 | 0 | 0.0017814 | EIA Prime Mover-level Data | NEI avg EF - PM, fuel type, firing type
2019 | MI | White Pine Electric Power | 10148 | GEN1 | ST | RE | NA | NG
2019 | MI | White Pine Electric Power | 10148 | GEN2 | ST | RE | NA | NG
2019 | MI | White Pine Electric Power | 10148 | GEN3 | ST | OS | NA | NG |  |  |  | 0.0080534
2019 | MI | White Rapids | 1786 | 1 | HY | OP | NA | WAT |  | 114007.3 |  | 1.5381e-07 | EIA Prime Mover-level Data | NEI avg EF - PM, fuel type, firing type
2019 | MI | White Rapids | 1786 | 2 | HY | OP | NA | WAT |  | 114007.3 |  | 1.5381e-07 | EIA Prime Mover-level Data | NEI avg EF - PM, fuel type, firing type
2019 | MI | White Rapids | 1786 | 3 | HY | OP | NA | WAT |  | 114007.3 |  | 1.5381e-07 | EIA Prime Mover-level Data | NEI avg EF - PM, fuel type, firing type
2019 | MI | William Beaumont Hospital | 50937 | GENA | IC | SB | NA | DFO |  |  |  | 0.30942
2019 | MI | William Beaumont Hospital | 50937 | GENB | IC | SB | NA | DFO |  |  |  | 0.30942
2019 | MI | Wilmot | 1746 | 1 | IC | OP | NA | DFO |  | 613.2 | 0.095046 | 0.31 | EIA Prime Mover-level Data | Estimated using an emission factor
2019 | MI | Wilmot | 1746 | 2 | IC | OP | NA | DFO |  | 613.2 | 0.095046 | 0.31 | EIA Prime Mover-level Data | Estimated using an emission factor
2019 | MI | Wilmot | 1746 | 3 | IC | OP | NA | DFO |  | 613.2 | 0.095046 | 0.31 | EIA Prime Mover-level Data | Estimated using an emission factor
2019 | MI | Wilmot | 1746 | 4 | IC | OP | NA | DFO |  | 613.2 | 0.095046 | 0.31 | EIA Prime Mover-level Data | Estimated using an emission factor
2019 | MI | Wilmot | 1746 | 5 | IC | OP | NA | DFO |  | 613.2 | 0.095046 | 0.31 | EIA Prime Mover-level Data | Estimated using an emission factor
2019 | MI | Wood Road | 54549 | 1-1 | IC | OP | NA | LFG |  | 67337.2 | 0.49493 | 0.0147 | EIA Prime Mover-level Data | Estimated using an emission factor
2019 | MI | Wood Road | 54549 | 1-2 | IC | OP | NA | LFG |  | 67337.2 | 0.49493 | 0.0147 | EIA Prime Mover-level Data | Estimated using an emission factor
2019 | MI | Wood Road | 54549 | 1-3 | IC | OP | NA | LFG |  | 67337.2 | 0.49493 | 0.0147 | EIA Prime Mover-level Data | Estimated using an emission factor
2019 | MI | Wood Road | 54549 | 1-4 | IC | OP | NA | LFG |  | 67337.2 | 0.49493 | 0.0147 | EIA Prime Mover-level Data | Estimated using an emission factor
2019 | MI | Wood Road | 54549 | 1-5 | IC | OP | NA | LFG |  | 134674.4 | 0.98986 | 0.0147 | EIA Prime Mover-level Data | Estimated using an emission factor
2019 | MI | Wood Road | 54549 | 1-6 | IC | OP | NA | LFG |  | 134674.4 | 0.98986 | 0.0147 | EIA Prime Mover-level Data | Estimated using an emission factor
2019 | MI | Wood Road | 54549 | 1-7 | IC | OP | NA | LFG |  | 134674.4 | 0.98986 | 0.0147 | EIA Prime Mover-level Data | Estimated using an emission factor
2019 | MI | Zeeland | 1867 | 1 | IC | OP | NA | NG |  | 628.619 | 0.00013264 | 0.000422 | EIA Prime Mover-level Data | Estimated using an emission factor
2019 | MI | Zeeland | 1867 | 2 | IC | OP | NA | NG |  | 493.915 | 0.00010422 | 0.000422 | EIA Prime Mover-level Data | Estimated using an emission factor
2019 | MI | Zeeland | 1867 | 7 | IC | OP | NA | NG |  | 898.027 | 0.00018948 | 0.000422 | EIA Prime Mover-level Data | Estimated using an emission factor
2019 | MI | Zeeland | 1867 | 8 | IC | OP | NA | NG |  | 763.323 | 0.00016106 | 0.000422 | EIA Prime Mover-level Data | Estimated using an emission factor
2019 | MI | Zeeland | 1867 | 9 | IC | OP | NA | NG |  | 2020.561 | 0.00042634 | 0.000422 | EIA Prime Mover-level Data | Estimated using an emission factor
2019 | MI | Zeeland | 1867 | 10 | IC | OP | NA | NG |  | 2514.475 | 0.00053055 | 0.000422 | EIA Prime Mover-level Data | Estimated using an emission factor
2019 | MI | Zeeland | 1867 | 11 | IC | OP | NA | NG |  | 2694.081 | 0.00056845 | 0.000422 | EIA Prime Mover-level Data | Estimated using an emission factor
2019 | MI | Zeeland Farm Services | 58704 | CAT-1 | IC | OP | NA | OBG |  | 60837 | 0.44715 | 0.0147 | EIA Prime Mover-level Data | Estimated using an emission factor
2019 | MI | Zeeland Farm Services | 58704 | CAT-2 | IC | OP | NA | OBG |  | 60837 | 0.44715 | 0.0147 | EIA Prime Mover-level Data | Estimated using an emission factor
2019 | MI | 48th Street Peaking Station | 7258 | 9 | GT | OP | CT | NG | 373 | 222751.1 | 0.80689 | 0.0072448 | EPA/CAMD | EPA/NEI | 2000
2019 | MI | 48th Street Peaking Station | 7258 | **7 | GT | OP | CT | NG | 63 | 14464.68 | 0.05627 | 0.0077803 | EPA/CAMD | EPA/NEI | 1992
2019 | MI | 48th Street Peaking Station | 7258 | **8 | GT | OP | CT | NG | 92 | 18690.22 | 0.072513 | 0.0077595 | EPA/CAMD | EPA/NEI | 1992
2019 | MI | Alpine Power Plant | 59926 | AL1 | GT | OP | CT | NG | 1065 | 1799191 | 1.7348 | 0.0019284 | EPA/CAMD | EPA/NEI | 2016
2019 | MI | Alpine Power Plant | 59926 | AL2 | GT | OP | CT | NG | 1020 | 1743448 | 1.6364 | 0.0018772 | EPA/CAMD | EPA/NEI | 2016
2019 | MI | Belle River | 6034 | 1 | ST | OP | WALL | RC | 3477 | 16193080 | 0.32669 | 4.035e-05 | EPA/CAMD | EPA/NEI | 1984
2019 | MI | Belle River | 6034 | 2 | ST | OP | WALL | RC | 7884 | 41630070 | 5.2783 | 0.00025358 | EPA/CAMD | EPA/NEI | 1985
2019 | MI | Belle River | 6034 | CTG121 | GT | OP | CT | NG | 1971 | 1705447 | 6.5653 | 0.0076992 | EPA/CAMD | EPA/NEI | 1999
2019 | MI | Belle River | 6034 | CTG122 | GT | OP | CT | NG | 741 | 570497.4 | 2.1894 | 0.0076753 | EPA/CAMD | EPA/NEI | 1999
2019 | MI | Belle River | 6034 | CTG131 | GT | OP | CT | NG | 1859 | 1538699 | 5.9544 | 0.0077395 | EPA/CAMD | EPA/NEI | 1999
2019 | MI | Cadillac Renewable Energy | 54415 | EUBLR | ST | OP | STOKER | WDS | 6197 | 1832161 | 3.0655 | 0.0033463 | EPA/CAMD | EPA/NEI | 1993
2019 | MI | Dan E Karn | 1702 | 1 | ST | OP | TANGENTIAL | SUB | 4747 | 10317100 | 8.115 | 0.0015731 | EPA/CAMD | EPA/NEI | 1956
2019 | MI | Dan E Karn | 1702 | 2 | ST | OP | WALL | SUB | 5021 | 10364270 | 7.1994 | 0.0013893 | EPA/CAMD | EPA/NEI | 1956
2019 | MI | Dan E Karn | 1702 | 3 | ST | OP | WALL | NG | 474 | 592614 | 4.7798 | 0.016131 | EPA/CAMD | EPA/NEI | 1974
2019 | MI | Dan E Karn | 1702 | 4 | ST | OP | WALL | NG | 210 | 277994.3 | 2.5007 | 0.017991 | EPA/CAMD | EPA/NEI | 1977
2019 | MI | Dan E Karn | 1702 | A | ST | OP | WALL | NG | 1625 | 70660.42 | 1.0526 | 0.029793 | EPA/CAMD | EPA/NEI | 1975
2019 | MI | Dan E Karn | 1702 | B | ST | OP | WALL | NG | 1553 | 59810.58 | 0.51627 | 0.017264 | EPA/CAMD | EPA/NEI | 1975
2019 | MI | Dean Peakers | 55718 | 1 | GT | OP | CT | NG | 995 | 832040.7 | 2.6553 | 0.0063826 | EPA/CAMD | EPA/NEI | 2002
2019 | MI | Dean Peakers | 55718 | 2 | GT | OP | CT | NG | 999 | 828942.6 | 2.6205 | 0.0063225 | EPA/CAMD | EPA/NEI | 2002
2019 | MI | Dean Peakers | 55718 | 3 | GT | OP | CT | NG | 923 | 779080.3 | 2.4672 | 0.0063337 | EPA/CAMD | EPA/NEI | 2002
2019 | MI | Dean Peakers | 55718 | 4 | GT | OP | CT | NG | 921 | 756138.5 | 2.4269 | 0.0064193 | EPA/CAMD | EPA/NEI | 2002
2019 | MI | Dearborn Industrial Generation | 55088 | BL1100 | ST | OP | OTHER BOILER | OG | 5945 | 2870013 | 23.1478 | 0.016131 | EPA/CAMD | EPA/NEI | 2001
2019 | MI | Dearborn Industrial Generation | 55088 | BL2100 | ST | OP | OTHER BOILER | OG | 5357 | 2591433 | 19.6481 | 0.015164 | EPA/CAMD | EPA/NEI | 2001
2019 | MI | Dearborn Industrial Generation | 55088 | BL3100 | ST | OP | OTHER BOILER | OG | 5297 | 2608250 | 18.6378 | 0.014291 | EPA/CAMD | EPA/NEI | 2001
2019 | MI | Dearborn Industrial Generation | 55088 | GT2100 | CT | OP | CC | NG | 7850 | 13488650 | 16.3492 | 0.0024241 | EPA/CAMD | EPA/NEI | 2001
2019 | MI | Dearborn Industrial Generation | 55088 | GT3100 | CT | OP | CC | NG | 8031 | 14808440 | 19.0954 | 0.002579 | EPA/CAMD | EPA/NEI | 2001
2019 | MI | Dearborn Industrial Generation | 55088 | GTP1 | GT | OP | CT | NG | 5632 | 8782132 | 8.5914 | 0.0019566 | EPA/CAMD | EPA/NEI | 1999
2019 | MI | Delray | 1728 | CTG111 | GT | OP | CT | NG | 160 | 96528.23 | 0.34605 | 0.0071699 | EPA/CAMD | EPA/NEI | 1999
2019 | MI | Delray | 1728 | CTG121 | GT | OP | CT | NG | 88 | 50393.81 | 0.17412 | 0.0069102 | EPA/CAMD | EPA/NEI | 1999
2019 | MI | Eckert Station | 1831 | 1 | ST | OP | WALL | SUB | 0 |  |  | 0.017184 |  |  | 1954
2019 | MI | Eckert Station | 1831 | 3 | ST | OP | TANGENTIAL | SUB | 0 |  |  | 0.017184 |  |  | 1961
2019 | MI | Eckert Station | 1831 | 4 | ST | OP | WALL | SUB | 945 | 508746.1 | 1.3185 | 0.0051834 | EPA/CAMD | EPA/NEI | 1964
2019 | MI | Eckert Station | 1831 | 5 | ST | OP | WALL | SUB | 226 | 126869.2 | 1.0516 | 0.016577 | EPA/CAMD | EPA/NEI | 1968
2019 | MI | Eckert Station | 1831 | 6 | ST | OP | WALL | SUB | 120 | 61207.81 | 0.59413 | 0.019414 | EPA/CAMD | EPA/NEI | 1970
2019 | MI | Erickson | 1832 | 1 | ST | OP | WALL | SUB | 6729 | 9226437 | 1.2211 | 0.00026469 | EPA/CAMD | EPA/NEI | 1972
2019 | MI | Genesee Power Station | 54751 | 01 | ST | OP | STOKER | WDS | 8053 | 1482170 | 5.9979 | 0.0080934 | EPA/CAMD | EPA/NEI | 1995
2019 | MI | Graphic Packaging International, Inc. | 10698 | BLR08 | ST | OP | WALL | NG | 3552 | 1894437 | 4.9765 | 0.0052538 | EIA non-ozone season distributed and EPA/CAMD ozone season | EPA/NEI | 1959
2019 | MI | Grayling Generating Station | 10822 | 1 | ST | OP | STOKER | WDS | 8488 | 2525966 | 9.4192 | 0.0074579 | EPA/CAMD | EPA/NEI | 1992
2019 | MI | Greenwood | 6035 | 1 | ST | OP | WALL | NG | 2475 | 9469755 | 31.7682 | 0.0067094 | EPA/CAMD | EPA/NEI | 1978
2019 | MI | Greenwood | 6035 | CTG111 | GT | OP | CT | NG | 486 | 361472.6 | 1.2652 | 0.0070001 | EPA/CAMD | EPA/NEI | 1999
2019 | MI | Greenwood | 6035 | CTG112 | GT | OP | CT | NG | 442 | 329713.4 | 1.1822 | 0.007171 | EPA/CAMD | EPA/NEI | 1999
2019 | MI | Greenwood | 6035 | CTG121 | GT | OP | CT | NG | 557 | 399143 | 1.4173 | 0.0071019 | EPA/CAMD | EPA/NEI | 1999
2019 | MI | Hancock Peakers | 1730 | CTG121 | GT | OP | CT | NG | 69 | 34520.5 | 0.080803 | 0.0046814 | EPA/CAMD | EPA/NEI | 1970
2019 | MI | Hancock Peakers | 1730 | CTG122 | GT | OP | CT | NG | 67 | 33619.9 | 0.18212 | 0.010834 | EPA/CAMD | EPA/NEI | 1966
2019 | MI | Holland Energy Park | 59093 | 10 | CT | OP | CC | NG | 8069 | 3547955 | 3.5482 | 0.0020001 | EPA/CAMD | EPA/NEI | 2017
2019 | MI | Holland Energy Park | 59093 | 11 | CT | OP | CC | NG | 7304 | 3168213 | 3.168 | 0.0019999 | EPA/CAMD | EPA/NEI | 2017
2019 | MI | J B Sims | 1825 | 3 | ST | OP | WALL | BIT | 4975 | 1740837 | 2.864 | 0.0032904 | EPA/CAMD | EPA/NEI | 1983
2019 | MI | J H Campbell | 1710 | 1 | ST | OP | TANGENTIAL | SUB | 7520 | 16293250 | 3.2887 | 0.00040369 | EPA/CAMD | EPA/NEI | 1962
2019 | MI | J H Campbell | 1710 | 2 | ST | OP | CELL | SUB | 7438 | 18137860 | 14.2179 | 0.0015678 | EPA/CAMD | EPA/NEI | 1967
2019 | MI | J H Campbell | 1710 | 3 | ST | OP | WALL | SUB | 7183 | 52183590 | 7.4513 | 0.00028558 | EPA/CAMD | EPA/NEI | 1980
2019 | MI | Jackson Generating Station | 55270 | 7EA | CT | OP | CC | NG | 5722 | 5077823 | 18.1004 | 0.0071292 | EPA/CAMD | EPA/NEI | 2002
2019 | MI | Jackson Generating Station | 55270 | LM1 | CT | OP | CC | NG | 5300 | 1976671 | 39.7077 | 0.040176 | EPA/CAMD | EPA/NEI | 2002
2019 | MI | Jackson Generating Station | 55270 | LM2 | CT | OP | CC | NG | 5533 | 2041019 | 41.0982 | 0.040272 | EPA/CAMD | EPA/NEI | 2002
2019 | MI | Jackson Generating Station | 55270 | LM3 | CT | OP | CC | NG | 5592 | 2053794 | 41.2964 | 0.040215 | EPA/CAMD | EPA/NEI | 2002
2019 | MI | Jackson Generating Station | 55270 | LM4 | CT | OP | CC | NG | 5497 | 2076729 | 42.9419 | 0.041355 | EPA/CAMD | EPA/NEI | 2002
2019 | MI | Jackson Generating Station | 55270 | LM5 | CT | OP | CC | NG | 5290 | 1984647 | 39.5397 | 0.039846 | EPA/CAMD | EPA/NEI | 2002
2019 | MI | Jackson Generating Station | 55270 | LM6 | CT | OP | CC | NG | 5643 | 2141021 | 42.8932 | 0.040068 | EPA/CAMD | EPA/NEI | 2002
2019 | MI | Kalamazoo River Generating Station | 55101 | 1 | GT | OP | CT | NG | 1050 | 739784.9 | 2.3965 | 0.0064789 | EPA/CAMD | EPA/NEI | 1999
2019 | MI | Kalkaska CT Project #1 | 7984 | 1A | GT | OP | CT | NG | 608 | 126711.9 | 0.82071 | 0.012954 | EPA/CAMD | EPA/NEI | 2002
2019 | MI | Kalkaska CT Project #1 | 7984 | 1B | GT | OP | CT | NG | 600 | 123582 | 0.78553 | 0.012713 | EPA/CAMD | EPA/NEI | 2002
2019 | MI | Lansing BWL REO Town Plant | 58427 | 100 | CT | OP | CC | NG | 6975 | 2406589 | 8.0521 | 0.0066917 | EPA/CAMD | EPA/NEI | 2013
2019 | MI | Lansing BWL REO Town Plant | 58427 | 200 | CT | OP | CC | NG | 6200 | 2092919 | 16.8874 | 0.016138 | EPA/CAMD | EPA/NEI | 2013
2019 | MI | Livingston Generating Station | 55102 | 1 | GT | OP | CT | NG | 75 | 28924.03 | 0.48039 | 0.033217 | EPA/CAMD | EPA/NEI | 1999
2019 | MI | Livingston Generating Station | 55102 | 2 | GT | OP | CT | NG | 13 | 3059.907 | 0.041157 | 0.026901 | EPA/CAMD | EPA/NEI | 1999
2019 | MI | Livingston Generating Station | 55102 | 3 | GT | OP | CT | NG | 369 | 166117 | 2.1209 | 0.025535 | EPA/CAMD | EPA/NEI | 1999
2019 | MI | Livingston Generating Station | 55102 | 4 | GT | OP | CT | NG | 15 | 5447.606 | 0.063736 | 0.0234 | EPA/CAMD | EPA/NEI | 1999
2019 | MI | Michigan Power Limited Partnership | 54915 | 1 | CT | OP | CC | NG | 8159 | 9161645 | 19.1291 | 0.0041759 | EPA/CAMD | EPA/NEI | 1995
2019 | MI | Midland Cogeneration Venture | 10745 | 003 | CT | OP | CC | NG | 5788 | 5583969 | 207.0361 | 0.074154 | EPA/CAMD | EPA/NEI | 1990
2019 | MI | Midland Cogeneration Venture | 10745 | 004 | CT | OP | CC | NG | 7766 | 7791583 | 294.0751 | 0.075485 | EPA/CAMD | EPA/NEI | 1990
2019 | MI | Midland Cogeneration Venture | 10745 | 005 | CT | OP | CC | NG | 6665 | 6526884 | 195.4541 | 0.059892 | EPA/CAMD | EPA/NEI | 1990
2019 | MI | Midland Cogeneration Venture | 10745 | 006 | CT | OP | CC | NG | 6643 | 6641830 | 262.9814 | 0.079189 | EPA/CAMD | EPA/NEI | 1990
2019 | MI | Midland Cogeneration Venture | 10745 | 007 | CT | OP | CC | NG | 6140 | 6248620 | 268.2263 | 0.085851 | EPA/CAMD | EPA/NEI | 1990
2019 | MI | Midland Cogeneration Venture | 10745 | 008 | CT | OP | CC | NG | 6240 | 6435453 | 173.1726 | 0.053818 | EPA/CAMD | EPA/NEI | 1990
2019 | MI | Midland Cogeneration Venture | 10745 | 009 | CT | OP | CC | NG | 5709 | 5752759 | 193.9721 | 0.067436 | EPA/CAMD | EPA/NEI | 1990
2019 | MI | Midland Cogeneration Venture | 10745 | 010 | CT | OP | CC | NG | 7041 | 7008439 | 239.0336 | 0.068213 | EPA/CAMD | EPA/NEI | 1990
2019 | MI | Midland Cogeneration Venture | 10745 | 011 | CT | OP | CC | NG | 5922 | 5761120 | 220.0019 | 0.076375 | EPA/CAMD | EPA/NEI | 1990
2019 | MI | Midland Cogeneration Venture | 10745 | 012 | CT | OP | CC | NG | 7862 | 7783361 | 24.3691 | 0.0062618 | EPA/CAMD | EPA/NEI | 1990
2019 | MI | Midland Cogeneration Venture | 10745 | 013 | CT | OP | CC | NG | 6478 | 6751127 | 258.3369 | 0.076531 | EPA/CAMD | EPA/NEI | 1990
2019 | MI | Midland Cogeneration Venture | 10745 | 014 | CT | OP | CC | NG | 6387 | 6316868 | 207.3963 | 0.065664 | EPA/CAMD | EPA/NEI | 1990
2019 | MI | Midland Cogeneration Venture | 10745 | 016 | ST | OP | OTHER BOILER | NG | 181 | 22093.41 | 0.84782 | 0.076749 | EPA/CAMD | EPA/NEI | 2008
2019 | MI | Midland Cogeneration Venture | 10745 | 017 | ST | OP | OTHER BOILER | NG | 73 | 7114.744 | 0.15484 | 0.043527 | EPA/CAMD | EPA/NEI | 2008
2019 | MI | Midland Cogeneration Venture | 10745 | 018 | ST | OP | OTHER BOILER | NG | 406 | 62049.14 | 0.61302 | 0.019759 | EPA/CAMD | EPA/NEI | 2008
2019 | MI | Midland Cogeneration Venture | 10745 | 019 | ST | OP | OTHER BOILER | NG | 114 | 15123.67 | 0.25865 | 0.034204 | EPA/CAMD | EPA/NEI | 2008
2019 | MI | Midland Cogeneration Venture | 10745 | 020 | ST | OP | OTHER BOILER | NG | 321 | 38202.84 | 1.0003 | 0.052365 | EPA/CAMD | EPA/NEI | 2009
2019 | MI | Midland Cogeneration Venture | 10745 | 021 | ST | OP | OTHER BOILER | NG | 77 | 12124.7 | 3.7876 | 0.62477 | EPA/CAMD | EPA/NEI | 2009
2019 | MI | Monroe | 1733 | 1 | ST | OP | CELL | RC | 8104 | 44391230 | 8.568 | 0.00038602 | EPA/CAMD | EPA/NEI | 1971
2019 | MI | Monroe | 1733 | 2 | ST | OP | CELL | RC | 8051 | 42489940 | 9.9567 | 0.00046866 | EPA/CAMD | EPA/NEI | 1972
2019 | MI | Monroe | 1733 | 3 | ST | OP | CELL | RC | 5266 | 31223760 | 4.0935 | 0.0002622 | EPA/CAMD | EPA/NEI | 1973
2019 | MI | Monroe | 1733 | 4 | ST | OP | CELL | RC | 7221 | 39745160 | 4.8432 | 0.00024371 | EPA/CAMD | EPA/NEI | 1974
2019 | MI | New Covert Generating Project | 55297 | 001 | CT | OP | CC | NG | 7802 | 17224280 | 21.1695 | 0.0024581 | EPA/CAMD | EPA/NEI | 2003
2019 | MI | New Covert Generating Project | 55297 | 002 | CT | OP | CC | NG | 7972 | 18475820 | 16.7234 | 0.0018103 | EPA/CAMD | EPA/NEI | 2003
2019 | MI | New Covert Generating Project | 55297 | 003 | CT | OP | CC | NG | 6703 | 15258020 | 17.1332 | 0.0022458 | EPA/CAMD | EPA/NEI | 2003
2019 | MI | Otsego Paper, Inc. | 55799 | 0024 | GT | OP | CT | NG | 3476 | 945998.3 | 3.6967 | 0.0078154 | EIA non-ozone season distributed and EPA/CAMD ozone season | NEI avg EF - PM, fuel type, firing type
2019 | MI | Otsego Paper, Inc. | 55799 | 0025 | GT | OP | CT | NG | 3423 | 865014.3 | 3.3802 | 0.0078154 | EIA non-ozone season distributed and EPA/CAMD ozone season | NEI avg EF - PM, fuel type, firing type
2019 | MI | Presque Isle | 1769 | 5 | ST | OP | WALL | SUB | 0 |  |  | 0.017184 |  |  | 1974
2019 | MI | Presque Isle | 1769 | 6 | ST | OP | WALL | SUB | 0 |  |  | 0.017184 |  |  | 1975
2019 | MI | Presque Isle | 1769 | 7 | ST | OP | WALL | SUB | 1932 | 1273165 | 0.14784 | 0.00023224 | EPA/CAMD | EPA/NEI | 1978
2019 | MI | Presque Isle | 1769 | 8 | ST | OP | WALL | SUB | 1748 | 1122678 | 0.14281 | 0.00025442 | EPA/CAMD | EPA/NEI | 1978
2019 | MI | Presque Isle | 1769 | 9 | ST | OP | WALL | SUB | 1142 | 806401.9 | 0.09632 | 0.00023889 | EPA/CAMD | EPA/NEI | 1979
2019 | MI | Renaissance Power | 55402 | CT1 | GT | OP | CT | NG | 1045 | 1685589 | 10.1889 | 0.012089 | EPA/CAMD | EPA/NEI | 2002
2019 | MI | Renaissance Power | 55402 | CT2 | GT | OP | CT | NG | 1269 | 1967127 | 16.9077 | 0.01719 | EPA/CAMD | EPA/NEI | 2002
2019 | MI | Renaissance Power | 55402 | CT3 | GT | OP | CT | NG | 1362 | 2143450 | 14.0641 | 0.013123 | EPA/CAMD | EPA/NEI | 2002
2019 | MI | Renaissance Power | 55402 | CT4 | GT | OP | CT | NG | 1438 | 2059937 | 14.3527 | 0.013935 | EPA/CAMD | EPA/NEI | 2002
2019 | MI | River Rouge | 1740 | 1 | ST | OP | WALL | NG | 0 |  |  | 0.0080534 |  |  | 1956
2019 | MI | River Rouge | 1740 | 3 | ST | OP | WALL | SUB | 4564 | 7787506 | 1.685 | 0.00043275 | EPA/CAMD | EPA/NEI | 1958
2019 | MI | Shiras | 1843 | 3 | ST | RE | TANGENTIAL | SUB |  | 0 | 0 | 0.00048293 | EIA Prime Mover-level Data | EPA/NEI | 1983
2019 | MI | St. Clair | 1743 | 1 | ST | OP | WALL | RC | 606 | 464687.4 | 0.098821 | 0.00042532 | EPA/CAMD | EPA/NEI | 1953
2019 | MI | St. Clair | 1743 | 2 | ST | OP | WALL | RC | 6645 | 6328023 | 0.74753 | 0.00023626 | EPA/CAMD | EPA/NEI | 1953
2019 | MI | St. Clair | 1743 | 3 | ST | OP | WALL | RC | 7304 | 6788199 | 0.9618 | 0.00028338 | EPA/CAMD | EPA/NEI | 1954
2019 | MI | St. Clair | 1743 | 4 | ST | RE | WALL | RC | 0 | [5 empty] | 1954
2019 | MI | St. Clair | 1743 | 6 | ST | OP | TANGENTIAL | RC | 6129 | 11149840 | 1.2898 | 0.00023135 | EPA/CAMD | EPA/NEI | 1961
2019 | MI | St. Clair | 1743 | 7 | ST | OP | TANGENTIAL | RC | 7577 | 19231720 | 7.0029 | 0.00072826 | EPA/CAMD | EPA/NEI | 1969
2019 | MI | Sumpter Plant | 7972 | 1 | GT | OP | CT | NG | 1220 | 893887 | 2.8847 | 0.0064543 | EPA/CAMD | EPA/NEI | 2002
2019 | MI | Sumpter Plant | 7972 | 2 | GT | OP | CT | NG | 1213 | 901131.1 | 2.9088 | 0.0064558 | EPA/CAMD | EPA/NEI | 2002
2019 | MI | Sumpter Plant | 7972 | 3 | GT | OP | CT | NG | 1206 | 901665.2 | 2.9083 | 0.006451 | EPA/CAMD | EPA/NEI | 2002
2019 | MI | Sumpter Plant | 7972 | 4 | GT | OP | CT | NG | 1165 | 861409.6 | 2.7812 | 0.0064574 | EPA/CAMD | EPA/NEI | 2002
2019 | MI | T B Simon Power Plant | 10328 | UNIT1 | ST | OP | WALL | NG | 2703 | 1356373 | 5.1953 | 0.0076606 | EIA non-ozone season distributed and EPA/CAMD ozone season | EPA/NEI | 1965
2019 | MI | T B Simon Power Plant | 10328 | UNIT2 | ST | OP | WALL | NG | 3017 | 1430441 | 6.7969 | 0.0095032 | EIA non-ozone season distributed and EPA/CAMD ozone season | EPA/NEI | 1965
2019 | MI | T B Simon Power Plant | 10328 | UNIT3 | ST | OP | WALL | NG | 3280 | 2149164 | 8.2918 | 0.0077163 | EIA non-ozone season distributed and EPA/CAMD ozone season | EPA/NEI | 1973
2019 | MI | T B Simon Power Plant | 10328 | UNIT4 | ST | OP | FLUIDIZED | NG | 2234 | 1332279 | 3.3534 | 0.0050341 | EIA non-ozone season distributed and EPA/CAMD ozone season | EPA/NEI | 1994
2019 | MI | TES Filer City Station | 50835 | 1 | ST | OP | STOKER | BIT | 7714 | 2875034 | 34.4768 | 0.023984 | EPA/CAMD | EPA/NEI | 1990
2019 | MI | TES Filer City Station | 50835 | 2 | ST | OP | STOKER | BIT | 7681 | 3132778 | 37.2298 | 0.023768 | EPA/CAMD | EPA/NEI | 1990
2019 | MI | Thetford | 1719 | 2 | GT | OP | CT | NG | 0 |  |  | 0.0070853 |  |  | 1970
2019 | MI | Thetford | 1719 | 3 | GT | RE | CT | NG | 0 | [5 empty] | 1970
2019 | MI | Thetford | 1719 | 4 | GT | OP | CT | NG | 0 |  |  | 0.0070853 |  |  | 1970
2019 | MI | Trenton Channel | 1745 | 9A | ST | OP | TANGENTIAL | SUB | 5146 | 15813240 | 13.209 | 0.0016706 | EPA/CAMD | EPA/NEI | 1967
2019 | MI | Wyandotte | 1866 | 5 | ST | OP | STOKER | NG | 3909 | 116351.3 | 0.50342 | 0.0086534 | EPA/CAMD | EPA/NEI | 1958
2019 | MI | Wyandotte | 1866 | 7 | ST | OP | WALL | NG | 135 | 22760.28 | 0.085598 | 0.0075217 | EPA/CAMD | EPA/NEI | 1982
2019 | MI | Zeeland Generating Station | 55087 | CC1 | GT | OP | CT | NG | 1880 | 2631261 | 32.9609 | 0.025053 | EPA/CAMD | EPA/NEI | 2001
2019 | MI | Zeeland Generating Station | 55087 | CC2 | GT | OP | CT | NG | 1134 | 1479139 | 23.0839 | 0.031213 | EPA/CAMD | EPA/NEI | 2001
2019 | MI | Zeeland Generating Station | 55087 | CC3 | CT | OP | CC | NG | 7612 | 13842900 | 40.7287 | 0.0058844 | EPA/CAMD | EPA/NEI | 2002
2019 | MI | Zeeland Generating Station | 55087 | CC4 | CT | OP | CC | NG | 7553 | 14202870 | 40.0731 | 0.005643 | EPA/CAMD | EPA/NEI | 2002
2019 | MN | 4710 Hosting | 62162 | 4710 | IC | SB | NA | DFO |  | 186 | 0.02883 | 0.31 | EIA Prime Mover-level Data | Estimated using an emission factor
2019 | MN | Acturus Community Solar | 61705 | ARCT | PV | OP | NA | SUN |  | 14539 |  | 0 | EIA Prime Mover-level Data | Estimated using an emission factor
2019 | MN | Adams Wind Farm | 56307 | 1 | WT | OP | NA | WND |  | 235294.6 |  | 0 | EIA Prime Mover-level Data | Estimated using an emission factor
2019 | MN | Adams Wind Farm | 56307 | 2 | WT | OP | NA | WND |  | 170806.4 |  | 0 | EIA Prime Mover-level Data | Estimated using an emission factor
2019 | MN | Adams Wind Generations LLC | 57375 | AWG | WT | OP | NA | WND |  | 492561 |  | 0 | EIA Prime Mover-level Data | Estimated using an emission factor
2019 | MN | Adrian | 1956 | 3 | IC | RE | NA | DFO
2019 | MN | Adrian | 1956 | 4 | IC | RE | NA | DFO
2019 | MN | Adrian | 1956 | 5 | IC | OP | NA | DFO |  | 836 | 0.12958 | 0.31 | EIA Prime Mover-level Data | Estimated using an emission factor
2019 | MN | Agassiz Beach LLC | 55576 | AB30 | WT | OP | NA | WND |  | 34662 |  | 0 | EIA Prime Mover-level Data | Estimated using an emission factor
2019 | MN | Albany Solar | 60519 | PV1 | PV | OP | NA | SUN |  | 165997 |  | 0 | EIA Prime Mover-level Data | Estimated using an emission factor
2019 | MN | Alexandria | 1958 | IC1 | IC | SB | NA | DFO |  | 72.13 | 0.01118 | 0.31 | EIA Prime Mover-level Data | Estimated using an emission factor
2019 | MN | Alexandria | 1958 | IC2 | IC | SB | NA | DFO |  | 240.435 | 0.037267 | 0.31 | EIA Prime Mover-level Data | Estimated using an emission factor
2019 | MN | Alexandria | 1958 | IC3 | IC | SB | NA | DFO |  | 240.435 | 0.037267 | 0.31 | EIA Prime Mover-level Data | Estimated using an emission factor
2019 | MN | Alliant Techsystems | 7376 | 1 | IC | RE | NA | DFO
2019 | MN | Allium Community Solar Garden, LLC | 63304 | ALIUM | PV | T | NA | SUN
2019 | MN | Altair Community Solar Garden | 61645 | ALTA | PV | OP | NA | SUN |  | 13917 |  | 0 | EIA Prime Mover-level Data | Estimated using an emission factor
2019 | MN | American Crystal Sugar Crookston | 54212 | G1 | ST | OP | NA | SUB |  |  |  | 0.017184
2019 | MN | American Crystal Sugar Crookston | 54212 | G2 | ST | OP | NA | SUB |  |  |  | 0.017184
2019 | MN | American Crystal Sugar East Grand Forks | 54214 | G1 | ST | OP | NA | SUB |  |  |  | 0.017184
2019 | MN | American Crystal Sugar East Grand Forks | 54214 | G2 | ST | OP | NA | SUB |  |  |  | 0.017184
2019 | MN | American Crystal Sugar Moorhead | 54211 | G1 | ST | OP | NA | SUB |  |  |  | 0.017184
2019 | MN | American Crystal Sugar Moorhead | 54211 | G2 | ST | OP | NA | SUB |  |  |  | 0.017184
2019 | MN | Andromeda Community Solar | 61181 | OACS1 | PV | OP | NA | SUN |  | 13095.8 |  | 0 | EIA Prime Mover-level Data | Estimated using an emission factor
2019 | MN | Andromeda Community Solar | 61181 | OACS2 | PV | OP | NA | SUN |  | 13095.8 |  | 0 | EIA Prime Mover-level Data | Estimated using an emission factor
2019 | MN | Andromeda Community Solar | 61181 | OACS3 | PV | OP | NA | SUN |  | 13095.8 |  | 0 | EIA Prime Mover-level Data | Estimated using an emission factor
2019 | MN | Andromeda Community Solar | 61181 | OACS4 | PV | OP | NA | SUN |  | 13095.8 |  | 0 | EIA Prime Mover-level Data | Estimated using an emission factor
2019 | MN | Andromeda Community Solar | 61181 | OACS5 | PV | OP | NA | SUN |  | 13095.8 |  | 0 | EIA Prime Mover-level Data | Estimated using an emission factor
2019 | MN | Annandale Solar | 60520 | PV1 | PV | OP | NA | SUN |  | 94872 |  | 0 | EIA Prime Mover-level Data | Estimated using an emission factor
2019 | MN | Anoka BESS | 62908 | BA | BA | OP | NA | MWH |  | 0 |  |  | EIA Prime Mover-level Data
2019 | MN | Anoka County MN CONX | 62061 | PV1 | PV | OP | NA | SUN |  | 45616 |  | 0 | EIA Prime Mover-level Data | Estimated using an emission factor
2019 | MN | Antares Community Solar | 61176 | FACS1 | PV | OP | NA | SUN |  | 14718 |  | 0 | EIA Prime Mover-level Data | Estimated using an emission factor
2019 | MN | Antares Community Solar | 61176 | FACS2 | PV | OP | NA | SUN |  | 14718 |  | 0 | EIA Prime Mover-level Data | Estimated using an emission factor
2019 | MN | Antares Community Solar | 61176 | FACS3 | PV | OP | NA | SUN |  | 14718 |  | 0 | EIA Prime Mover-level Data | Estimated using an emission factor
2019 | MN | Antlia Community Solar | 60937 | IACS1 | PV | OP | NA | SUN |  | 13236.5 |  | 0 | EIA Prime Mover-level Data | Estimated using an emission factor
2019 | MN | Antlia Community Solar | 60937 | IACS2 | PV | OP | NA | SUN |  | 13236.5 |  | 0 | EIA Prime Mover-level Data | Estimated using an emission factor
2019 | MN | Aquarius Community Solar | 61710 | AQUA | PV | OP | NA | SUN |  | 9769 |  | 0 | EIA Prime Mover-level Data | Estimated using an emission factor
2019 | MN | Aquila Community Solar | 61704 | AQUI | PV | OP | NA | SUN |  | 12857 |  | 0 | EIA Prime Mover-level Data | Estimated using an emission factor
2019 | MN | Archer Daniels Midland Mankato | 10863 | GEN1 | ST | OP | NA | SUB |  | 383463 | 3.2948 | 0.017184 | EIA Prime Mover-level Data | NEI avg EF - PM, fuel type
2019 | MN | Archer Daniels Midland Mankato | 10863 | GEN2 | ST | RE | NA | NG
2019 | MN | Argo Navis Community Solar | 61183 | UACS1 | PV | OP | NA | SUN |  | 10860.33 |  | 0 | EIA Prime Mover-level Data | Estimated using an emission factor
2019 | MN | Argo Navis Community Solar | 61183 | UACS2 | PV | OP | NA | SUN |  | 10860.33 |  | 0 | EIA Prime Mover-level Data | Estimated using an emission factor
2019 | MN | Argo Navis Community Solar | 61183 | UACS3 | PV | OP | NA | SUN |  | 10860.33 |  | 0 | EIA Prime Mover-level Data | Estimated using an emission factor
2019 | MN | Aries Community Solar | 60938 | AACS1 | PV | OP | NA | SUN |  | 12810.75 |  | 0 | EIA Prime Mover-level Data | Estimated using an emission factor
2019 | MN | Aries Community Solar | 60938 | AACS2 | PV | OP | NA | SUN |  | 12810.75 |  | 0 | EIA Prime Mover-level Data | Estimated using an emission factor
2019 | MN | Aries Community Solar | 60938 | AACS3 | PV | OP | NA | SUN |  | 12810.75 |  | 0 | EIA Prime Mover-level Data | Estimated using an emission factor
2019 | MN | Aries Community Solar | 60938 | AACS4 | PV | OP | NA | SUN |  | 12810.75 |  | 0 | EIA Prime Mover-level Data | Estimated using an emission factor
2019 | MN | Armstrong Solar | 61138 | 0000A | PV | OP | NA | SUN |  | 40950 |  | 0 | EIA Prime Mover-level Data | Estimated using an emission factor
2019 | MN | Aster Community Solar Garden, LLC | 63305 | ASTER | PV | T | NA | SUN
2019 | MN | Athens - Coopers Corner BESS | 63090 | COOPR | BA | OP | NA | MWH |  | 0 |  |  | EIA Prime Mover-level Data
2019 | MN | Athens BESS | 62937 | BA | BA | OP | NA | MWH |  | 0 |  |  | EIA Prime Mover-level Data
2019 | MN | Athens MN CONX | 62062 | PV1 | PV | OP | NA | SUN |  | 81889 |  | 0 | EIA Prime Mover-level Data | Estimated using an emission factor
2019 | MN | Atwater Solar | 60521 | PV1 | PV | OP | NA | SUN |  | 63905 |  | 0 | EIA Prime Mover-level Data | Estimated using an emission factor
2019 | MN | Auriga Community Solar | 61706 | AURI | PV | OP | NA | SUN |  | 15432 |  | 0 | EIA Prime Mover-level Data | Estimated using an emission factor
2019 | MN | Autumn Hills LLC | 55566 | AH30 | WT | OP | NA | WND |  | 28769 |  | 0 | EIA Prime Mover-level Data | Estimated using an emission factor
2019 | MN | B&K Energy Systems LLC | 56210 | 1 | WT | OP | NA | WND |  | 7943 |  | 0 | EIA Prime Mover-level Data | Estimated using an emission factor
2019 | MN | B.R. Corcoran CSG | 61453 | 42278 | PV | OP | NA | SUN |  | 13022.8 |  | 0 | EIA Prime Mover-level Data | Estimated using an emission factor
2019 | MN | B.R. Corcoran CSG | 61453 | 42279 | PV | OP | NA | SUN |  | 13022.8 |  | 0 | EIA Prime Mover-level Data | Estimated using an emission factor
2019 | MN | B.R. Corcoran CSG | 61453 | 42280 | PV | OP | NA | SUN |  | 13022.8 |  | 0 | EIA Prime Mover-level Data | Estimated using an emission factor
2019 | MN | B.R. Corcoran CSG | 61453 | 42281 | PV | OP | NA | SUN |  | 13022.8 |  | 0 | EIA Prime Mover-level Data | Estimated using an emission factor
2019 | MN | B.R. Corcoran CSG | 61453 | 42282 | PV | OP | NA | SUN |  | 13022.8 |  | 0 | EIA Prime Mover-level Data | Estimated using an emission factor
2019 | MN | B.R. Sartell CSG | 61454 | 42286 | PV | OP | NA | SUN |  | 11046.33 |  | 0 | EIA Prime Mover-level Data | Estimated using an emission factor
2019 | MN | B.R. Sartell CSG | 61454 | 42287 | PV | OP | NA | SUN |  | 11046.33 |  | 0 | EIA Prime Mover-level Data | Estimated using an emission factor
2019 | MN | B.R. Sartell CSG | 61454 | 42288 | PV | OP | NA | SUN |  | 11046.33 |  | 0 | EIA Prime Mover-level Data | Estimated using an emission factor
2019 | MN | B.R. Sauk Rapids CSG | 61455 | 42292 | PV | OP | NA | SUN |  | 13172.6 |  | 0 | EIA Prime Mover-level Data | Estimated using an emission factor
2019 | MN | B.R. Sauk Rapids CSG | 61455 | 42294 | PV | OP | NA | SUN |  | 13172.6 |  | 0 | EIA Prime Mover-level Data | Estimated using an emission factor
2019 | MN | B.R. Sauk Rapids CSG | 61455 | 42295 | PV | OP | NA | SUN |  | 13172.6 |  | 0 | EIA Prime Mover-level Data | Estimated using an emission factor
2019 | MN | B.R. Sauk Rapids CSG | 61455 | 42296 | PV | OP | NA | SUN |  | 13172.6 |  | 0 | EIA Prime Mover-level Data | Estimated using an emission factor
2019 | MN | B.R. Sauk Rapids CSG | 61455 | 42297 | PV | OP | NA | SUN |  | 13172.6 |  | 0 | EIA Prime Mover-level Data | Estimated using an emission factor
2019 | MN | Barone CSG | 62138 | SO328 | PV | OP | NA | SUN |  | 14158 |  | 0 | EIA Prime Mover-level Data | Estimated using an emission factor
2019 | MN | BC Energy LLC | 56624 | 1 | WT | OP | NA | WND |  | 107838 |  | 0 | EIA Prime Mover-level Data | Estimated using an emission factor
2019 | MN | Becker Solar 2 CSG | 62084 | BCKR2 | PV | OP | NA | SUN |  | 9153 |  | 0 | EIA Prime Mover-level Data | Estimated using an emission factor
2019 | MN | Becker Solar 3 CSG | 62085 | BCKR3 | PV | OP | NA | SUN |  | 8931 |  | 0 | EIA Prime Mover-level Data | Estimated using an emission factor
2019 | MN | Becker Solar 4 CSG | 62086 | BCKR4 | PV | OP | NA | SUN |  | 9643 |  | 0 | EIA Prime Mover-level Data | Estimated using an emission factor
2019 | MN | Becker Solar 5 CSG | 62087 | BCKR5 | PV | OP | NA | SUN |  | 9544 |  | 0 | EIA Prime Mover-level Data | Estimated using an emission factor
2019 | MN | Becker Solar CSG | 62040 | BCKR1 | PV | OP | NA | SUN |  | 9260 |  | 0 | EIA Prime Mover-level Data | Estimated using an emission factor
2019 | MN | Bellflower Solar, LLC | 63318 | BELLF | PV | T | NA | SUN
2019 | MN | Benson City of | 1964 | 5 | IC | RE | NA | DFO
2019 | MN | Benson City of | 1964 | 6 | IC | RE | NA | DFO
2019 | MN | Benson City of | 1964 | 7 | IC | OP | NA | DFO |  | 202 | 0.03131 | 0.31 | EIA Prime Mover-level Data | Estimated using an emission factor
2019 | MN | Benson City of | 1964 | 8 | IC | OP | NA | DFO |  | 202 | 0.03131 | 0.31 | EIA Prime Mover-level Data | Estimated using an emission factor
2019 | MN | Benson City of | 1964 | 9 | IC | OP | NA | DFO |  | 202 | 0.03131 | 0.31 | EIA Prime Mover-level Data | Estimated using an emission factor
2019 | MN | Benson City of | 1964 | 10 | IC | OP | NA | DFO |  | 202 | 0.03131 | 0.31 | EIA Prime Mover-level Data | Estimated using an emission factor
2019 | MN | Benson City of | 1964 | 11 | IC | OP | NA | DFO |  | 202 | 0.03131 | 0.31 | EIA Prime Mover-level Data | Estimated using an emission factor
2019 | MN | Bent Tree Wind Farm Phase 1 | 57198 | 1 | WT | OP | NA | WND |  | 4554209 |  | 0 | EIA Prime Mover-level Data | Estimated using an emission factor
2019 | MN | BentonSun LLC | 60695 | MLC17 | PV | OP | NA | SUN |  | 13279.2 |  | 0 | EIA Prime Mover-level Data | Estimated using an emission factor
2019 | MN | BentonSun LLC | 60695 | MLC18 | PV | OP | NA | SUN |  | 13279.2 |  | 0 | EIA Prime Mover-level Data | Estimated using an emission factor
2019 | MN | BentonSun LLC | 60695 | MLC19 | PV | OP | NA | SUN |  | 13279.2 |  | 0 | EIA Prime Mover-level Data | Estimated using an emission factor
2019 | MN | BentonSun LLC | 60695 | MLC20 | PV | OP | NA | SUN |  | 13279.2 |  | 0 | EIA Prime Mover-level Data | Estimated using an emission factor
2019 | MN | BentonSun LLC | 60695 | MLC21 | PV | OP | NA | SUN |  | 13279.2 |  | 0 | EIA Prime Mover-level Data | Estimated using an emission factor
2019 | MN | Betcher Community Solar Garden | 61671 | BETCH | PV | OP | NA | SUN |  | 14798 |  | 0 | EIA Prime Mover-level Data | Estimated using an emission factor
2019 | MN | Betcher CSG 1, LLC | 63819 | BET01 | PV | V | NA | SUN
2019 | MN | Big Blue | 57289 | BBWP | WT | OP | NA | WND |  | 933460 |  | 0 | EIA Prime Mover-level Data | Estimated using an emission factor
2019 | MN | Big Lake Holdco Solar CSG | 60836 | BLAKE | PV | OP | NA | SUN |  | 65436 |  | 0 | EIA Prime Mover-level Data | Estimated using an emission factor
2019 | MN | Big Lake Project CSG | 61817 | BIGLA | PV | OP | NA | SUN |  | 77287 |  | 0 | EIA Prime Mover-level Data | Estimated using an emission factor
2019 | MN | Bisson Windfarm LLC | 56201 | I | WT | OP | NA | WND |  | 44538 |  | 0 | EIA Prime Mover-level Data | Estimated using an emission factor
2019 | MN | Black Oak Wind Farm | 58692 | 1 | WT | OP | NA | WND |  | 2559865 |  | 0 | EIA Prime Mover-level Data | Estimated using an emission factor
2019 | MN | Blanchard | 1892 | 1 | HY | OP | NA | WAT |  | 327528 |  | 1.5381e-07 | EIA Prime Mover-level Data | NEI avg EF - PM, fuel type, firing type
2019 | MN | Blanchard | 1892 | 2 | HY | OP | NA | WAT |  | 327528 |  | 1.5381e-07 | EIA Prime Mover-level Data | NEI avg EF - PM, fuel type, firing type
2019 | MN | Blanchard | 1892 | 3 | HY | OP | NA | WAT |  | 327528 |  | 1.5381e-07 | EIA Prime Mover-level Data | NEI avg EF - PM, fuel type, firing type
2019 | MN | Blazing Star 2 Wind Farm | 61650 | BLZS2 | WT | U | NA | WND
2019 | MN | Blazing Star Wind Farm 1 | 60504 | BLZG1 | WT | V | NA | WND
2019 | MN | Blooming Prairie | 1966 | 1 | IC | RE | NA | DFO
2019 | MN | Blooming Prairie | 1966 | 2 | IC | RE | NA | DFO
2019 | MN | Blooming Prairie | 1966 | 3 | IC | RE | NA | DFO
2019 | MN | Blooming Prairie | 1966 | 4 | IC | SB | NA | DFO |  | 202.941 | 0.031456 | 0.31 | EIA Prime Mover-level Data | Estimated using an emission factor
2019 | MN | Blooming Prairie | 1966 | 5 | IC | SB | NA | DFO |  | 388.971 | 0.060291 | 0.31 | EIA Prime Mover-level Data | Estimated using an emission factor
2019 | MN | Blooming Prairie | 1966 | 6 | IC | SB | NA | DFO |  | 338.235 | 0.052426 | 0.31 | EIA Prime Mover-level Data | Estimated using an emission factor
2019 | MN | Blooming Prairie | 1966 | 7 | IC | SB | NA | DFO |  | 219.853 | 0.034077 | 0.31 | EIA Prime Mover-level Data | Estimated using an emission factor
2019 | MN | Blue Breezes II LLC | 56581 | 1 | WT | OP | NA | WND |  | 26829 |  | 0 | EIA Prime Mover-level Data | Estimated using an emission factor
2019 | MN | Blue Breezes LLC | 56580 | 1 | WT | OP | NA | WND |  | 24111 |  | 0 | EIA Prime Mover-level Data | Estimated using an emission factor
2019 | MN | Blue Earth | 1967 | IC1 | IC | OP | NA | DFO |  | 83.864 | 0.012999 | 0.31 | EIA Prime Mover-level Data | Estimated using an emission factor
2019 | MN | Blue Earth | 1967 | IC3 | IC | OP | NA | DFO |  | 89.455 | 0.013866 | 0.31 | EIA Prime Mover-level Data | Estimated using an emission factor
2019 | MN | Blue Earth | 1967 | IC4 | IC | OP | NA | DFO |  | 89.455 | 0.013866 | 0.31 | EIA Prime Mover-level Data | Estimated using an emission factor
2019 | MN | Blue Earth | 1967 | IC5 | IC | OP | NA | DFO |  | 89.455 | 0.013866 | 0.31 | EIA Prime Mover-level Data | Estimated using an emission factor
2019 | MN | Blue Earth | 1967 | IC6 | IC | OP | NA | DFO |  | 100.636 | 0.015599 | 0.31 | EIA Prime Mover-level Data | Estimated using an emission factor
2019 | MN | Blue Earth | 1967 | IC7 | IC | OP | NA | DFO |  | 61.5 | 0.0095325 | 0.31 | EIA Prime Mover-level Data | Estimated using an emission factor
2019 | MN | Blue Earth | 1967 | IC8 | IC | OP | NA | DFO |  | 100.636 | 0.015599 | 0.31 | EIA Prime Mover-level Data | Estimated using an emission factor
2019 | MN | Blue Lake Solar | 60632 | PV1 | PV | OP | NA | SUN |  | 36205 |  | 0 | EIA Prime Mover-level Data | Estimated using an emission factor
2019 | MN | Boeve Windfarm LLC | 56209 | 1 | WT | OP | NA | WND |  | 46389 |  | 0 | EIA Prime Mover-level Data | Estimated using an emission factor
2019 | MN | Boise Cascade International Falls | 10486 | 1 | ST | OP | NA | NG |  | 1392316 | 5.6058 | 0.0080524 | EIA Unit-level Data | NEI avg EF - PM, fuel type
2019 | MN | Boise Cascade International Falls | 10486 | 2 | ST | OP | NA | WDS |  | 1447178 | 16.5067 | 0.022812 | EIA Unit-level Data | NEI avg EF - PM, fuel type
2019 | MN | Boise Cascade International Falls | 10486 | 3 | ST | OP | NA | NG |  | 683701.9 | 2.7527 | 0.0080524 | EIA Unit-level Data | NEI avg EF - PM, fuel type
2019 | MN | Boise Cascade International Falls | 10486 | RECBLR | ST | OP | NA | BLQ |  | 6485554 | 0.10085 | 3.11e-05 | EIA Unit-level Data | Estimated using an emission factor
2019 | MN | Bolduan CSG | 62194 | SO360 | PV | OP | NA | SUN |  | 13766 |  | 0 | EIA Prime Mover-level Data | Estimated using an emission factor
2019 | MN | Brainerd Public Utilities | 50636 | 1 | HY | OP | NA | WAT |  | 32688.41 |  | 1.5381e-07 | EIA Prime Mover-level Data | NEI avg EF - PM, fuel type, firing type
2019 | MN | Brainerd Public Utilities | 50636 | 2 | HY | OP | NA | WAT |  | 32688.41 |  | 1.5381e-07 | EIA Prime Mover-level Data | NEI avg EF - PM, fuel type, firing type
2019 | MN | Brainerd Public Utilities | 50636 | 3 | HY | OP | NA | WAT |  | 27240.35 |  | 1.5381e-07 | EIA Prime Mover-level Data | NEI avg EF - PM, fuel type, firing type
2019 | MN | Brainerd Public Utilities | 50636 | 4 | HY | OP | NA | WAT |  | 32688.41 |  | 1.5381e-07 | EIA Prime Mover-level Data | NEI avg EF - PM, fuel type, firing type
2019 | MN | Brainerd Public Utilities | 50636 | 5 | HY | OP | NA | WAT |  | 32688.41 |  | 1.5381e-07 | EIA Prime Mover-level Data | NEI avg EF - PM, fuel type, firing type
2019 | MN | Brainerd Public Utilities | 50636 | VPLS | ST | RE | NA | BIT
2019 | MN | Brenda Luhman - CSG | 63682 | BLCS | PV | V | NA | SUN
2019 | MN | Brooten CSG1, LLC | 63593 | SC | PV | U | NA | SUN
2019 | MN | Buffalo Garden | 63396 | CGS | PV | TS | NA | SUN
2019 | MN | Buffalo Lake CSG1, LLC | 63594 | SC | PV | U | NA | SUN
2019 | MN | Buffalo Ridge Windplant WPP 1993 | 54794 | EXIS | WT | RE | NA | WND
2019 | MN | Byllesby | 50328 | 1 | HY | OP | NA | WAT |  | 41351.36 |  | 1.5381e-07 | EIA Prime Mover-level Data | NEI avg EF - PM, fuel type, firing type
2019 | MN | Byllesby | 50328 | 2 | HY | OP | NA | WAT |  | 41351.36 |  | 1.5381e-07 | EIA Prime Mover-level Data | NEI avg EF - PM, fuel type, firing type
2019 | MN | Byllesby | 50328 | 3 | HY | OP | NA | WAT |  | 46520.28 |  | 1.5381e-07 | EIA Prime Mover-level Data | NEI avg EF - PM, fuel type, firing type
2019 | MN | Caelum Community Solar | 61180 | PCCS1 | PV | OP | NA | SUN |  | 11899.5 |  | 0 | EIA Prime Mover-level Data | Estimated using an emission factor
2019 | MN | Caelum Community Solar | 61180 | PCCS2 | PV | OP | NA | SUN |  | 11899.5 |  | 0 | EIA Prime Mover-level Data | Estimated using an emission factor
2019 | MN | Cannon Garden Solar | 63252 | CGS | PV | U | NA | SUN
2019 | MN | Canopus Community Solar | 61707 | CANO | PV | OP | NA | SUN |  | 12866 |  | 0 | EIA Prime Mover-level Data | Estimated using an emission factor
2019 | MN | Capella Community Solar | 61178 | HCCS1 | PV | OP | NA | SUN |  | 13790.4 |  | 0 | EIA Prime Mover-level Data | Estimated using an emission factor
2019 | MN | Capella Community Solar | 61178 | HCCS2 | PV | OP | NA | SUN |  | 13790.4 |  | 0 | EIA Prime Mover-level Data | Estimated using an emission factor
2019 | MN | Capella Community Solar | 61178 | HCCS3 | PV | OP | NA | SUN |  | 13790.4 |  | 0 | EIA Prime Mover-level Data | Estimated using an emission factor
2019 | MN | Capella Community Solar | 61178 | HCCS4 | PV | OP | NA | SUN |  | 13790.4 |  | 0 | EIA Prime Mover-level Data | Estimated using an emission factor
2019 | MN | Capella Community Solar | 61178 | HCCS5 | PV | OP | NA | SUN |  | 13790.4 |  | 0 | EIA Prime Mover-level Data | Estimated using an emission factor
2019 | MN | Capricornus Community Solar Garden | 61651 | CAPR | PV | OP | NA | SUN |  | 12199 |  | 0 | EIA Prime Mover-level Data | Estimated using an emission factor
2019 | MN | Carina Community Solar | 61179 | JCCS1 | PV | OP | NA | SUN |  | 12746 |  | 0 | EIA Prime Mover-level Data | Estimated using an emission factor
2019 | MN | Carina Community Solar | 61179 | JCCS2 | PV | OP | NA | SUN |  | 12746 |  | 0 | EIA Prime Mover-level Data | Estimated using an emission factor
2019 | MN | Carina Community Solar | 61179 | JCCS3 | PV | OP | NA | SUN |  | 12746 |  | 0 | EIA Prime Mover-level Data | Estimated using an emission factor
2019 | MN | Carina Community Solar | 61179 | JCCS4 | PV | OP | NA | SUN |  | 12746 |  | 0 | EIA Prime Mover-level Data | Estimated using an emission factor
2019 | MN | Carleton College | 57296 | GEN1 | IC | SB | NA | DFO |  | 205.5 | 0.031852 | 0.31 | EIA Prime Mover-level Data | Estimated using an emission factor
2019 | MN | Carleton College | 57296 | GEN2 | IC | SB | NA | DFO |  | 205.5 | 0.031852 | 0.31 | EIA Prime Mover-level Data | Estimated using an emission factor
2019 | MN | Carleton College | 57296 | WIND1 | WT | OP | NA | WND |  | 35959 |  | 0 | EIA Prime Mover-level Data | Estimated using an emission factor
2019 | MN | Carleton College | 57296 | WIND2 | WT | OP | NA | WND |  | 35959 |  | 0 | EIA Prime Mover-level Data | Estimated using an emission factor
2019 | MN | Carlson Community (CSG) | 63683 | CRLSN | PV | V | NA | SUN
2019 | MN | Carstensen Wind | 56410 | 1 | WT | OP | NA | WND |  | 31885 |  | 0 | EIA Prime Mover-level Data | Estimated using an emission factor
2019 | MN | Carver Gladden CSG | 61495 | 42254 | PV | OP | NA | SUN |  | 12801.67 |  | 0 | EIA Prime Mover-level Data | Estimated using an emission factor
2019 | MN | Carver Gladden CSG | 61495 | 42255 | PV | OP | NA | SUN |  | 12801.67 |  | 0 | EIA Prime Mover-level Data | Estimated using an emission factor
2019 | MN | Carver Gladden CSG | 61495 | 42256 | PV | OP | NA | SUN |  | 12801.67 |  | 0 | EIA Prime Mover-level Data | Estimated using an emission factor
2019 | MN | Cassiopeia Community Solar | 61711 | CASS | PV | OP | NA | SUN |  | 12892 |  | 0 | EIA Prime Mover-level Data | Estimated using an emission factor
2019 | MN | Centaurus Community Solar | 60939 | KCCS1 | PV | OP | NA | SUN |  | 13676.5 |  | 0 | EIA Prime Mover-level Data | Estimated using an emission factor
2019 | MN | Centaurus Community Solar | 60939 | KCCS2 | PV | OP | NA | SUN |  | 13676.5 |  | 0 | EIA Prime Mover-level Data | Estimated using an emission factor
2019 | MN | Centennial Generating Station | 57910 | 1 | IC | OP | NA | DFO |  | 135.4 | 0.020987 | 0.31 | EIA Prime Mover-level Data | Estimated using an emission factor
2019 | MN | Centennial Generating Station | 57910 | 2 | IC | OP | NA | DFO |  | 135.4 | 0.020987 | 0.31 | EIA Prime Mover-level Data | Estimated using an emission factor
2019 | MN | Centennial Generating Station | 57910 | 3 | IC | OP | NA | DFO |  | 135.4 | 0.020987 | 0.31 | EIA Prime Mover-level Data | Estimated using an emission factor
2019 | MN | Centennial Generating Station | 57910 | 4 | IC | OP | NA | DFO |  | 135.4 | 0.020987 | 0.31 | EIA Prime Mover-level Data | Estimated using an emission factor
2019 | MN | Centennial Generating Station | 57910 | 5 | IC | OP | NA | DFO |  | 135.4 | 0.020987 | 0.31 | EIA Prime Mover-level Data | Estimated using an emission factor
2019 | MN | CF Novel Solar CSG Gardens Eleven, LLC | 61141 | 0000F | PV | OP | NA | SUN |  | 35554 |  | 0 | EIA Prime Mover-level Data | Estimated using an emission factor
2019 | MN | CF Novel Solar CSG Gardens Five, LLC | 61543 | GEN1 | PV | OP | NA | SUN |  | 47903 |  | 0 | EIA Prime Mover-level Data | Estimated using an emission factor
2019 | MN | CF Novel Solar CSG Gardens Seven, LLC | 61548 | GEN1 | PV | OP | NA | SUN |  | 35305 |  | 0 | EIA Prime Mover-level Data | Estimated using an emission factor
2019 | MN | CF Novel Solar CSG Gardens Two, LLC | 61140 | 0000D | PV | OP | NA | SUN |  | 25262 |  | 0 | EIA Prime Mover-level Data | Estimated using an emission factor
2019 | MN | CG Windfarm LLC | 56200 | I | WT | OP | NA | WND |  | 20034 |  | 0 | EIA Prime Mover-level Data | Estimated using an emission factor
2019 | MN | CGSun, LLC Community Solar | 61545 | GEN1 | PV | OP | NA | SUN |  | 52258 |  | 0 | EIA Prime Mover-level Data | Estimated using an emission factor
2019 | MN | Champepaden Wind Power | 55980 | 1 | WT | OP | NA | WND |  | 33017 |  | 0 | EIA Prime Mover-level Data | Estimated using an emission factor
2019 | MN | Chanarambie Power Partners, LLC | 56142 | WND1 | WT | OP | NA | WND |  | 1794227 |  | 0 | EIA Prime Mover-level Data | Estimated using an emission factor
2019 | MN | Chandler Hills Wind Farm | 56646 | 1 | WT | RE | NA | WND |  | 31618 |  |  | EIA Prime Mover-level Data
2019 | MN | Chisago Community Solar | 60711 | CCS1 | PV | OP | NA | SUN |  | 11575.25 |  | 0 | EIA Prime Mover-level Data | Estimated using an emission factor
2019 | MN | Chisago Community Solar | 60711 | CCS2 | PV | OP | NA | SUN |  | 11575.25 |  | 0 | EIA Prime Mover-level Data | Estimated using an emission factor
2019 | MN | Chisago Community Solar | 60711 | CCS3 | PV | OP | NA | SUN |  | 11575.25 |  | 0 | EIA Prime Mover-level Data | Estimated using an emission factor
2019 | MN | Chisago Community Solar | 60711 | CCS4 | PV | OP | NA | SUN |  | 11575.25 |  | 0 | EIA Prime Mover-level Data | Estimated using an emission factor
2019 | MN | Chisago Holdco LLC, CSG | 61968 | CHIS | PV | OP | NA | SUN |  | 27781 |  | 0 | EIA Prime Mover-level Data | Estimated using an emission factor
2019 | MN | Chisago Solar | 60522 | PV1 | PV | OP | NA | SUN |  | 87794 |  | 0 | EIA Prime Mover-level Data | Estimated using an emission factor
2019 | MN | Chub Garden Solar | 63430 | CGS | PV | TS | NA | SUN
2019 | MN | Cisco | 63431 | 32001 | WT | OP | NA | WND |  | 156558 |  | 0 | EIA Prime Mover-level Data | Estimated using an emission factor
2019 | MN | Clara City Solar | 63403 | CCS | PV | OP | NA | SUN |  | 2788 |  | 0 | EIA Prime Mover-level Data | Estimated using an emission factor
2019 | MN | Clear Garden CSG | 63481 | RPCG | PV | OP | NA | SUN |  | 2840 |  | 0 | EIA Prime Mover-level Data | Estimated using an emission factor
2019 | MN | Co Rd 33 | 8014 | 7 | IC | CN | NA | DFO
2019 | MN | Co Rd 33 | 8014 | 8 | IC | CN | NA | DFO
2019 | MN | Community Wind North LLC | 57385 | 34505 | WT | OP | NA | WND |  | 753939 |  | 0 | EIA Prime Mover-level Data | Estimated using an emission factor
2019 | MN | Community Wind South | 58045 | GEN1 | WT | OP | NA | WND |  | 976450 |  | 0 | EIA Prime Mover-level Data | Estimated using an emission factor
2019 | MN | Coral Bells Solar, LLC | 63313 | CORAL | PV | T | NA | SUN
2019 | MN | Corcoran CSG | 61971 | 201 | PV | OP | NA | SUN |  | 12315.8 |  | 0 | EIA Prime Mover-level Data | Estimated using an emission factor
2019 | MN | Corcoran CSG | 61971 | 202 | PV | OP | NA | SUN |  | 12315.8 |  | 0 | EIA Prime Mover-level Data | Estimated using an emission factor
2019 | MN | Corcoran CSG | 61971 | 203 | PV | OP | NA | SUN |  | 12315.8 |  | 0 | EIA Prime Mover-level Data | Estimated using an emission factor
2019 | MN | Corcoran CSG | 61971 | 204 | PV | OP | NA | SUN |  | 12315.8 |  | 0 | EIA Prime Mover-level Data | Estimated using an emission factor
2019 | MN | Corcoran CSG | 61971 | 205 | PV | OP | NA | SUN |  | 12315.8 |  | 0 | EIA Prime Mover-level Data | Estimated using an emission factor
2019 | MN | Cornillie | 61977 | SO334 | PV | OP | NA | SUN |  | 12786 |  | 0 | EIA Prime Mover-level Data | Estimated using an emission factor
2019 | MN | Corvus Community Solar | 61177 | GCCS1 | PV | OP | NA | SUN |  | 12104.2 |  | 0 | EIA Prime Mover-level Data | Estimated using an emission factor
2019 | MN | Corvus Community Solar | 61177 | GCCS2 | PV | OP | NA | SUN |  | 12104.2 |  | 0 | EIA Prime Mover-level Data | Estimated using an emission factor
2019 | MN | Corvus Community Solar | 61177 | GCCS3 | PV | OP | NA | SUN |  | 12104.2 |  | 0 | EIA Prime Mover-level Data | Estimated using an emission factor
2019 | MN | Corvus Community Solar | 61177 | GCCS4 | PV | OP | NA | SUN |  | 12104.2 |  | 0 | EIA Prime Mover-level Data | Estimated using an emission factor
2019 | MN | Corvus Community Solar | 61177 | GCCS5 | PV | OP | NA | SUN |  | 12104.2 |  | 0 | EIA Prime Mover-level Data | Estimated using an emission factor
2019 | MN | Cottage Grove CSG, LLC | 61483 | CTGR1 | PV | OP | NA | SUN |  | 10886 |  | 0 | EIA Prime Mover-level Data | Estimated using an emission factor
2019 | MN | Cottage Grove CSG, LLC | 61483 | CTGR2 | PV | OP | NA | SUN |  | 10886 |  | 0 | EIA Prime Mover-level Data | Estimated using an emission factor
2019 | MN | Cottage Grove CSG, LLC | 61483 | CTGR3 | PV | OP | NA | SUN |  | 10886 |  | 0 | EIA Prime Mover-level Data | Estimated using an emission factor
2019 | MN | Cottage Grove CSG, LLC | 61483 | CTGR4 | PV | OP | NA | SUN |  | 10886 |  | 0 | EIA Prime Mover-level Data | Estimated using an emission factor
2019 | MN | Cottage Grove CSG, LLC | 61483 | CTGR5 | PV | OP | NA | SUN |  | 10886 |  | 0 | EIA Prime Mover-level Data | Estimated using an emission factor
2019 | MN | Cottage Grove Project CSG | 61983 | COTG | PV | OP | NA | SUN |  | 59495 |  | 0 | EIA Prime Mover-level Data | Estimated using an emission factor
2019 | MN | Covanta Hennepin Energy | 10013 | 1 | ST | OP | NA | MSW |  | 1844571 | 7.1938 | 0.0078 | EIA Unit-level Data | Estimated using an emission factor
2019 | MN | Covanta Hennepin Energy | 10013 | 2 | ST | OP | NA | MSW |  | 1838768 | 7.1712 | 0.0078 | EIA Unit-level Data | Estimated using an emission factor
2019 | MN | Crater Community Solar | 61328 | TCCS1 | PV | OP | NA | SUN |  | 13757.33 |  | 0 | EIA Prime Mover-level Data | Estimated using an emission factor
2019 | MN | Crater Community Solar | 61328 | TCCS2 | PV | OP | NA | SUN |  | 13757.33 |  | 0 | EIA Prime Mover-level Data | Estimated using an emission factor
2019 | MN | Crater Community Solar | 61328 | TCCS3 | PV | OP | NA | SUN |  | 13757.33 |  | 0 | EIA Prime Mover-level Data | Estimated using an emission factor
2019 | MN | Crux Community Solar | 61712 | CRUX | PV | OP | NA | SUN |  | 11985 |  | 0 | EIA Prime Mover-level Data | Estimated using an emission factor
2019 | MN | Dakota Community Solar One LLC CSG | 63116 | 52838 | PV | OP | NA | SUN |  | 294 |  | 0 | EIA Prime Mover-level Data | Estimated using an emission factor
2019 | MN | Dakota Solar | 60977 | PV1 | PV | CN | NA | SUN
2019 | MN | Dakota Solar | 60977 | PV2 | PV | CN | NA | SUN
2019 | MN | Dakota Solar | 60977 | PV3 | PV | CN | NA | SUN
2019 | MN | Danielson Wind Farms LLC | 57396 | DWF | WT | OP | NA | WND |  | 427882 |  | 0 | EIA Prime Mover-level Data | Estimated using an emission factor
2019 | MN | Delano | 1969 | 1 | IC | OP | NA | NG |  | 8.534 | 1.8002e-06 | 0.0004219 | EIA Prime Mover-level Data | NEI avg EF - PM, fuel type, firing type
2019 | MN | Delano | 1969 | 2 | IC | OP | NA | NG |  | 8.534 | 1.8002e-06 | 0.0004219 | EIA Prime Mover-level Data | NEI avg EF - PM, fuel type, firing type
2019 | MN | Delano | 1969 | 3 | IC | OP | NA | NG |  | 10.086 | 2.1276e-06 | 0.0004219 | EIA Prime Mover-level Data | NEI avg EF - PM, fuel type, firing type
2019 | MN | Delano | 1969 | 5 | IC | OP | NA | DFO |  | 6.207 | 0.00096028 | 0.30942 | EIA Prime Mover-level Data | NEI avg EF - PM, fuel type, firing type
2019 | MN | Delano | 1969 | 6 | IC | OP | NA | DFO |  | 9.31 | 0.0014403 | 0.30942 | EIA Prime Mover-level Data | NEI avg EF - PM, fuel type, firing type
2019 | MN | Delano | 1969 | 7 | IC | OP | NA | DFO |  | 23.276 | 0.003601 | 0.30942 | EIA Prime Mover-level Data | NEI avg EF - PM, fuel type, firing type
2019 | MN | Delano | 1969 | 8 | IC | OP | NA | DFO |  | 24.052 | 0.0037211 | 0.30942 | EIA Prime Mover-level Data | NEI avg EF - PM, fuel type, firing type
2019 | MN | Delano | 1969 | 9 | GT | OA | NA | DFO |  |  |  | 0.022973
2019 | MN | Delphinus Community Solar | 61329 | QDCS1 | PV | OP | NA | SUN |  | 12711.5 |  | 0 | EIA Prime Mover-level Data | Estimated using an emission factor
2019 | MN | Delphinus Community Solar | 61329 | QDCS2 | PV | OP | NA | SUN |  | 12711.5 |  | 0 | EIA Prime Mover-level Data | Estimated using an emission factor
2019 | MN | Deneb Community Solar | 61715 | DENE | PV | OP | NA | SUN |  | 9332 |  | 0 | EIA Prime Mover-level Data | Estimated using an emission factor
2019 | MN | Detroit Lakes | 1970 | 1 | GT | OP | NA | DFO |  | 685 | 0.0059113 | 0.017259 | EIA Prime Mover-level Data | NEI avg EF - PM, fuel type, firing type
2019 | MN | Dickinson Solar Array | 60652 | PV1 | PV | OP | NA | SUN |  | 23409 |  | 0 | EIA Prime Mover-level Data | Estimated using an emission factor
2019 | MN | DL Windy Acres LLC | 56207 | 1 | WT | OP | NA | WND |  | 7943 |  | 0 | EIA Prime Mover-level Data | Estimated using an emission factor
2019 | MN | Dodge Center Solar | 60523 | PV1 | PV | OP | NA | SUN |  | 96804 |  | 0 | EIA Prime Mover-level Data | Estimated using an emission factor
2019 | MN | Dodge County Wind | 62437 | WT | WT | IP | NA | WND
2019 | MN | Dodge Holdco Solar CSG | 60833 | DODGE | PV | OP | NA | SUN |  | 56113 |  | 0 | EIA Prime Mover-level Data | Estimated using an emission factor
2019 | MN | DodgeSun CSG | 61379 | DODG1 | PV | OP | NA | SUN |  | 15060.2 |  | 0 | EIA Prime Mover-level Data | Estimated using an emission factor
2019 | MN | DodgeSun CSG | 61379 | DODG2 | PV | OP | NA | SUN |  | 15060.2 |  | 0 | EIA Prime Mover-level Data | Estimated using an emission factor
2019 | MN | DodgeSun CSG | 61379 | DODG3 | PV | OP | NA | SUN |  | 15060.2 |  | 0 | EIA Prime Mover-level Data | Estimated using an emission factor
2019 | MN | DodgeSun CSG | 61379 | DODG4 | PV | OP | NA | SUN |  | 15060.2 |  | 0 | EIA Prime Mover-level Data | Estimated using an emission factor
2019 | MN | DodgeSun CSG | 61379 | DODG5 | PV | OP | NA | SUN |  | 15060.2 |  | 0 | EIA Prime Mover-level Data | Estimated using an emission factor
2019 | MN | Douglas Todd Community Solar One LLC CSG | 63117 | 52834 | PV | OP | NA | SUN |  | 650 |  | 0 | EIA Prime Mover-level Data | Estimated using an emission factor
2019 | MN | Duluth Paper Mill | 50424 | GEN1 | ST | OP | NA | PUR |  | 428210 |  | 0 | EIA Prime Mover-level Data | Estimated using an emission factor
2019 | MN | Dundas Solar Holdings LLC CSG | 61626 | DU | PV | OP | NA | SUN |  | 58828 |  | 0 | EIA Prime Mover-level Data | Estimated using an emission factor
2019 | MN | E. Goenner Project CSG | 63175 | TC3 | PV | OP | NA | SUN
2019 | MN | Eastridge Wind Project | 56543 | 1 | WT | OP | NA | WND |  | 203429 |  | 0 | EIA Prime Mover-level Data | Estimated using an emission factor
2019 | MN | Eastwood Solar | 60524 | PV1 | PV | OP | NA | SUN |  | 82968 |  | 0 | EIA Prime Mover-level Data | Estimated using an emission factor
2019 | MN | Eichtens Community Solar | 60795 | SO228 | PV | OP | NA | SUN |  | 47173 |  | 0 | EIA Prime Mover-level Data | Estimated using an emission factor
2019 | MN | Eichtens II CSG | 62137 | SO340 | PV | OP | NA | SUN |  | 13669 |  | 0 | EIA Prime Mover-level Data | Estimated using an emission factor
2019 | MN | EKS Landfill | 54939 | UNT1 | IC | OP | NA | LFG |  | 133410 | 0.98056 | 0.0147 | EIA Prime Mover-level Data | Estimated using an emission factor
2019 | MN | EKS Landfill | 54939 | UNT2 | IC | OP | NA | LFG |  | 133410 | 0.98056 | 0.0147 | EIA Prime Mover-level Data | Estimated using an emission factor
2019 | MN | EKS Landfill | 54939 | UNT3 | IC | RE | NA | LFG
2019 | MN | EKS Landfill | 54939 | UNT4 | IC | OP | NA | LFG |  | 133410 | 0.98056 | 0.0147 | EIA Prime Mover-level Data | Estimated using an emission factor
2019 | MN | Elk Creek Solar | 63250 | ELKCR | PV | T | NA | SUN
2019 | MN | Elk River | 2039 | 1 | ST | RE | NA | MSW |  | 64600 | 0.0050388 | 0.000156 | EIA Prime Mover-level Data | Estimated using an emission factor
2019 | MN | Elk River | 2039 | 2 | ST | RE | NA | MSW |  | 64600 | 0.0050388 | 0.000156 | EIA Prime Mover-level Data | Estimated using an emission factor
2019 | MN | Elk River | 2039 | 3 | ST | OP | NA | MSW |  |  |  | 0.018823
2019 | MN | Elk River City of | 1971 | 1 | IC | SB | NA | DFO |  | 12951.72 | 2.0075 | 0.31 | EIA Prime Mover-level Data | Estimated using an emission factor
2019 | MN | Elk River City of | 1971 | 2 | IC | SB | NA | DFO |  | 12951.72 | 2.0075 | 0.31 | EIA Prime Mover-level Data | Estimated using an emission factor
2019 | MN | Elk River City of | 1971 | 3 | IC | SB | NA | DFO |  | 77710.33 | 12.0451 | 0.31 | EIA Prime Mover-level Data | Estimated using an emission factor
2019 | MN | Elk River City of | 1971 | 4 | IC | SB | NA | DFO |  | 129517.2 | 20.0752 | 0.31 | EIA Prime Mover-level Data | Estimated using an emission factor
2019 | MN | Elk River City of | 1971 | 5 | IC | OP | NA | LFG |  | 20722.75 | 0.15231 | 0.0147 | EIA Prime Mover-level Data | Estimated using an emission factor
2019 | MN | Elk River City of | 1971 | 6 | IC | OP | NA | LFG |  | 20722.75 | 0.15231 | 0.0147 | EIA Prime Mover-level Data | Estimated using an emission factor
2019 | MN | Elk River City of | 1971 | 7 | IC | OP | NA | LFG |  | 20722.75 | 0.15231 | 0.0147 | EIA Prime Mover-level Data | Estimated using an emission factor
2019 | MN | Elk River City of | 1971 | 8 | IC | OP | NA | LFG |  | 20722.75 | 0.15231 | 0.0147 | EIA Prime Mover-level Data | Estimated using an emission factor
2019 | MN | Elm Creek Wind II LLC | 57649 | 1 | WT | OP | NA | WND |  | 2967890 |  | 0 | EIA Prime Mover-level Data | Estimated using an emission factor
2019 | MN | Elm Creek Wind LLC | 56793 | 1 | WT | OP | NA | WND |  | 2490921 |  | 0 | EIA Prime Mover-level Data | Estimated using an emission factor
2019 | MN | Empire Solar | 60631 | PV1 | PV | OP | NA | SUN |  | 68616 |  | 0 | EIA Prime Mover-level Data | Estimated using an emission factor
2019 | MN | Enter Solar | 63542 | ENTER | PV | OP | NA | SUN |  | 13276 |  | 0 | EIA Prime Mover-level Data | Estimated using an emission factor
2019 | MN | Eolos Wind Energy Research Field Station | 57880 | 1 | WT | OP | NA | WND |  | 24434 |  | 0 | EIA Prime Mover-level Data | Estimated using an emission factor
2019 | MN | Equuleus Community Solar Gardens | 61363 | CSG1 | PV | OP | NA | SUN |  | 11209.8 |  | 0 | EIA Prime Mover-level Data | Estimated using an emission factor
2019 | MN | Equuleus Community Solar Gardens | 61363 | CSG2 | PV | OP | NA | SUN |  | 11209.8 |  | 0 | EIA Prime Mover-level Data | Estimated using an emission factor
2019 | MN | Equuleus Community Solar Gardens | 61363 | CSG3 | PV | OP | NA | SUN |  | 11209.8 |  | 0 | EIA Prime Mover-level Data | Estimated using an emission factor
2019 | MN | Equuleus Community Solar Gardens | 61363 | CSG4 | PV | OP | NA | SUN |  | 11209.8 |  | 0 | EIA Prime Mover-level Data | Estimated using an emission factor
2019 | MN | Equuleus Community Solar Gardens | 61363 | CSG5 | PV | OP | NA | SUN |  | 11209.8 |  | 0 | EIA Prime Mover-level Data | Estimated using an emission factor
2019 | MN | Erin Garden Solar | 63429 | CSG | PV | TS | NA | SUN
2019 | MN | Fairfax | 1972 | 1 | IC | RE | NA | DFO
2019 | MN | Fairfax | 1972 | 4 | IC | RE | NA | DFO
2019 | MN | Fairfax | 1972 | 2A | IC | SB | NA | DFO |  | 166 | 0.02573 | 0.31 | EIA Prime Mover-level Data | Estimated using an emission factor
2019 | MN | Fairmont (MN) | 1973 | 3 | ST | RE | NA | NG
2019 | MN | Fairmont (MN) | 1973 | 4 | ST | RE | NA | NG
2019 | MN | Fairmont (MN) | 1973 | 5 | ST | RE | NA | NG
2019 | MN | Fairmont (MN) | 1973 | 6 | IC | OP | NA | DFO |  | 17896.33 | 2.7739 | 0.31 | EIA Prime Mover-level Data | Estimated using an emission factor
2019 | MN | Fairmont (MN) | 1973 | 7 | IC | OP | NA | DFO |  | 17896.33 | 2.7739 | 0.31 | EIA Prime Mover-level Data | Estimated using an emission factor
2019 | MN | Fairmont (MN) | 1973 | 9 | IC | OP | NA | NG |  | 17896.33 | 0.0037761 | 0.000422 | EIA Prime Mover-level Data | Estimated using an emission factor
2019 | MN | Fairmont (MN) | 1973 | 10 | IC | OP | NA | NG |  | 17896.33 | 0.0037761 | 0.000422 | EIA Prime Mover-level Data | Estimated using an emission factor
2019 | MN | Fairmont (MN) | 1973 | 11 | IC | OP | NA | NG |  | 17896.33 | 0.0037761 | 0.000422 | EIA Prime Mover-level Data | Estimated using an emission factor
2019 | MN | Fairmont (MN) | 1973 | 12 | IC | OP | NA | NG |  | 17896.33 | 0.0037761 | 0.000422 | EIA Prime Mover-level Data | Estimated using an emission factor
2019 | MN | Fairmont Wind | 56415 | WND1 | WT | OP | NA | WND |  | 22110 |  | 0 | EIA Prime Mover-level Data | Estimated using an emission factor
2019 | MN | Fairmont Wind | 56415 | WND2 | WT | OP | NA | WND |  | 22110 |  | 0 | EIA Prime Mover-level Data | Estimated using an emission factor
2019 | MN | Fairmont Wind | 56415 | WND3 | WT | OP | NA | WND |  | 37587 |  | 0 | EIA Prime Mover-level Data | Estimated using an emission factor
2019 | MN | Fairmont Wind | 56415 | WND4 | WT | OP | NA | WND |  | 37587 |  | 0 | EIA Prime Mover-level Data | Estimated using an emission factor
2019 | MN | Falls Creek Garden | 63394 | CGS | PV | TS | NA | SUN
2019 | MN | Farmington Holdco Solar | 60832 | FARMI | PV | OP | NA | SUN |  | 58624 |  | 0 | EIA Prime Mover-level Data | Estimated using an emission factor
2019 | MN | FastSun 1 CSG | 63046 | FS1 | PV | OP | NA | SUN
2019 | MN | FastSun 10 CSG | 63038 | FS10 | PV | TS | NA | SUN
2019 | MN | FastSun 11 CSG | 63037 | FS11 | PV | TS | NA | SUN
2019 | MN | FastSun 13 CSG | 63035 | FS13 | PV | OP | NA | SUN
2019 | MN | FastSun 14 CSG | 63036 | FS14 | PV | OP | NA | SUN
2019 | MN | FastSun 18 CSG | 63034 | FS18 | PV | V | NA | SUN
2019 | MN | FastSun 19 CSG | 63033 | FS19 | PV | TS | NA | SUN
2019 | MN | FastSun 2 CSG | 62696 | FS2 | PV | TS | NA | SUN
2019 | MN | FastSun 21 | 63577 | FS21 | PV | V | NA | SUN
2019 | MN | FastSun 3 CSG | 63042 | FS3 | PV | OP | NA | SUN
2019 | MN | FastSun 4 | 63576 | FS4 | PV | V | NA | SUN
2019 | MN | FastSun 5 CSG | 63045 | FS5 | PV | V | NA | SUN
2019 | MN | FastSun 7 CSG | 63043 | FS7 | PV | OP | NA | SUN
2019 | MN | FastSun 8 CSG | 63039 | FS8 | PV | OP | NA | SUN
2019 | MN | FastSun 9 CSG | 63040 | FS9 | PV | TS | NA | SUN
2019 | MN | Felton CSG PV1-5 | 62210 | FELT1 | PV | OP | NA | SUN |  | 6658.8 |  | 0 | EIA Prime Mover-level Data | Estimated using an emission factor
2019 | MN | Felton CSG PV1-5 | 62210 | FELT2 | PV | OP | NA | SUN |  | 6658.8 |  | 0 | EIA Prime Mover-level Data | Estimated using an emission factor
2019 | MN | Felton CSG PV1-5 | 62210 | FELT3 | PV | OP | NA | SUN |  | 6658.8 |  | 0 | EIA Prime Mover-level Data | Estimated using an emission factor
2019 | MN | Felton CSG PV1-5 | 62210 | FELT4 | PV | OP | NA | SUN |  | 6658.8 |  | 0 | EIA Prime Mover-level Data | Estimated using an emission factor
2019 | MN | Felton CSG PV1-5 | 62210 | FELT5 | PV | OP | NA | SUN |  | 6658.8 |  | 0 | EIA Prime Mover-level Data | Estimated using an emission factor
2019 | MN | Fenton Wind Farm | 56617 | 1 | WT | OP | NA | WND |  | 5017638 |  | 0 | EIA Prime Mover-level Data | Estimated using an emission factor
2019 | MN | Fergus Control Ctr | 7505 | 1 | IC | SB | NA | DFO |  | 288 | 0.04464 | 0.31 | EIA Prime Mover-level Data | Estimated using an emission factor
2019 | MN | Fey Windfarm LLC | 56204 | 1 | WT | OP | NA | WND |  | 45713 |  | 0 | EIA Prime Mover-level Data | Estimated using an emission factor
2019 | MN | Flodquist Community Solar LLC | 63650 | TC3 | PV | U | NA | SUN
2019 | MN | Florence Hills LLC | 55574 | FH30 | WT | OP | NA | WND |  | 38590 |  | 0 | EIA Prime Mover-level Data | Estimated using an emission factor
2019 | MN | Fond Du Lac | 1894 | 1 | HY | OP | NA | WAT |  | 560969 |  | 1.5381e-07 | EIA Prime Mover-level Data | NEI avg EF - PM, fuel type, firing type
2019 | MN | Foreman's Hill Community Solar | 61690 | FOREM | PV | OP | NA | SUN |  | 64848 |  | 0 | EIA Prime Mover-level Data | Estimated using an emission factor
2019 | MN | Forest Lake Solar CSG | 60837 | FORES | PV | OP | NA | SUN |  | 49398 |  | 0 | EIA Prime Mover-level Data | Estimated using an emission factor
2019 | MN | Fox CSG, LLC | 61484 | FOX1 | PV | OP | NA | SUN |  | 12315.8 |  | 0 | EIA Prime Mover-level Data | Estimated using an emission factor
2019 | MN | Fox CSG, LLC | 61484 | FOX2 | PV | OP | NA | SUN |  | 12315.8 |  | 0 | EIA Prime Mover-level Data | Estimated using an emission factor
2019 | MN | Fox CSG, LLC | 61484 | FOX3 | PV | OP | NA | SUN |  | 12315.8 |  | 0 | EIA Prime Mover-level Data | Estimated using an emission factor
2019 | MN | Fox CSG, LLC | 61484 | FOX4 | PV | OP | NA | SUN |  | 12315.8 |  | 0 | EIA Prime Mover-level Data | Estimated using an emission factor
2019 | MN | Fox CSG, LLC | 61484 | FOX5 | PV | OP | NA | SUN |  | 12315.8 |  | 0 | EIA Prime Mover-level Data | Estimated using an emission factor
2019 | MN | Fox Lake | 1888 | 1 | ST | RE | WALL | NG
2019 | MN | Fox Lake | 1888 | 2 | ST | RE | WALL | NG
2019 | MN | Fox Lake | 1888 | 3 | ST | RE | WALL | NG
2019 | MN | Fox Lake | 1888 | 4 | GT | RE | NA | DFO
2019 | MN | Franklin Heating Station | 54224 | DG4 | IC | OP | NA | DFO |  | 550.27 | 0.011088 | 0.0403 | EIA Prime Mover-level Data | Estimated using an emission factor
2019 | MN | Franklin Heating Station | 54224 | DG5 | IC | OP | NA | DFO |  | 550.27 | 0.011088 | 0.0403 | EIA Prime Mover-level Data | Estimated using an emission factor
2019 | MN | Franklin Heating Station | 54224 | DG6 | IC | SB | NA | NG |  | 660.324 | 1.8113e-05 | 5.486e-05 | EIA Prime Mover-level Data | Estimated using an emission factor
2019 | MN | Franklin Heating Station | 54224 | DG7 | IC | SB | NA | NG |  | 660.324 | 1.8113e-05 | 5.486e-05 | EIA Prime Mover-level Data | Estimated using an emission factor
2019 | MN | Franklin Heating Station | 54224 | EG1 | IC | SB | NA | DFO |  | 550.27 | 0.011088 | 0.0403 | EIA Prime Mover-level Data | Estimated using an emission factor
2019 | MN | Franklin Heating Station | 54224 | EG2 | IC | SB | NA | DFO |  | 550.27 | 0.011088 | 0.0403 | EIA Prime Mover-level Data | Estimated using an emission factor
2019 | MN | Franklin Heating Station | 54224 | EG3 | IC | SB | NA | DFO |  | 550.27 | 0.011088 | 0.0403 | EIA Prime Mover-level Data | Estimated using an emission factor
2019 | MN | Franklin Heating Station | 54224 | GEN6 | ST | OP | NA | PUR |  | 494822.7 |  | 0 | EIA Prime Mover-level Data | Estimated using an emission factor
2019 | MN | Franklin Heating Station | 54224 | SG1 | ST | OP | NA | NG |  | 134219 | 0.54039 | 0.0080524 | EIA Unit-level Data | NEI avg EF - PM, fuel type
2019 | MN | Franklin Heating Station | 54224 | SG2 | ST | OP | NA | NG |  | 169064.8 | 0.68069 | 0.0080524 | EIA Unit-level Data | NEI avg EF - PM, fuel type
2019 | MN | Franklin Heating Station | 54224 | SG3 | ST | OP | NA | NG |  | 494097.8 | 1.9893 | 0.0080524 | EIA Unit-level Data | NEI avg EF - PM, fuel type
2019 | MN | Franklin Heating Station | 54224 | SG4 | ST | OP | NA | NG |  | 436501.8 | 1.7575 | 0.0080524 | EIA Unit-level Data | NEI avg EF - PM, fuel type
2019 | MN | Frontenac Holdco LLC, CSG | 61919 | FRONT | PV | OP | NA | SUN |  | 52417 |  | 0 | EIA Prime Mover-level Data | Estimated using an emission factor
2019 | MN | G Flow Wind LLC | 56588 | 1 | WT | OP | NA | WND |  | 15350 |  | 0 | EIA Prime Mover-level Data | Estimated using an emission factor
2019 | MN | G McNeilus Wind Farm Dodge Center | 56054 | GM1 | WT | OP | NA | WND |  | 545855.3 |  | 0 | EIA Prime Mover-level Data | Estimated using an emission factor
2019 | MN | G McNeilus Wind Farm Dodge Center | 56054 | GM2 | WT | OP | NA | WND |  | 136463.8 |  | 0 | EIA Prime Mover-level Data | Estimated using an emission factor
2019 | MN | G McNeilus Wind Farm Dodge Center | 56054 | GM3 | WT | OP | NA | WND |  | 51173.93 |  | 0 | EIA Prime Mover-level Data | Estimated using an emission factor
2019 | MN | Gemini Community Solar | 60940 | LGCS1 | PV | OP | NA | SUN |  | 13017 |  | 0 | EIA Prime Mover-level Data | Estimated using an emission factor
2019 | MN | Gemini Community Solar | 60940 | LGCS2 | PV | OP | NA | SUN |  | 13017 |  | 0 | EIA Prime Mover-level Data | Estimated using an emission factor
2019 | MN | Gemini Community Solar | 60940 | LGCS3 | PV | OP | NA | SUN |  | 13017 |  | 0 | EIA Prime Mover-level Data | Estimated using an emission factor
2019 | MN | Geranium Solar, LLC | 63317 | GERNM | PV | T | NA | SUN
2019 | MN | Gibbon Solar | 62010 | PGRK1 | PV | OP | NA | SUN |  | 22980 |  | 0 | EIA Prime Mover-level Data | Estimated using an emission factor
2019 | MN | GL Wind | 57813 | TURB1 | WT | OP | NA | WND |  | 34097.5 |  | 0 | EIA Prime Mover-level Data | Estimated using an emission factor
2019 | MN | GL Wind | 57813 | TURB2 | WT | OP | NA | WND |  | 34097.5 |  | 0 | EIA Prime Mover-level Data | Estimated using an emission factor
2019 | MN | Gladiolus Solar, LLC | 63316 | GLADI | PV | T | NA | SUN
2019 | MN | Glencoe | 1975 | 5 | IC | OP | NA | DFO |  | 84.484 | 0.013095 | 0.31 | EIA Prime Mover-level Data | Estimated using an emission factor
2019 | MN | Glencoe | 1975 | 6 | IC | RE | NA | DFO
2019 | MN | Glencoe | 1975 | 7 | IC | OP | NA | DFO |  | 266.448 | 0.041299 | 0.31 | EIA Prime Mover-level Data | Estimated using an emission factor
2019 | MN | Glencoe | 1975 | 8 | IC | OP | NA | DFO |  | 363.929 | 0.056409 | 0.31 | EIA Prime Mover-level Data | Estimated using an emission factor
2019 | MN | Glencoe | 1975 | 9 | IC | OP | NA | DFO |  | 461.41 | 0.071519 | 0.31 | EIA Prime Mover-level Data | Estimated using an emission factor
2019 | MN | Glencoe | 1975 | 10 | IC | OP | NA | DFO |  | 454.911 | 0.070511 | 0.31 | EIA Prime Mover-level Data | Estimated using an emission factor
2019 | MN | Glencoe | 1975 | 11 | IC | OP | NA | DFO |  | 311.939 | 0.048351 | 0.31 | EIA Prime Mover-level Data | Estimated using an emission factor
2019 | MN | Glencoe | 1975 | 12 | IC | OP | NA | DFO |  | 311.939 | 0.048351 | 0.31 | EIA Prime Mover-level Data | Estimated using an emission factor
2019 | MN | Glencoe | 1975 | 14 | IC | OP | NA | DFO |  | 311.939 | 0.048351 | 0.31 | EIA Prime Mover-level Data | Estimated using an emission factor
2019 | MN | Gohman Community Solar (CSG) | 63484 | GOHMN | PV | P | NA | SUN
2019 | MN | Goodhue Community Solar One LLC CSG | 63380 | 52829 | PV | V | NA | SUN
2019 | MN | Goodhue Community Solar Three LLC CSG | 63417 | 52831 | PV | V | NA | SUN
2019 | MN | Goodhue Community Solar Two LLC | 63533 | 52830 | PV | V | NA | SUN
2019 | MN | Goodhue Solar | 60934 | PV1 | PV | CN | NA | SUN
2019 | MN | Goodhue Solar | 60934 | PV2 | PV | CN | NA | SUN
2019 | MN | Goose Lake MN DPC-GM | 62148 | PV1 | PV | OP | NA | SUN |  | 16775 |  | 0 | EIA Prime Mover-level Data | Estimated using an emission factor
2019 | MN | Gopher CSG | 61426 | PV1 | PV | OP | NA | SUN |  | 62782 |  | 0 | EIA Prime Mover-level Data | Estimated using an emission factor
2019 | MN | Grand Marais | 1976 | 2 | IC | RE | NA | DFO
2019 | MN | Grand Marais | 1976 | 4 | IC | RE | NA | DFO
2019 | MN | Grand Marais | 1976 | 5 | IC | RE | NA | DFO
2019 | MN | Grand Marais | 1976 | 6 | IC | RE | NA | DFO
2019 | MN | Grand Marais | 1976 | 7 | IC | OP | NA | DFO |  | 845.866 | 0.13111 | 0.31 | EIA Prime Mover-level Data | Estimated using an emission factor
2019 | MN | Grand Marais | 1976 | 8 | IC | OP | NA | DFO |  | 626.567 | 0.097118 | 0.31 | EIA Prime Mover-level Data | Estimated using an emission factor
2019 | MN | Grand Marais | 1976 | 9 | IC | OP | NA | DFO |  | 626.567 | 0.097118 | 0.31 | EIA Prime Mover-level Data | Estimated using an emission factor
2019 | MN | Grand Meadow | 56994 | WND67 | WT | OP | NA | WND |  | 2362908 |  | 0 | EIA Prime Mover-level Data | Estimated using an emission factor
2019 | MN | Granite City | 1910 | 1 | GT | RE | NA | NG |  | 0 | 0 | 0.0054834 | EIA Prime Mover-level Data | NEI avg EF - PM, fuel type, firing type
2019 | MN | Granite City | 1910 | 2 | GT | RE | NA | NG |  | 0 | 0 | 0.0054834 | EIA Prime Mover-level Data | NEI avg EF - PM, fuel type, firing type
2019 | MN | Granite City | 1910 | 3 | GT | RE | NA | NG |  | 0 | 0 | 0.0054834 | EIA Prime Mover-level Data | NEI avg EF - PM, fuel type, firing type
2019 | MN | Granite City | 1910 | 4 | GT | RE | NA | NG |  | 0 | 0 | 0.0054834 | EIA Prime Mover-level Data | NEI avg EF - PM, fuel type, firing type
2019 | MN | Granite Falls | 1977 | 1 | HY | OP | NA | WAT |  | 6020.308 |  | 1.5381e-07 | EIA Prime Mover-level Data | NEI avg EF - PM, fuel type, firing type
2019 | MN | Granite Falls | 1977 | 2 | HY | OP | NA | WAT |  | 4013.539 |  | 1.5381e-07 | EIA Prime Mover-level Data | NEI avg EF - PM, fuel type, firing type
2019 | MN | Granite Falls | 1977 | HC3 | HY | OS | NA | WAT |  | 16054.15 |  | 1.5381e-07 | EIA Prime Mover-level Data | NEI avg EF - PM, fuel type, firing type
2019 | MN | Granite Falls 2 | 7977 | 1 | IC | SB | NA | DFO |  |  |  | 0.30942
2019 | MN | Granite Falls 2 | 7977 | 2 | IC | SB | NA | DFO |  |  |  | 0.30942
2019 | MN | Granite Falls 2 | 7977 | 3 | IC | SB | NA | DFO |  |  |  | 0.30942
2019 | MN | Grant County Wind LLC | 57274 | 1 | WT | OP | NA | WND |  | 488092 |  | 0 | EIA Prime Mover-level Data | Estimated using an emission factor
2019 | MN | GRE Marshan Solar | 60935 | PV1 | PV | OP | NA | SUN |  | 11817 |  | 0 | EIA Prime Mover-level Data | Estimated using an emission factor
2019 | MN | Green Acres Breeze LLC | 56590 | 1 | WT | OP | NA | WND |  | 15350 |  | 0 | EIA Prime Mover-level Data | Estimated using an emission factor
2019 | MN | Greenback Energy | 56413 | 1 | WT | OP | NA | WND |  | 38109 |  | 0 | EIA Prime Mover-level Data | Estimated using an emission factor
2019 | MN | Grimm Community Solar | 61689 | PV1 | PV | OP | NA | SUN |  | 15270 |  | 0 | EIA Prime Mover-level Data | Estimated using an emission factor
2019 | MN | GRS Pine Bend | 55598 | 1 | CT | RE | NA | LFG
2019 | MN | GRS Pine Bend | 55598 | 2 | CT | RE | NA | LFG |  |  |  | 0.0216
2019 | MN | GRS Pine Bend | 55598 | 3 | CA | RE | NA | LFG
2019 | MN | GSPP Held LLC CSG | 62829 | HELDM | PV | OP | NA | SUN |  | 18190 |  | 0 | EIA Prime Mover-level Data | Estimated using an emission factor
2019 | MN | GSPP Imholte CSG | 62830 | IMHOL | PV | OP | NA | SUN |  | 9161 |  | 0 | EIA Prime Mover-level Data | Estimated using an emission factor
2019 | MN | GSSP Schneider LLC | 63370 | SCHN1 | PV | OP | NA | SUN |  | 658.8 |  | 0 | EIA Prime Mover-level Data | Estimated using an emission factor
2019 | MN | GSSP Schneider LLC | 63370 | SCHN2 | PV | OP | NA | SUN |  | 658.8 |  | 0 | EIA Prime Mover-level Data | Estimated using an emission factor
2019 | MN | GSSP Schneider LLC | 63370 | SCHN3 | PV | OP | NA | SUN |  | 658.8 |  | 0 | EIA Prime Mover-level Data | Estimated using an emission factor
2019 | MN | GSSP Schneider LLC | 63370 | SCHN4 | PV | OP | NA | SUN |  | 658.8 |  | 0 | EIA Prime Mover-level Data | Estimated using an emission factor
2019 | MN | GSSP Schneider LLC | 63370 | SCHN5 | PV | OP | NA | SUN |  | 658.8 |  | 0 | EIA Prime Mover-level Data | Estimated using an emission factor
2019 | MN | Guse CSG | 62195 | SO371 | PV | OP | NA | SUN |  | 13480 |  | 0 | EIA Prime Mover-level Data | Estimated using an emission factor
2019 | MN | Hadley Ridge LLC | 55573 | HR30 | WT | OP | NA | WND |  | 39150 |  | 0 | EIA Prime Mover-level Data | Estimated using an emission factor
2019 | MN | Halstad | 8105 | 1 | IC | RE | NA | DFO
2019 | MN | Halstad | 8105 | 2 | IC | RE | NA | DFO
2019 | MN | Halstad | 8105 | 3 | IC | RE | NA | DFO
2019 | MN | Halstad | 8105 | 4 | IC | SB | NA | DFO |  | 120 | 0.0186 | 0.31 | EIA Prime Mover-level Data | Estimated using an emission factor
2019 | MN | Halstad | 8105 | 5 | IC | SB | NA | DFO |  | 120 | 0.0186 | 0.31 | EIA Prime Mover-level Data | Estimated using an emission factor
2019 | MN | Hammer Community (CSG) | 63684 | HAMR | PV | V | NA | SUN
2019 | MN | Hammer CSG | 62099 | HAMME | PV | OP | NA | SUN |  | 51991 |  | 0 | EIA Prime Mover-level Data | Estimated using an emission factor
2019 | MN | Hampton MN GRE | 62060 | PV1 | PV | OP | NA | SUN |  | 27835 |  | 0 | EIA Prime Mover-level Data | Estimated using an emission factor
2019 | MN | Hartmann Project CSG | 63174 | TC3 | PV | OP | NA | SUN |  | 160 |  | 0 | EIA Prime Mover-level Data | Estimated using an emission factor
2019 | MN | Hastings City Hydroelectric | 54285 | 1 | HY | OP | NA | WAT |  | 56737.5 |  | 1.5381e-07 | EIA Prime Mover-level Data | NEI avg EF - PM, fuel type, firing type
2019 | MN | Hastings City Hydroelectric | 54285 | 2 | HY | OP | NA | WAT |  | 56737.5 |  | 1.5381e-07 | EIA Prime Mover-level Data | NEI avg EF - PM, fuel type, firing type
2019 | MN | Hastings Solar | 60525 | PV1 | PV | OP | NA | SUN |  | 66656 |  | 0 | EIA Prime Mover-level Data | Estimated using an emission factor
2019 | MN | Haven Solar Project CSG | 62651 | HAVEN | PV | OP | NA | SUN |  | 9412 |  | 0 | EIA Prime Mover-level Data | Estimated using an emission factor
2019 | MN | Hayfield Solar I LLC | 63724 | HAYF1 | PV | T | NA | SUN
2019 | MN | Hayfield Solar III LLC | 63725 | HAYF3 | PV | T | NA | SUN
2019 | MN | Held Solar Project | 62267 | HELD | PV | OP | NA | SUN |  | 33282 |  | 0 | EIA Prime Mover-level Data | Estimated using an emission factor
2019 | MN | Helen Solar CSG | 62706 | SC | PV | V | NA | SUN
2019 | MN | Hennepin Island | 1911 | 1 | HY | OP | NA | WAT |  | 116792.7 |  | 1.5381e-07 | EIA Prime Mover-level Data | NEI avg EF - PM, fuel type, firing type
2019 | MN | Hennepin Island | 1911 | 2 | HY | OP | NA | WAT |  | 116792.7 |  | 1.5381e-07 | EIA Prime Mover-level Data | NEI avg EF - PM, fuel type, firing type
2019 | MN | Hennepin Island | 1911 | 3 | HY | OP | NA | WAT |  | 116792.7 |  | 1.5381e-07 | EIA Prime Mover-level Data | NEI avg EF - PM, fuel type, firing type
2019 | MN | Hennepin Island | 1911 | 4 | HY | OP | NA | WAT |  | 116792.7 |  | 1.5381e-07 | EIA Prime Mover-level Data | NEI avg EF - PM, fuel type, firing type
2019 | MN | Hennepin Island | 1911 | 5 | HY | OP | NA | WAT |  | 104279.2 |  | 1.5381e-07 | EIA Prime Mover-level Data | NEI avg EF - PM, fuel type, firing type
2019 | MN | Hertzberg Community (CSG) | 63680 | HERTZ | PV | V | NA | SUN
2019 | MN | Heyer CSG | 61793 | HEYER | PV | OP | NA | SUN |  | 14319 |  | 0 | EIA Prime Mover-level Data | Estimated using an emission factor
2019 | MN | Hibbing | 1979 | 1 | ST | OP | NA | NG |  | 309625.4 | 1.2466 | 0.0080524 | EIA Unit-level Data | NEI avg EF - PM, fuel type, firing type
2019 | MN | Hibbing | 1979 | 2 | ST | SB | NA | WDS |  | 0 | 0 | 0.022812 | EIA Unit-level Data | NEI avg EF - PM, fuel type, firing type
2019 | MN | Hibbing | 1979 | 3 | ST | OP | NA | SUB |  | 432530.4 | 3.7164 | 0.017184 | EIA Unit-level Data | NEI avg EF - PM, fuel type
2019 | MN | Hibbing | 1979 | 4 | ST | SB | NA | WDS |  | 217803.9 | 2.4843 | 0.022812 | EIA Unit-level Data | NEI avg EF - PM, fuel type
2019 | MN | Hills | 1889 | 1 | IC | RE | NA | DFO
2019 | MN | Hills | 1889 | 2 | IC | RE | NA | DFO
2019 | MN | Hilltop Power | 61788 | WT | WT | OP | NA | WND |  | 30068 |  | 0 | EIA Prime Mover-level Data | Estimated using an emission factor
2019 | MN | Hinterland CSG, LLC | 63817 | HIN01 | PV | V | NA | SUN
2019 | MN | Hometown Bio Energy LLC | 58563 | HTBE | IC | OP | NA | OBG |  | 163152 | 1.1992 | 0.0147 | EIA Prime Mover-level Data | Estimated using an emission factor
2019 | MN | Honeysuckle Solar, LLC | 63309 | HONEY | PV | T | NA | SUN
2019 | MN | Hoot Lake | 1943 | H1 | HY | OP | NA | WAT |  | 48002 |  | 1.5381e-07 | EIA Prime Mover-level Data | NEI avg EF - PM, fuel type, firing type
2019 | MN | Hope Creek LLC | 55572 | HC30 | WT | OP | NA | WND |  | 34602 |  | 0 | EIA Prime Mover-level Data | Estimated using an emission factor
2019 | MN | Houston/Winona Community Solar One LLC | 63534 | 52827 | PV | V | NA | SUN
2019 | MN | Huneke CSG 1, LLC | 63820 | HUN01 | PV | V | NA | SUN
2019 | MN | Huneke CSG 2, LLC | 63821 | HUN02 | PV | V | NA | SUN
2019 | MN | Huneke I CSG | 61505 | HUNE1 | PV | OP | NA | SUN |  | 14772 |  | 0 | EIA Prime Mover-level Data | Estimated using an emission factor
2019 | MN | Huneke II CSG | 62139 | SO346 | PV | OP | NA | SUN |  | 13838 |  | 0 | EIA Prime Mover-level Data | Estimated using an emission factor
2019 | MN | Hutchinson Plant #1 | 1980 | 2 | IC | RE | NA | NG
2019 | MN | Hutchinson Plant #1 | 1980 | 3 | IC | OP | NA | NG |  | 5814.268 | 0.0012268 | 0.000422 | EIA Prime Mover-level Data | Estimated using an emission factor
2019 | MN | Hutchinson Plant #1 | 1980 | 4 | IC | OP | NA | NG |  | 5168.238 | 0.0010905 | 0.000422 | EIA Prime Mover-level Data | Estimated using an emission factor
2019 | MN | Hutchinson Plant #1 | 1980 | 5 | IC | RE | NA | DFO
2019 | MN | Hutchinson Plant #1 | 1980 | 6 | IC | RE | NA | DFO
2019 | MN | Hutchinson Plant #1 | 1980 | 7 | IC | RE | NA | NG
2019 | MN | Hutchinson Plant #1 | 1980 | 8 | CS |  | NA | NG |  | 19137.31 | 0.004038 | 0.000422 | EIA Unit-level Data | Estimated using an emission factor
2019 | MN | Hutchinson Plant #1 | 1980 | 10 | IC | OP | NA | NG |  | 11370.13 | 0.0023991 | 0.000422 | EIA Prime Mover-level Data | Estimated using an emission factor
2019 | MN | Hutchinson Plant #1 | 1980 | 11 | IC | OP | NA | NG |  | 12662.18 | 0.0026711 | 0.0004219 | EIA Prime Mover-level Data | NEI avg EF - PM, fuel type, firing type
2019 | MN | Hutchinson Plant #1 | 1980 | 12 | IC | OP | NA | NG |  | 12662.18 | 0.0026711 | 0.0004219 | EIA Prime Mover-level Data | NEI avg EF - PM, fuel type, firing type
2019 | MN | Hutchinson Plant #1 | 1980 | HRSG1 | CS | OP | NA | NG |  | 0 | 0 | 0.000422 | EIA Unit-level Data | NEI avg EF - PM, fuel type, firing type
2019 | MN | Hwy 14 Holdco Solar CSG | 60834 | HWY14 | PV | OP | NA | SUN |  | 66933 |  | 0 | EIA Prime Mover-level Data | Estimated using an emission factor
2019 | MN | Hyacinth Solar, LLC | 63312 | HYCIN | PV | T | NA | SUN
2019 | MN | Hydra Community Solar Garden, LLC (CSG) | 63629 | HYDRA | PV | V | NA | SUN
2019 | MN | IBM West | 56269 | 1 | IC | SB | NA | DFO |  | 295.5 | 0.045803 | 0.31 | EIA Prime Mover-level Data | Estimated using an emission factor
2019 | MN | IBM West | 56269 | 2 | IC | SB | NA | DFO |  | 295.5 | 0.045803 | 0.31 | EIA Prime Mover-level Data | Estimated using an emission factor
2019 | MN | International Falls Power | 10487 | GEN1 | HY | OP | NA | WAT |  | 94490.93 |  | 1.5381e-07 | EIA Prime Mover-level Data | NEI avg EF - PM, fuel type, firing type
2019 | MN | International Falls Power | 10487 | GEN2 | HY | OP | NA | WAT |  | 94490.93 |  | 1.5381e-07 | EIA Prime Mover-level Data | NEI avg EF - PM, fuel type, firing type
2019 | MN | International Falls Power | 10487 | GEN3 | HY | OP | NA | WAT |  | 94490.93 |  | 1.5381e-07 | EIA Prime Mover-level Data | NEI avg EF - PM, fuel type, firing type
2019 | MN | International Falls Power | 10487 | GEN4 | HY | OP | NA | WAT |  | 94490.93 |  | 1.5381e-07 | EIA Prime Mover-level Data | NEI avg EF - PM, fuel type, firing type
2019 | MN | International Falls Power | 10487 | GEN5 | HY | OP | NA | WAT |  | 94490.93 |  | 1.5381e-07 | EIA Prime Mover-level Data | NEI avg EF - PM, fuel type, firing type
2019 | MN | International Falls Power | 10487 | GEN6 | HY | OP | NA | WAT |  | 68720.68 |  | 1.5381e-07 | EIA Prime Mover-level Data | NEI avg EF - PM, fuel type, firing type
2019 | MN | International Falls Power | 10487 | GEN7 | HY | OP | NA | WAT |  | 68720.68 |  | 1.5381e-07 | EIA Prime Mover-level Data | NEI avg EF - PM, fuel type, firing type
2019 | MN | Iris Solar, LLC (MN) | 63319 | IRIS | PV | T | NA | SUN
2019 | MN | Jack River LLC | 55565 | JR30 | WT | OP | NA | WND |  | 35439 |  | 0 | EIA Prime Mover-level Data | Estimated using an emission factor
2019 | MN | Janesville | 1982 | 1 | IC | OP | NA | DFO |  | 77.449 | 0.012005 | 0.31 | EIA Prime Mover-level Data | Estimated using an emission factor
2019 | MN | Janesville | 1982 | 2 | IC | OP | NA | DFO |  | 91.531 | 0.014187 | 0.31 | EIA Prime Mover-level Data | Estimated using an emission factor
2019 | MN | Janesville | 1982 | 3 | IC | OP | NA | DFO |  | 49.286 | 0.0076393 | 0.31 | EIA Prime Mover-level Data | Estimated using an emission factor
2019 | MN | Janesville | 1982 | 4 | IC | OP | NA | DFO |  | 126.735 | 0.019644 | 0.31 | EIA Prime Mover-level Data | Estimated using an emission factor
2019 | MN | Jeffers Wind 20 LLC | 56750 | 1 | WT | OP | NA | WND |  | 1372090 |  | 0 | EIA Prime Mover-level Data | Estimated using an emission factor
2019 | MN | Jessica Mills LLC | 55564 | JM30 | WT | OP | NA | WND |  | 34058 |  | 0 | EIA Prime Mover-level Data | Estimated using an emission factor
2019 | MN | Johnson 1 Community Solar | 61686 | PV1 | PV | OP | NA | SUN |  | 12875 |  | 0 | EIA Prime Mover-level Data | Estimated using an emission factor
2019 | MN | Johnson II Community Solar | 61695 | PV1 | PV | OP | NA | SUN |  | 12333 |  | 0 | EIA Prime Mover-level Data | Estimated using an emission factor
2019 | MN | Johnson Solar CSG | 61380 | JOHN1 | PV | OP | NA | SUN |  | 13445 |  | 0 | EIA Prime Mover-level Data | Estimated using an emission factor
2019 | MN | Johnson Solar CSG | 61380 | JOHN2 | PV | OP | NA | SUN |  | 13445 |  | 0 | EIA Prime Mover-level Data | Estimated using an emission factor
2019 | MN | Johnson Solar CSG | 61380 | JOHN3 | PV | OP | NA | SUN |  | 13445 |  | 0 | EIA Prime Mover-level Data | Estimated using an emission factor
2019 | MN | Johnson Solar CSG | 61380 | JOHN4 | PV | OP | NA | SUN |  | 13445 |  | 0 | EIA Prime Mover-level Data | Estimated using an emission factor
2019 | MN | Johnson Solar CSG | 61380 | JOHN5 | PV | OP | NA | SUN |  | 13445 |  | 0 | EIA Prime Mover-level Data | Estimated using an emission factor
2019 | MN | Julia Hills LLC | 55563 | JH30 | WT | OP | NA | WND |  | 34269 |  | 0 | EIA Prime Mover-level Data | Estimated using an emission factor
2019 | MN | K&D Energy LLC | 56626 | 1 | WT | OP | NA | WND |  | 105627 |  | 0 | EIA Prime Mover-level Data | Estimated using an emission factor
2019 | MN | Kas Brothers Windfarm | 55809 | G1 | WT | OP | NA | WND |  | 26367 |  | 0 | EIA Prime Mover-level Data | Estimated using an emission factor
2019 | MN | Kaus Community Solar | 61716 | KAUS | PV | OP | NA | SUN |  | 14343 |  | 0 | EIA Prime Mover-level Data | Estimated using an emission factor
2019 | MN | K-Brink Windfarm LLC | 56206 | 1 | WT | OP | NA | WND |  | 40995 |  | 0 | EIA Prime Mover-level Data | Estimated using an emission factor
2019 | MN | KC Energy LLC | 56625 | 1 | WT | OP | NA | WND |  | 109565 |  | 0 | EIA Prime Mover-level Data | Estimated using an emission factor
2019 | MN | Kenyon Municipal | 1983 | 5 | IC | SB | NA | DFO |  | 84 | 0.01302 | 0.31 | EIA Prime Mover-level Data | Estimated using an emission factor
2019 | MN | Kenyon Municipal | 1983 | 6 | IC | SB | NA | DFO |  | 84 | 0.01302 | 0.31 | EIA Prime Mover-level Data | Estimated using an emission factor
2019 | MN | Kenyon Municipal | 1983 | 7 | IC | SB | NA | DFO |  | 84 | 0.01302 | 0.31 | EIA Prime Mover-level Data | Estimated using an emission factor
2019 | MN | Kerria Solar, LLC | 63315 | KERIA | PV | T | NA | SUN
2019 | MN | Key City | 1914 | 1 | GT | RE | NA | NG
2019 | MN | Key City | 1914 | 2 | GT | RE | NA | NG
2019 | MN | Key City | 1914 | 3 | GT | RE | NA | NG
2019 | MN | Key City | 1914 | 4 | GT | RE | NA | NG
2019 | MN | Knife Falls | 1895 | 1 | HY | OP | NA | WAT |  | 36459 |  | 1.5381e-07 | EIA Prime Mover-level Data | NEI avg EF - PM, fuel type, firing type
2019 | MN | Knife Falls | 1895 | 2 | HY | OP | NA | WAT |  | 36459 |  | 1.5381e-07 | EIA Prime Mover-level Data | NEI avg EF - PM, fuel type, firing type
2019 | MN | Knife Falls | 1895 | 3 | HY | OP | NA | WAT |  | 36459 |  | 1.5381e-07 | EIA Prime Mover-level Data | NEI avg EF - PM, fuel type, firing type
2019 | MN | Koda Biomass Plant | 57119 | 1111 | ST | OP | NA | AB |  | 2216281 | 1110.3568 | 1.002 | EIA Unit-level Data | Estimated using an emission factor
2019 | MN | Koppelman Sun CSG | 61381 | KOPP1 | PV | OP | NA | SUN |  | 14700.6 |  | 0 | EIA Prime Mover-level Data | Estimated using an emission factor
2019 | MN | Koppelman Sun CSG | 61381 | KOPP2 | PV | OP | NA | SUN |  | 14700.6 |  | 0 | EIA Prime Mover-level Data | Estimated using an emission factor
2019 | MN | Koppelman Sun CSG | 61381 | KOPP3 | PV | OP | NA | SUN |  | 14700.6 |  | 0 | EIA Prime Mover-level Data | Estimated using an emission factor
2019 | MN | Koppelman Sun CSG | 61381 | KOPP4 | PV | OP | NA | SUN |  | 14700.6 |  | 0 | EIA Prime Mover-level Data | Estimated using an emission factor
2019 | MN | Koppelman Sun CSG | 61381 | KOPP5 | PV | OP | NA | SUN |  | 14700.6 |  | 0 | EIA Prime Mover-level Data | Estimated using an emission factor
2019 | MN | Kramer Solar CSG | 61058 | 0000B | PV | OP | NA | SUN |  | 15339 |  | 0 | EIA Prime Mover-level Data | Estimated using an emission factor
2019 | MN | Kramer Solar CSG | 61058 | KRAM2 | PV | OP | NA | SUN |  | 15339 |  | 0 | EIA Prime Mover-level Data | Estimated using an emission factor
2019 | MN | Kramer Solar CSG | 61058 | KRAM3 | PV | OP | NA | SUN |  | 15339 |  | 0 | EIA Prime Mover-level Data | Estimated using an emission factor
2019 | MN | Krause CSG | 61506 | KRAUS | PV | OP | NA | SUN |  | 15574 |  | 0 | EIA Prime Mover-level Data | Estimated using an emission factor
2019 | MN | KSS Turbines LLC | 56627 | 1 | WT | OP | NA | WND |  | 95005 |  | 0 | EIA Prime Mover-level Data | Estimated using an emission factor
2019 | MN | Lady Slipper Solar Array CSG | 62414 | PV1 | PV | OP | NA | SUN |  | 52738 |  | 0 | EIA Prime Mover-level Data | Estimated using an emission factor
2019 | MN | Lahr 1, LLC | 61203 | PV1 | PV | OP | NA | SUN |  | 62044 |  | 0 | EIA Prime Mover-level Data | Estimated using an emission factor
2019 | MN | Lake Benton I | 55208 | EXIS | WT | OP | NA | WND |  | 1828898 |  | 0 | EIA Prime Mover-level Data | Estimated using an emission factor
2019 | MN | Lake Benton II | 55265 | EXIS | WT | OP | NA | WND |  | 508604 |  | 0 | EIA Prime Mover-level Data | Estimated using an emission factor
2019 | MN | Lake Crystal | 1985 | 1 | IC | OP | NA | DFO |  | 11.586 | 0.0017958 | 0.31 | EIA Prime Mover-level Data | Estimated using an emission factor
2019 | MN | Lake Crystal | 1985 | 3 | IC | OP | NA | DFO |  | 38.621 | 0.0059863 | 0.31 | EIA Prime Mover-level Data | Estimated using an emission factor
2019 | MN | Lake Crystal | 1985 | 4 | IC | OP | NA | DFO |  | 23.172 | 0.0035917 | 0.31 | EIA Prime Mover-level Data | Estimated using an emission factor
2019 | MN | Lake Crystal | 1985 | 5 | IC | OP | NA | DFO |  | 38.621 | 0.0059863 | 0.31 | EIA Prime Mover-level Data | Estimated using an emission factor
2019 | MN | Lake Emily Solar | 60526 | PV1 | PV | OP | NA | SUN |  | 72398 |  | 0 | EIA Prime Mover-level Data | Estimated using an emission factor
2019 | MN | Lake Pulaski Solar | 60527 | PV1 | PV | OP | NA | SUN |  | 112618 |  | 0 | EIA Prime Mover-level Data | Estimated using an emission factor
2019 | MN | Lake Region Community Hybrid, LLC | 62442 | LRCH | WT | OP | NA | WND |  | 53654 |  | 0 | EIA Prime Mover-level Data | Estimated using an emission factor
2019 | MN | Lake Region Community Hybrid, LLC | 62442 | LRCHS | PV | OP | NA | SUN
2019 | MN | Lake Waconia Community Solar Garden | 61572 | 38610 | PV | OP | NA | SUN |  | 13072 |  | 0 | EIA Prime Mover-level Data | Estimated using an emission factor
2019 | MN | Lake Waconia IV Community Solar Garden | 61573 | 40926 | PV | OP | NA | SUN |  | 12974 |  | 0 | EIA Prime Mover-level Data | Estimated using an emission factor
2019 | MN | Lakefield Utilities | 7415 | 1 | IC | RE | NA | DFO
2019 | MN | Lakefield Utilities | 7415 | 2 | IC | RE | NA | DFO
2019 | MN | Lakefield Utilities | 7415 | 3 | IC | RE | NA | DFO
2019 | MN | Lakefield Utilities | 7415 | 4 | IC | RE | NA | DFO
2019 | MN | Lakefield Utilities | 7415 | 5 | IC | OP | NA | DFO |  | 47.647 | 0.0073853 | 0.31 | EIA Prime Mover-level Data | Estimated using an emission factor
2019 | MN | Lakefield Utilities | 7415 | 6 | IC | OP | NA | DFO |  | 87.353 | 0.01354 | 0.31 | EIA Prime Mover-level Data | Estimated using an emission factor
2019 | MN | Lakefield Wind Project LLC | 57374 | LAKE1 | WT | OP | NA | WND |  | 5294176 |  | 0 | EIA Prime Mover-level Data | Estimated using an emission factor
2019 | MN | Lakeswind Power Partners | 58836 | LW1 | WT | OP | NA | WND |  | 1345663 |  | 0 | EIA Prime Mover-level Data | Estimated using an emission factor
2019 | MN | Lakota Ridge LLC | 55353 | NMO1 | WT | OP | NA | WND |  | 172879 |  | 0 | EIA Prime Mover-level Data | Estimated using an emission factor
2019 | MN | Lanesboro | 1987 | 2 | HY | OP | NA | WAT |  | 881 |  | 1.5381e-07 | EIA Prime Mover-level Data | NEI avg EF - PM, fuel type, firing type
2019 | MN | Lanesboro | 1987 | 3 | IC | RE | NA | DFO
2019 | MN | Lanesboro | 1987 | 4 | IC | OP | NA | DFO |  | 48 | 0.00744 | 0.31 | EIA Prime Mover-level Data | Estimated using an emission factor
2019 | MN | Lange Solar | 63543 | LNGE | PV | OP | NA | SUN |  | 2537 |  | 0 | EIA Prime Mover-level Data | Estimated using an emission factor
2019 | MN | Lantana Solar, LLC | 63311 | LANTA | PV | T | NA | SUN
2019 | MN | Laurel Village (CSG) | 63679 | LAUR | PV | V | NA | SUN
2019 | MN | Laverne Battery | 58579 | 1 | BA | OP | NA | MWH |  | 0 |  |  | EIA Prime Mover-level Data
2019 | MN | Lawrence Creek Solar | 60528 | PV1 | PV | OP | NA | SUN |  | 48376 |  | 0 | EIA Prime Mover-level Data | Estimated using an emission factor
2019 | MN | Lemond Solar | 61072 | LEMND | PV | OP | NA | SUN |  | 71134 |  | 0 | EIA Prime Mover-level Data | Estimated using an emission factor
2019 | MN | Leo Community Solar | 61713 | LEO | PV | OP | NA | SUN |  | 15921 |  | 0 | EIA Prime Mover-level Data | Estimated using an emission factor
2019 | MN | LeSun CSG, LLC | 61544 | GEN1 | PV | OP | NA | SUN |  | 51056 |  | 0 | EIA Prime Mover-level Data | Estimated using an emission factor
2019 | MN | Leven Garden Solar | 63425 | CGS | PV | TS | NA | SUN
2019 | MN | Libra Community Solar | 61709 | LIBR | PV | OP | NA | SUN |  | 14610 |  | 0 | EIA Prime Mover-level Data | Estimated using an emission factor
2019 | MN | Lincoln Heights I | 63432 | 32002 | WT | OP | NA | WND |  | 82157 |  | 0 | EIA Prime Mover-level Data | Estimated using an emission factor
2019 | MN | Lincoln Heights II | 63433 | 32003 | WT | OP | NA | WND |  | 84775 |  | 0 | EIA Prime Mover-level Data | Estimated using an emission factor
2019 | MN | Lind Solar CSG | 60966 | S0222 | PV | OP | NA | SUN |  | 61917 |  | 0 | EIA Prime Mover-level Data | Estimated using an emission factor
2019 | MN | Linden 01 CSG | 63179 | KANE1 | PV | V | NA | SUN
2019 | MN | Linden 02 CSG | 63182 | LIND2 | PV | V | NA | SUN
2019 | MN | Linden 03 CSG | 63183 | LIND3 | PV | V | NA | SUN
2019 | MN | Lindstrom Solar CSG | 61382 | LIND1 | PV | OP | NA | SUN |  | 14810.33 |  | 0 | EIA Prime Mover-level Data | Estimated using an emission factor
2019 | MN | Lindstrom Solar CSG | 61382 | LIND2 | PV | OP | NA | SUN |  | 14810.33 |  | 0 | EIA Prime Mover-level Data | Estimated using an emission factor
2019 | MN | Lindstrom Solar CSG | 61382 | LIND3 | PV | OP | NA | SUN |  | 14810.33 |  | 0 | EIA Prime Mover-level Data | Estimated using an emission factor
2019 | MN | Litchfield | 1989 | 5 | IC | SB | NA | DFO |  | 457.987 | 0.070988 | 0.31 | EIA Prime Mover-level Data | Estimated using an emission factor
2019 | MN | Litchfield | 1989 | 6 | IC | SB | NA | DFO |  | 457.987 | 0.070988 | 0.31 | EIA Prime Mover-level Data | Estimated using an emission factor
2019 | MN | Litchfield | 1989 | QS 1 | IC | SB | NA | DFO |  | 501.605 | 0.077749 | 0.31 | EIA Prime Mover-level Data | Estimated using an emission factor
2019 | MN | Litchfield | 1989 | QS 2 | IC | SB | NA | DFO |  | 501.605 | 0.077749 | 0.31 | EIA Prime Mover-level Data | Estimated using an emission factor
2019 | MN | Litchfield | 1989 | QS 3 | IC | SB | NA | DFO |  | 501.605 | 0.077749 | 0.31 | EIA Prime Mover-level Data | Estimated using an emission factor
2019 | MN | Litchfield | 1989 | QS 4 | IC | SB | NA | DFO |  | 501.605 | 0.077749 | 0.31 | EIA Prime Mover-level Data | Estimated using an emission factor
2019 | MN | Litchfield | 1989 | QS 5 | IC | SB | NA | DFO |  | 501.605 | 0.077749 | 0.31 | EIA Prime Mover-level Data | Estimated using an emission factor
2019 | MN | Little Falls (MN) | 1896 | 1 | HY | OP | NA | WAT |  | 48299.65 |  | 1.5381e-07 | EIA Prime Mover-level Data | NEI avg EF - PM, fuel type, firing type
2019 | MN | Little Falls (MN) | 1896 | 2 | HY | OP | NA | WAT |  | 48299.65 |  | 1.5381e-07 | EIA Prime Mover-level Data | NEI avg EF - PM, fuel type, firing type
2019 | MN | Little Falls (MN) | 1896 | 3 | HY | OP | NA | WAT |  | 60374.57 |  | 1.5381e-07 | EIA Prime Mover-level Data | NEI avg EF - PM, fuel type, firing type
2019 | MN | Little Falls (MN) | 1896 | 4 | HY | OP | NA | WAT |  | 72449.48 |  | 1.5381e-07 | EIA Prime Mover-level Data | NEI avg EF - PM, fuel type, firing type
2019 | MN | Little Falls (MN) | 1896 | 5 | HY | OP | NA | WAT |  | 24149.83 |  | 1.5381e-07 | EIA Prime Mover-level Data | NEI avg EF - PM, fuel type, firing type
2019 | MN | Little Falls (MN) | 1896 | 6 | HY | OP | NA | WAT |  | 24149.83 |  | 1.5381e-07 | EIA Prime Mover-level Data | NEI avg EF - PM, fuel type, firing type
2019 | MN | Loon Garden | 63397 | CGS | PV | TS | NA | SUN
2019 | MN | Lowry CSG2, LLC | 63595 | SC | PV | U | NA | SUN
2019 | MN | Lucky Wind | 56412 | 1 | WT | OP | NA | WND |  | 38795 |  | 0 | EIA Prime Mover-level Data | Estimated using an emission factor
2019 | MN | Luverne | 1990 | 3 | ST | RE | NA | NG
2019 | MN | Luverne | 1990 | 4A | IC | RE | NA | DFO
2019 | MN | Luverne | 1990 | 4B | IC | RE | NA | DFO
2019 | MN | Luverne | 1990 | 4C | IC | OP | NA | DFO |  | 230 | 0.03565 | 0.31 | EIA Prime Mover-level Data | Estimated using an emission factor
2019 | MN | Lyman Garden | 63937 | CGS | PV | U | NA | SUN
2019 | MN | Lyra Community Solar | 61182 | RLCS1 | PV | OP | NA | SUN |  | 8850 |  | 0 | EIA Prime Mover-level Data | Estimated using an emission factor
2019 | MN | Lyra Community Solar | 61182 | RLCS2 | PV | OP | NA | SUN |  | 8850 |  | 0 | EIA Prime Mover-level Data | Estimated using an emission factor
2019 | MN | Lyra Community Solar | 61182 | RLCS3 | PV | OP | NA | SUN |  | 8850 |  | 0 | EIA Prime Mover-level Data | Estimated using an emission factor
2019 | MN | Madelia | 30 | 1 | IC | OP | NA | NG |  | 273.483 | 5.7705e-05 | 0.000422 | EIA Prime Mover-level Data | Estimated using an emission factor
2019 | MN | Madelia | 30 | 2 | IC | OP | NA | NG |  | 176.441 | 3.7229e-05 | 0.000422 | EIA Prime Mover-level Data | Estimated using an emission factor
2019 | MN | Madelia | 30 | 3 | IC | OP | NA | NG |  | 97.042 | 2.0476e-05 | 0.000422 | EIA Prime Mover-level Data | Estimated using an emission factor
2019 | MN | Madelia | 30 | 4 | IC | OP | NA | NG |  | 379.347 | 8.0042e-05 | 0.000422 | EIA Prime Mover-level Data | Estimated using an emission factor
2019 | MN | Madelia | 30 | 5 | IC | OP | NA | NG |  | 114.686 | 2.4199e-05 | 0.000422 | EIA Prime Mover-level Data | Estimated using an emission factor
2019 | MN | Malmedal Solar Garden | 63453 | CGS | PV | OP | NA | SUN |  | 1406 |  | 0 | EIA Prime Mover-level Data | Estimated using an emission factor
2019 | MN | Mapleton Community Solar | 60941 | DMCS1 | PV | OP | NA | SUN |  | 12539.67 |  | 0 | EIA Prime Mover-level Data | Estimated using an emission factor
2019 | MN | Mapleton Community Solar | 60941 | DMCS2 | PV | OP | NA | SUN |  | 12539.67 |  | 0 | EIA Prime Mover-level Data | Estimated using an emission factor
2019 | MN | Mapleton Community Solar | 60941 | DMCS3 | PV | OP | NA | SUN |  | 12539.67 |  | 0 | EIA Prime Mover-level Data | Estimated using an emission factor
2019 | MN | Marigold Community Solar Garden, LLC | 63308 | MGOLD | PV | T | NA | SUN
2019 | MN | Marion Garden | 63935 | CGS | PV | U | NA | SUN
2019 | MN | Marmas Solar CSG | 61139 | MARM2 | PV | OP | NA | SUN |  | 13353.25 |  | 0 | EIA Prime Mover-level Data | Estimated using an emission factor
2019 | MN | Marmas Solar CSG | 61139 | MARM3 | PV | OP | NA | SUN |  | 13353.25 |  | 0 | EIA Prime Mover-level Data | Estimated using an emission factor
2019 | MN | Marmas Solar CSG | 61139 | MARM4 | PV | OP | NA | SUN |  | 13353.25 |  | 0 | EIA Prime Mover-level Data | Estimated using an emission factor
2019 | MN | Marmas Solar CSG | 61139 | MARM5 | PV | OP | NA | SUN |  | 13353.25 |  | 0 | EIA Prime Mover-level Data | Estimated using an emission factor
2019 | MN | Marshall (MN) | 1993 | 6 | GT | OP | NA | DFO |  | 1316 | 0.011357 | 0.017259 | EIA Prime Mover-level Data | NEI avg EF - PM, fuel type, firing type
2019 | MN | Marshall Solar Energy Project | 59875 | PV1 | PV | OP | NA | SUN |  | 860429 |  | 0 | EIA Prime Mover-level Data | Estimated using an emission factor
2019 | MN | Marshall Wind 1 LLC | 56840 | 1 | WT | OP | NA | WND |  | 55435 |  | 0 | EIA Prime Mover-level Data | Estimated using an emission factor
2019 | MN | Marshall Wind 2 LLC | 56824 | 1 | WT | OP | NA | WND |  | 106268 |  | 0 | EIA Prime Mover-level Data | Estimated using an emission factor
2019 | MN | Marshall Wind 3 LLC | 56825 | 1 | WT | OP | NA | WND |  | 111043 |  | 0 | EIA Prime Mover-level Data | Estimated using an emission factor
2019 | MN | Marshall Wind 4 LLC | 56826 | 1 | WT | OP | NA | WND |  | 101487 |  | 0 | EIA Prime Mover-level Data | Estimated using an emission factor
2019 | MN | Marshall Wind 5 LLC | 56827 | 1 | WT | OP | NA | WND |  | 54840 |  | 0 | EIA Prime Mover-level Data | Estimated using an emission factor
2019 | MN | Marshall Wind 6 LLC | 56828 | 1 | WT | OP | NA | WND |  | 44075 |  | 0 | EIA Prime Mover-level Data | Estimated using an emission factor
2019 | MN | Maston Garden Solar | 63434 | CGS | PV | TS | NA | SUN
2019 | MN | McLeod Community Solar One LLC CSG | 63119 | 52832 | PV | OP | NA | SUN |  | 223 |  | 0 | EIA Prime Mover-level Data | Estimated using an emission factor
2019 | MN | Meeker Community Solar One LLC CSG | 63118 | 52824 | PV | OP | NA | SUN |  | 525 |  | 0 | EIA Prime Mover-level Data | Estimated using an emission factor
2019 | MN | Melrose | 1994 | 1 | IC | SB | NA | DFO |  | 79.634 | 0.012343 | 0.31 | EIA Prime Mover-level Data | Estimated using an emission factor
2019 | MN | Melrose | 1994 | 2 | IC | OP | NA | DFO |  | 87.598 | 0.013578 | 0.31 | EIA Prime Mover-level Data | Estimated using an emission factor
2019 | MN | Melrose | 1994 | 3 | IC | OP | NA | DFO |  | 246.866 | 0.038264 | 0.31 | EIA Prime Mover-level Data | Estimated using an emission factor
2019 | MN | Melrose | 1994 | 4 | IC | OP | NA | DFO |  | 238.902 | 0.03703 | 0.31 | EIA Prime Mover-level Data | Estimated using an emission factor
2019 | MN | Melrose 2 | 58929 | 12286 | IC | OP | NA | DFO |  | 48 | 0.00744 | 0.31 | EIA Prime Mover-level Data | Estimated using an emission factor
2019 | MN | Michael Solar | 60971 | PV1 | PV | OP | NA | SUN |  | 18745.67 |  | 0 | EIA Prime Mover-level Data | Estimated using an emission factor
2019 | MN | Michael Solar | 60971 | PV2 | PV | OP | NA | SUN |  | 18745.67 |  | 0 | EIA Prime Mover-level Data | Estimated using an emission factor
2019 | MN | Michael Solar | 60971 | PV3 | PV | OP | NA | SUN |  | 18745.67 |  | 0 | EIA Prime Mover-level Data | Estimated using an emission factor
2019 | MN | MinnDakota Wind LLC | 56459 | 2 | WT | OP | NA | WND |  | 4138741 |  | 0 | EIA Prime Mover-level Data | Estimated using an emission factor
2019 | MN | Minnesota Breeze LLC | 56587 | 1 | WT | OP | NA | WND |  | 15350 |  | 0 | EIA Prime Mover-level Data | Estimated using an emission factor
2019 | MN | Minnesota Valley | 1918 | 3 | ST | RE | NA | NG
2019 | MN | Minwind | 56002 | 1 | WT | OP | NA | WND |  | 61234 |  | 0 | EIA Prime Mover-level Data | Estimated using an emission factor
2019 | MN | Minwind 3-9 | 56123 | 1 | WT | OP | NA | WND |  | 98809 |  | 0 | EIA Prime Mover-level Data | Estimated using an emission factor
2019 | MN | MNDOT Standby Generation | 55824 | UNT1 | IC | SB | NA | DFO |  | 406 | 0.06293 | 0.31 | EIA Prime Mover-level Data | Estimated using an emission factor
2019 | MN | Montevideo Solar LLC, CSG | 61870 | MONTE | PV | OP | NA | SUN |  | 37219 |  | 0 | EIA Prime Mover-level Data | Estimated using an emission factor
2019 | MN | Montgomery | 8025 | 1 | GT | RE | NA | DFO
2019 | MN | Montgomery Winsted CSG | 61456 | 41620 | PV | OP | NA | SUN |  | 12935 |  | 0 | EIA Prime Mover-level Data | Estimated using an emission factor
2019 | MN | Montgomery Winsted CSG | 61456 | 41621 | PV | OP | NA | SUN |  | 12935 |  | 0 | EIA Prime Mover-level Data | Estimated using an emission factor
2019 | MN | Montgomery Winsted CSG | 61456 | 41622 | PV | OP | NA | SUN |  | 12935 |  | 0 | EIA Prime Mover-level Data | Estimated using an emission factor
2019 | MN | Monticello Nuclear Facility | 1922 | 1 | ST | OP | NA | NUC |  | 51838150 |  | 0 | EIA Prime Mover-level Data | Estimated using an emission factor
2019 | MN | Monticello Project CSG | 62105 | MONTI | PV | OP | NA | SUN |  | 54236 |  | 0 | EIA Prime Mover-level Data | Estimated using an emission factor
2019 | MN | Montrose Solar | 60529 | PV1 | PV | OP | NA | SUN |  | 54517 |  | 0 | EIA Prime Mover-level Data | Estimated using an emission factor
2019 | MN | MontSun Community Solar | 61586 | 1 | PV | OP | NA | SUN |  | 67562 |  | 0 | EIA Prime Mover-level Data | Estimated using an emission factor
2019 | MN | Moorhead | 1995 | 6 | GT | RE | NA | DFO
2019 | MN | Moorhead Wind Turbine | 7855 | 8 | WT | OP | NA | WND |  | 7368.5 |  | 0 | EIA Prime Mover-level Data | Estimated using an emission factor
2019 | MN | Moorhead Wind Turbine | 7855 | 9 | WT | OP | NA | WND |  | 7368.5 |  | 0 | EIA Prime Mover-level Data | Estimated using an emission factor
2019 | MN | Moose Lake | 1996 | 1 | IC | SB | NA | DFO |  | 86.418 | 0.013395 | 0.31 | EIA Prime Mover-level Data | Estimated using an emission factor
2019 | MN | Moose Lake | 1996 | 2 | IC | RE | NA | DFO
2019 | MN | Moose Lake | 1996 | 4 | IC | RE | NA | NG |  | 132.951 | 2.8053e-05 | 0.000422 | EIA Prime Mover-level Data | Estimated using an emission factor
2019 | MN | Moose Lake | 1996 | 5 | IC | OP | NA | DFO |  | 139.598 | 0.021638 | 0.31 | EIA Prime Mover-level Data | Estimated using an emission factor
2019 | MN | Moose Lake | 1996 | 6 | IC | OP | NA | DFO |  | 139.598 | 0.021638 | 0.31 | EIA Prime Mover-level Data | Estimated using an emission factor
2019 | MN | Moose Lake | 1996 | 7 | IC | OP | NA | DFO |  | 139.598 | 0.021638 | 0.31 | EIA Prime Mover-level Data | Estimated using an emission factor
2019 | MN | Moose Lake | 1996 | 8NG | IC | OP | NA | NG |  | 172.836 | 3.646e-05 | 0.0004219 | EIA Prime Mover-level Data | NEI avg EF - PM, fuel type, firing type
2019 | MN | Mora | 1997 | 2 | IC | OP | NA | NG |  | 432.746 | 9.1309e-05 | 0.000422 | EIA Prime Mover-level Data | Estimated using an emission factor
2019 | MN | Mora | 1997 | 5 | IC | OP | NA | NG |  | 2242.413 | 0.00047315 | 0.000422 | EIA Prime Mover-level Data | Estimated using an emission factor
2019 | MN | Mora | 1997 | 6 | IC | OP | NA | DFO |  | 2753.841 | 0.42685 | 0.31 | EIA Prime Mover-level Data | Estimated using an emission factor
2019 | MN | Moraine II Wind LLC | 56794 | 1 | WT | OP | NA | WND |  | 1334994 |  | 0 | EIA Prime Mover-level Data | Estimated using an emission factor
2019 | MN | Moraine Wind LLC | 56174 | MOR | WT | OP | NA | WND |  | 1168695 |  | 0 | EIA Prime Mover-level Data | Estimated using an emission factor
2019 | MN | Morgan Community Solar | 60942 | BMCS1 | PV | OP | NA | SUN |  | 14070.67 |  | 0 | EIA Prime Mover-level Data | Estimated using an emission factor
2019 | MN | Morgan Community Solar | 60942 | BMCS2 | PV | OP | NA | SUN |  | 14070.67 |  | 0 | EIA Prime Mover-level Data | Estimated using an emission factor
2019 | MN | Morgan Community Solar | 60942 | BMCS3 | PV | OP | NA | SUN |  | 14070.67 |  | 0 | EIA Prime Mover-level Data | Estimated using an emission factor
2019 | MN | Moulton Wind Power | 55981 | 1 | WT | OP | NA | WND |  | 12760 |  | 0 | EIA Prime Mover-level Data | Estimated using an emission factor
2019 | MN | Mountain Lake | 1998 | 2 | IC | OP | NA | DFO |  | 126.363 | 0.019586 | 0.31 | EIA Prime Mover-level Data | Estimated using an emission factor
2019 | MN | Mountain Lake | 1998 | 4 | IC | OP | NA | DFO |  | 229.75 | 0.035611 | 0.31 | EIA Prime Mover-level Data | Estimated using an emission factor
2019 | MN | Mountain Lake | 1998 | 5 | IC | OP | NA | DFO |  | 149.337 | 0.023147 | 0.31 | EIA Prime Mover-level Data | Estimated using an emission factor
2019 | MN | Mountain Lake | 1998 | 6 | IC | OP | NA | DFO |  | 206.775 | 0.03205 | 0.31 | EIA Prime Mover-level Data | Estimated using an emission factor
2019 | MN | Mountain Lake | 1998 | 7 | IC | OP | NA | DFO |  | 206.775 | 0.03205 | 0.31 | EIA Prime Mover-level Data | Estimated using an emission factor
2019 | MN | Mountain Lake | 1998 | 8 | WT | OP | NA | WND |  | 24744 |  | 0 | EIA Prime Mover-level Data | Estimated using an emission factor
2019 | MN | Mower County Wind Energy Center | 56424 | 1 | WT | OP | NA | WND |  | 2306850 |  | 0 | EIA Prime Mover-level Data | Estimated using an emission factor
2019 | MN | MSC-Chisago01 LLC CSG | 62536 | 52739 | PV | OP | NA | SUN |  | 6954 |  | 0 | EIA Prime Mover-level Data | Estimated using an emission factor
2019 | MN | MSC-Chisago02 LLC | 62538 | 52740 | PV | OP | NA | SUN |  | 2974 |  | 0 | EIA Prime Mover-level Data | Estimated using an emission factor
2019 | MN | MSC-Empire01, LLC | 62740 | 52784 | PV | OP | NA | SUN |  | 4737 |  | 0 | EIA Prime Mover-level Data | Estimated using an emission factor
2019 | MN | MSC-GreyCloud01 Community Solar | 62143 | 52785 | PV | OP | NA | SUN |  | 13579 |  | 0 | EIA Prime Mover-level Data | Estimated using an emission factor
2019 | MN | MSC-Rice01 LLC CSG | 62537 | 52738 | PV | OP | NA | SUN |  | 5138 |  | 0 | EIA Prime Mover-level Data | Estimated using an emission factor
2019 | MN | MSC-Scandia01 CSG | 62144 | 52741 | PV | OP | NA | SUN |  | 11637 |  | 0 | EIA Prime Mover-level Data | Estimated using an emission factor
2019 | MN | MSC-Scott01 LLC | 62535 | 52737 | PV | OP | NA | SUN |  | 6045 |  | 0 | EIA Prime Mover-level Data | Estimated using an emission factor
2019 | MN | Mud Garden Solar | 63427 | CGS | PV | TS | NA | SUN
2019 | MN | Nautilus Lindstrom Solar CSG | 62030 | LI | PV | OP | NA | SUN |  | 23026 |  | 0 | EIA Prime Mover-level Data | Estimated using an emission factor
2019 | MN | Nautilus Saint Cloud Solar CSG | 62031 | SC | PV | OP | NA | SUN |  | 43755 |  | 0 | EIA Prime Mover-level Data | Estimated using an emission factor
2019 | MN | Nautilus Winsted Solar CSG | 62032 | WS | PV | OP | NA | SUN |  | 31270 |  | 0 | EIA Prime Mover-level Data | Estimated using an emission factor
2019 | MN | Nesvold Watertown Solar | 60958 | PV1 | PV | OP | NA | SUN |  | 13268.6 |  | 0 | EIA Prime Mover-level Data | Estimated using an emission factor
2019 | MN | Nesvold Watertown Solar | 60958 | PV2 | PV | OP | NA | SUN |  | 13268.6 |  | 0 | EIA Prime Mover-level Data | Estimated using an emission factor
2019 | MN | Nesvold Watertown Solar | 60958 | PV3 | PV | OP | NA | SUN |  | 13268.6 |  | 0 | EIA Prime Mover-level Data | Estimated using an emission factor
2019 | MN | Nesvold Watertown Solar | 60958 | PV4 | PV | OP | NA | SUN |  | 13268.6 |  | 0 | EIA Prime Mover-level Data | Estimated using an emission factor
2019 | MN | Nesvold Watertown Solar | 60958 | PV5 | PV | OP | NA | SUN |  | 13268.6 |  | 0 | EIA Prime Mover-level Data | Estimated using an emission factor
2019 | MN | New Germany Community Solar Garden | 61571 | 39062 | PV | OP | NA | SUN |  | 15332 |  | 0 | EIA Prime Mover-level Data | Estimated using an emission factor
2019 | MN | New Munich Solar | 63402 | MUN | PV | OP | NA | SUN |  | 3214 |  | 0 | EIA Prime Mover-level Data | Estimated using an emission factor
2019 | MN | New Prague | 1999 | 1 | IC | RE | NA | NG
2019 | MN | New Prague | 1999 | 2 | IC | OP | NA | NG |  | 3201.846 | 0.00067559 | 0.000422 | EIA Prime Mover-level Data | Estimated using an emission factor
2019 | MN | New Prague | 1999 | 3 | IC | OP | NA | NG |  | 1746.462 | 0.0003685 | 0.000422 | EIA Prime Mover-level Data | Estimated using an emission factor
2019 | MN | New Prague | 1999 | 4 | IC | OP | NA | NG |  | 2546.923 | 0.0005374 | 0.000422 | EIA Prime Mover-level Data | Estimated using an emission factor
2019 | MN | New Prague | 1999 | 5 | IC | OP | NA | NG |  | 436.615 | 9.2126e-05 | 0.000422 | EIA Prime Mover-level Data | Estimated using an emission factor
2019 | MN | New Prague | 1999 | 6 | IC | OP | NA | NG |  | 4366.154 | 0.00092126 | 0.000422 | EIA Prime Mover-level Data | Estimated using an emission factor
2019 | MN | Nicollet Community Solar One LLC | 63120 | 52828 | PV | TS | NA | SUN
2019 | MN | Nicollet Garden | 63938 | CGS | PV | U | NA | SUN
2019 | MN | Noble Ridge LLC | 55782 | WH01 | WT | OP | NA | WND |  | 13018 |  | 0 | EIA Prime Mover-level Data | Estimated using an emission factor
2019 | MN | Nobles 2 Wind Project | 62364 | WT1 | WT | U | NA | WND
2019 | MN | Nobles Wind Project | 57047 | 1 | WT | OP | NA | WND |  | 5646328 |  | 0 | EIA Prime Mover-level Data | Estimated using an emission factor
2019 | MN | North Branch (MN) | 2002 | 1 | IC | RE | NA | DFO
2019 | MN | North Branch (MN) | 2002 | 2 | IC | RE | NA | DFO
2019 | MN | North Branch (MN) | 2002 | 3 | IC | OP | NA | DFO |  | 731.6 | 0.1134 | 0.31 | EIA Prime Mover-level Data | Estimated using an emission factor
2019 | MN | North Branch (MN) | 2002 | 4 | IC | OP | NA | DFO |  | 731.6 | 0.1134 | 0.31 | EIA Prime Mover-level Data | Estimated using an emission factor
2019 | MN | North Branch (MN) | 2002 | 5 | IC | OP | NA | DFO |  | 731.6 | 0.1134 | 0.31 | EIA Prime Mover-level Data | Estimated using an emission factor
2019 | MN | North Branch (MN) | 2002 | 6 | IC | OP | NA | DFO |  | 731.6 | 0.1134 | 0.31 | EIA Prime Mover-level Data | Estimated using an emission factor
2019 | MN | North Branch (MN) | 2002 | 7 | IC | OP | NA | DFO |  | 731.6 | 0.1134 | 0.31 | EIA Prime Mover-level Data | Estimated using an emission factor
2019 | MN | North Star Solar Project | 59852 | NSSP1 | PV | OP | NA | SUN |  | 1584840 |  | 0 | EIA Prime Mover-level Data | Estimated using an emission factor
2019 | MN | Northern Lights Wind LLC | 56411 | 1 | WT | OP | NA | WND |  | 39007 |  | 0 | EIA Prime Mover-level Data | Estimated using an emission factor
2019 | MN | Northfield Community Solar | 60717 | NCS1 | PV | OP | NA | SUN |  | 11822.8 |  | 0 | EIA Prime Mover-level Data | Estimated using an emission factor
2019 | MN | Northfield Community Solar | 60717 | NCS2 | PV | OP | NA | SUN |  | 11822.8 |  | 0 | EIA Prime Mover-level Data | Estimated using an emission factor
2019 | MN | Northfield Community Solar | 60717 | NCS3 | PV | OP | NA | SUN |  | 11822.8 |  | 0 | EIA Prime Mover-level Data | Estimated using an emission factor
2019 | MN | Northfield Community Solar | 60717 | NCS4 | PV | OP | NA | SUN |  | 11822.8 |  | 0 | EIA Prime Mover-level Data | Estimated using an emission factor
2019 | MN | Northfield Community Solar | 60717 | NCS5 | PV | OP | NA | SUN |  | 11822.8 |  | 0 | EIA Prime Mover-level Data | Estimated using an emission factor
2019 | MN | Northfield Holdco CSG | 61451 | NORTH | PV | OP | NA | SUN |  | 71438 |  | 0 | EIA Prime Mover-level Data | Estimated using an emission factor
2019 | MN | Northfield Solar CSG | 62708 | SC | PV | V | NA | SUN
2019 | MN | Novel - OYA of Mapleton CSG | 61060 | 0000I | PV | OP | NA | SUN |  | 44670 |  | 0 | EIA Prime Mover-level Data | Estimated using an emission factor
2019 | MN | Novel Bartel Solar CSG | 63004 | BART | PV | TS | NA | SUN
2019 | MN | Novel Benedix Solar CSG | 63010 | BNDX | PV | T | NA | SUN
2019 | MN | Novel Brooten Solar CSG | 62961 | BROOT | PV | OP | NA | SUN |  | 18057 |  | 0 | EIA Prime Mover-level Data | Estimated using an emission factor
2019 | MN | Novel Byron Solar CSG | 62985 | BYRN | PV | TS | NA | SUN
2019 | MN | Novel Debra Solar LLC CSG | 63247 | DEBRA | PV | T | NA | SUN
2019 | MN | Novel DeCook Solar CSG | 62979 | DECO | PV | TS | NA | SUN
2019 | MN | Novel Haley Solar CSG | 63005 | HALY | PV | U | NA | SUN
2019 | MN | Novel Herber Solar CSG | 62966 | HERB | PV | TS | NA | SUN
2019 | MN | Novel Herickhoff Solar CSG | 62967 | HERIC | PV | TS | NA | SUN
2019 | MN | Novel Historical Society Solar CSG | 62963 | HIST | PV | OP | NA | SUN
2019 | MN | Novel Holmquist Solar CSG | 63006 | HOLM | PV | T | NA | SUN
2019 | MN | Novel Jewison Solar CSG | 62984 | JEWI | PV | T | NA | SUN
2019 | MN | Novel Kanewischer Solar CSG | 62986 | KANE | PV | T | NA | SUN
2019 | MN | Novel Loren Solar LLC CSG | 63248 | LOREN | PV | T | NA | SUN
2019 | MN | Novel Martin Solar One LLC (McLeod) CSG | 62779 | MART | PV | OP | NA | SUN |  | 17076 |  | 0 | EIA Prime Mover-level Data | Estimated using an emission factor
2019 | MN | Novel MNDot Solar CSG | 63007 | MNDT | PV | T | NA | SUN
2019 | MN | Novel OYA of Osakis CSG | 61059 | 0000G | PV | OP | NA | SUN |  | 72968 |  | 0 | EIA Prime Mover-level Data | Estimated using an emission factor
2019 | MN | Novel Pederson Solar CSG | 62983 | PED | PV | TS | NA | SUN
2019 | MN | Novel Peter Solar CSG | 63009 | PETR | PV | T | NA | SUN
2019 | MN | Novel Reber Solar CSG | 62962 | REBER | PV | OP | NA | SUN |  | 196 |  | 0 | EIA Prime Mover-level Data | Estimated using an emission factor
2019 | MN | Novel Schmoll Farms Solar CSG | 62982 | SCHM | PV | T | NA | SUN
2019 | MN | Novel Wayne Solar LLC CSG | 63249 | WAYNE | PV | T | NA | SUN
2019 | MN | Novel Winegar Partnership Solar CSG | 63008 | WINE | PV | T | NA | SUN
2019 | MN | Oak Glen Wind Farm | 57432 | 1 | WT | OP | NA | WND |  | 985487 |  | 0 | EIA Prime Mover-level Data | Estimated using an emission factor
2019 | MN | Odell Wind Farm | 58657 | 1 | WT | OP | NA | WND |  | 6662873 |  | 0 | EIA Prime Mover-level Data | Estimated using an emission factor
2019 | MN | Odin Wind Farm LLC | 56755 | 1 | WT | OP | NA | WND |  | 399434 |  | 0 | EIA Prime Mover-level Data | Estimated using an emission factor
2019 | MN | Olinda Trail Solar | 63401 | OLI | PV | OP | NA | SUN |  | 3188 |  | 0 | EIA Prime Mover-level Data | Estimated using an emission factor
2019 | MN | Olmsted Waste Energy | 50413 | DG1 | IC | RE | NA | DFO
2019 | MN | Olmsted Waste Energy | 50413 | DGCAT | IC | SB | NA | DFO |  | 1456 | 0.22568 | 0.31 | EIA Prime Mover-level Data | Estimated using an emission factor
2019 | MN | Olmsted Waste Energy | 50413 | TG2 | ST | OP | NA | MSW |  | 269516.7 | 21.0223 | 0.156 | EIA Prime Mover-level Data | Estimated using an emission factor
2019 | MN | Olmsted Waste Energy | 50413 | TG3 | ST | OP | NA | MSW |  | 673791.8 | 52.5558 | 0.156 | EIA Prime Mover-level Data | Estimated using an emission factor
2019 | MN | Olmsted Waste Energy | 50413 | TGI | ST | OP | NA | MSW |  | 232764.5 | 18.1556 | 0.156 | EIA Prime Mover-level Data | Estimated using an emission factor
2019 | MN | OREG 3 Inc | 57281 | CS13 | OT | OP | NA | WH |  | 340900 |  | 0 | EIA Prime Mover-level Data | Estimated using an emission factor
2019 | MN | Orion Community Solar | 60716 | OCS1 | PV | OP | NA | SUN |  | 12718 |  | 0 | EIA Prime Mover-level Data | Estimated using an emission factor
2019 | MN | Orion Community Solar | 60716 | OCS2 | PV | OP | NA | SUN |  | 12718 |  | 0 | EIA Prime Mover-level Data | Estimated using an emission factor
2019 | MN | Orion Community Solar | 60716 | OCS3 | PV | OP | NA | SUN |  | 12718 |  | 0 | EIA Prime Mover-level Data | Estimated using an emission factor
2019 | MN | Owatonna | 2003 | 5 | ST | RE | NA | NG
2019 | MN | Owatonna | 2003 | 6 | ST | RE | NA | NG
2019 | MN | Owatonna | 2003 | 7 | GT | OP | NA | NG |  | 2923 | 0.008014 | 0.0054834 | EIA Prime Mover-level Data | NEI avg EF - PM, fuel type, firing type
2019 | MN | Owatonna Energy Station | 60254 | UNIT1 | IC | OP | NA | NG |  | 63195 | 0.013334 | 0.000422 | EIA Prime Mover-level Data | Estimated using an emission factor
2019 | MN | Owatonna Energy Station | 60254 | UNIT2 | IC | OP | NA | NG |  | 63195 | 0.013334 | 0.000422 | EIA Prime Mover-level Data | Estimated using an emission factor
2019 | MN | Owatonna Energy Station | 60254 | UNIT3 | IC | OP | NA | NG |  | 63195 | 0.013334 | 0.000422 | EIA Prime Mover-level Data | Estimated using an emission factor
2019 | MN | Owatonna Energy Station | 60254 | UNIT4 | IC | OP | NA | NG |  | 63195 | 0.013334 | 0.000422 | EIA Prime Mover-level Data | Estimated using an emission factor
2019 | MN | Palmer's Creek Wind Farm, LLC | 62291 | PCWF | WT | OP | NA | WND |  | 1239232 |  | 0 | EIA Prime Mover-level Data | Estimated using an emission factor
2019 | MN | Paulson Community (CSG) | 63678 | PAUL | PV | V | NA | SUN
2019 | MN | Paynesville Community Solar | 60715 | PCS1 | PV | OP | NA | SUN |  | 9641 |  | 0 | EIA Prime Mover-level Data | Estimated using an emission factor
2019 | MN | Paynesville Community Solar | 60715 | PCS2 | PV | OP | NA | SUN |  | 9641 |  | 0 | EIA Prime Mover-level Data | Estimated using an emission factor
2019 | MN | Paynesville Community Solar | 60715 | PCS3 | PV | OP | NA | SUN |  | 9641 |  | 0 | EIA Prime Mover-level Data | Estimated using an emission factor
2019 | MN | Paynesville Community Solar | 60715 | PCS4 | PV | OP | NA | SUN |  | 9641 |  | 0 | EIA Prime Mover-level Data | Estimated using an emission factor
2019 | MN | Paynesville Community Solar | 60715 | PCS5 | PV | OP | NA | SUN |  | 9641 |  | 0 | EIA Prime Mover-level Data | Estimated using an emission factor
2019 | MN | Paynesville CSG1, LLC | 63596 | SC | PV | U | NA | SUN
2019 | MN | Paynesville Solar | 60530 | PV1 | PV | OP | NA | SUN |  | 166371 |  | 0 | EIA Prime Mover-level Data | Estimated using an emission factor
2019 | MN | Pegasus Community Solar | 61175 | CPCS1 | PV | OP | NA | SUN |  | 13297.5 |  | 0 | EIA Prime Mover-level Data | Estimated using an emission factor
2019 | MN | Pegasus Community Solar | 61175 | CPCS2 | PV | OP | NA | SUN |  | 13297.5 |  | 0 | EIA Prime Mover-level Data | Estimated using an emission factor
2019 | MN | Pillager | 1898 | 1 | HY | OP | NA | WAT |  | 37672.5 |  | 1.5381e-07 | EIA Prime Mover-level Data | NEI avg EF - PM, fuel type, firing type
2019 | MN | Pillager | 1898 | 2 | HY | OP | NA | WAT |  | 37672.5 |  | 1.5381e-07 | EIA Prime Mover-level Data | NEI avg EF - PM, fuel type, firing type
2019 | MN | Pine Island Solar | 60531 | PV1 | PV | OP | NA | SUN |  | 59450 |  | 0 | EIA Prime Mover-level Data | Estimated using an emission factor
2019 | MN | Pine Island Solar CSG | 60835 | PINEI | PV | OP | NA | SUN |  | 46399 |  | 0 | EIA Prime Mover-level Data | Estimated using an emission factor
2019 | MN | Pipestone City Solar LLC | 63726 | PSCTY | PV | T | NA | SUN
2019 | MN | Plato CSG1, LLC | 63597 | SC | PV | U | NA | SUN
2019 | MN | Pleasant Valley Wind Farm | 59201 | 1 | WT | OP | NA | WND |  | 6882123 |  | 0 | EIA Prime Mover-level Data | Estimated using an emission factor
2019 | MN | Plum Creek | 61687 | PLMCK | WT | P | NA | WND
2019 | MN | POET Biorefining Lake Crystal | 58197 | 1 | IC | SB | NA | DFO |  | 2266 | 0.35123 | 0.31 | EIA Prime Mover-level Data | Estimated using an emission factor
2019 | MN | POET Biorefining Lake Crystal | 58197 | 2 | ST | OP | NA | NG |  | 1053913 | 4.2433 | 0.0080524 | EIA Prime Mover-level Data | NEI avg EF - PM, fuel type
2019 | MN | PopeSun CSG, LLC | 61542 | GEN1 | PV | OP | NA | SUN |  | 71402 |  | 0 | EIA Prime Mover-level Data | Estimated using an emission factor
2019 | MN | Porcher CSG | 63348 | PRCHR | PV | OP | NA | SUN
2019 | MN | Porter Way Community Solar Garden | 61500 | PV1 | PV | OP | NA | SUN |  | 37389 |  | 0 | EIA Prime Mover-level Data | Estimated using an emission factor
2019 | MN | Prairie Island | 1925 | 1 | ST | OP | NA | NUC |  | 49833230 |  | 0 | EIA Prime Mover-level Data | Estimated using an emission factor
2019 | MN | Prairie Island | 1925 | 2 | ST | OP | NA | NUC |  | 45602780 |  | 0 | EIA Prime Mover-level Data | Estimated using an emission factor
2019 | MN | Prairie River | 378 | 1 | HY | OP | NA | WAT |  | 20094.2 |  | 1.5381e-07 | EIA Prime Mover-level Data | NEI avg EF - PM, fuel type, firing type
2019 | MN | Prairie River | 378 | 2 | HY | OP | NA | WAT |  | 8611.8 |  | 1.5381e-07 | EIA Prime Mover-level Data | NEI avg EF - PM, fuel type, firing type
2019 | MN | Prairie Rose Wind Farm | 57644 | PR1 | WT | OP | NA | WND |  | 5375299 |  | 0 | EIA Prime Mover-level Data | Estimated using an emission factor
2019 | MN | Prairie Star Wind Farm | 56494 | HP2 | WT | OP | NA | WND |  | 2705214 |  | 0 | EIA Prime Mover-level Data | Estimated using an emission factor
2019 | MN | Prairie Wind Power LLC | 56628 | 1 | WT | OP | NA | WND |  | 102975 |  | 0 | EIA Prime Mover-level Data | Estimated using an emission factor
2019 | MN | Prawer Project CSG | 63176 | TC3 | PV | TS | NA | SUN
2019 | MN | Preston (MN) | 2004 | 1 | IC | RE | NA | DFO
2019 | MN | Preston (MN) | 2004 | 2 | IC | RE | NA | DFO
2019 | MN | Preston (MN) | 2004 | 3 | IC | RE | NA | DFO
2019 | MN | Preston (MN) | 2004 | 4 | IC | OP | NA | DFO |  | 161.351 | 0.025009 | 0.31 | EIA Prime Mover-level Data | Estimated using an emission factor
2019 | MN | Preston (MN) | 2004 | 5 | IC | OP | NA | NG |  | 295.811 | 6.2416e-05 | 0.000422 | EIA Prime Mover-level Data | Estimated using an emission factor
2019 | MN | Preston (MN) | 2004 | 6 | IC | OP | NA | NG |  | 537.838 | 0.00011348 | 0.000422 | EIA Prime Mover-level Data | Estimated using an emission factor
2019 | MN | Primrose Solar, LLC | 63314 | PROSE | PV | T | NA | SUN
2019 | MN | Princeton (MN) | 2005 | 1 | IC | RE | NA | DFO
2019 | MN | Princeton (MN) | 2005 | 2 | IC | RE | NA | DFO
2019 | MN | Princeton (MN) | 2005 | 3 | IC | OP | NA | DFO |  | 1466.732 | 0.22734 | 0.31 | EIA Prime Mover-level Data | Estimated using an emission factor
2019 | MN | Princeton (MN) | 2005 | 4 | IC | OP | NA | DFO |  | 733.366 | 0.11367 | 0.31 | EIA Prime Mover-level Data | Estimated using an emission factor
2019 | MN | Princeton (MN) | 2005 | 5 | IC | OP | NA | DFO |  | 611.138 | 0.094726 | 0.31 | EIA Prime Mover-level Data | Estimated using an emission factor
2019 | MN | Princeton (MN) | 2005 | 6 | IC | OP | NA | DFO |  | 1650.073 | 0.25576 | 0.31 | EIA Prime Mover-level Data | Estimated using an emission factor
2019 | MN | Princeton (MN) | 2005 | 7 | IC | OP | NA | DFO |  | 3055.691 | 0.47363 | 0.31 | EIA Prime Mover-level Data | Estimated using an emission factor
2019 | MN | Randolph CSG PV1-5 | 62209 | RAND1 | PV | OP | NA | SUN |  | 5351.2 |  | 0 | EIA Prime Mover-level Data | Estimated using an emission factor
2019 | MN | Randolph CSG PV1-5 | 62209 | RAND2 | PV | OP | NA | SUN |  | 5351.2 |  | 0 | EIA Prime Mover-level Data | Estimated using an emission factor
2019 | MN | Randolph CSG PV1-5 | 62209 | RAND3 | PV | OP | NA | SUN |  | 5351.2 |  | 0 | EIA Prime Mover-level Data | Estimated using an emission factor
2019 | MN | Randolph CSG PV1-5 | 62209 | RAND4 | PV | OP | NA | SUN |  | 5351.2 |  | 0 | EIA Prime Mover-level Data | Estimated using an emission factor
2019 | MN | Randolph CSG PV1-5 | 62209 | RAND5 | PV | OP | NA | SUN |  | 5351.2 |  | 0 | EIA Prime Mover-level Data | Estimated using an emission factor
2019 | MN | Rapidan Hydro Facility | 52054 | GEN1 | HY | OP | NA | WAT |  | 62377.5 |  | 1.5381e-07 | EIA Prime Mover-level Data | NEI avg EF - PM, fuel type, firing type
2019 | MN | Rapidan Hydro Facility | 52054 | GEN2 | HY | OP | NA | WAT |  | 62377.5 |  | 1.5381e-07 | EIA Prime Mover-level Data | NEI avg EF - PM, fuel type, firing type
2019 | MN | Rapids Energy Center | 10686 | 5 | ST | OP | NA | SUB |  | 5174 | 0.044456 | 0.017184 | EIA Unit-level Data | NEI avg EF - PM, fuel type, firing type
2019 | MN | Rapids Energy Center | 10686 | 6 | ST | OP | NA | WDS |  | 3039 | 0.034663 | 0.022812 | EIA Unit-level Data | NEI avg EF - PM, fuel type
2019 | MN | Rapids Energy Center | 10686 | 7 | ST | OP | NA | NG |  | 835 | 0.0033619 | 0.0080524 | EIA Unit-level Data | NEI avg EF - PM, fuel type, firing type
2019 | MN | Rapids Energy Center | 10686 | 8 | ST | OP | NA | NG |  | 738 | 0.0029713 | 0.0080524 | EIA Unit-level Data | NEI avg EF - PM, fuel type, firing type
2019 | MN | Rapids Energy Center | 10686 | HYD | HY | OP | NA | WAT |  | 72006 |  | 1.5381e-07 | EIA Prime Mover-level Data | NEI avg EF - PM, fuel type, firing type
2019 | MN | Red Lake Falls Community Hybrid | 63689 | RLFS | PV | L | NA | SUN
2019 | MN | Red Lake Falls Community Hybrid | 63689 | RLFW | WT | L | NA | WND
2019 | MN | Red Maple Solar | 60962 | PV1 | PV | OP | NA | SUN |  | 13751 |  | 0 | EIA Prime Mover-level Data | Estimated using an emission factor
2019 | MN | Red Maple Solar | 60962 | PV2 | PV | OP | NA | SUN |  | 13751 |  | 0 | EIA Prime Mover-level Data | Estimated using an emission factor
2019 | MN | Red Maple Solar | 60962 | PV3 | PV | OP | NA | SUN |  | 13751 |  | 0 | EIA Prime Mover-level Data | Estimated using an emission factor
2019 | MN | Red Pine Wind Project | 61357 | RP1 | WT | OP | NA | WND |  | 6949662 |  | 0 | EIA Prime Mover-level Data | Estimated using an emission factor
2019 | MN | Red Wing | 1926 | 1 | ST | OP | NA | MSW |  | 1319558 | 0.51463 | 0.00078 | EIA Unit-level Data | Estimated using an emission factor
2019 | MN | Red Wing | 1926 | 2 | ST | OP | NA | MSW |  | 1256914 | 0.4902 | 0.00078 | EIA Unit-level Data | Estimated using an emission factor
2019 | MN | Red Wing Community Solar | 60796 | SO234 | PV | OP | NA | SUN |  | 59541 |  | 0 | EIA Prime Mover-level Data | Estimated using an emission factor
2019 | MN | Redwood Falls | 2009 | 1 | HY | RE | NA | WAT
2019 | MN | Redwood Falls | 2009 | 6 | IC | OP | NA | DFO |  | 1067.275 | 0.16543 | 0.31 | EIA Prime Mover-level Data | Estimated using an emission factor
2019 | MN | Redwood Falls | 2009 | 7 | IC | OP | NA | NG |  | 2813.725 | 0.0005937 | 0.000422 | EIA Prime Mover-level Data | Estimated using an emission factor
2019 | MN | Redwood Falls | 2009 | 8 | HY | OP | NA | WAT |  | 34084 |  | 1.5381e-07 | EIA Prime Mover-level Data | NEI avg EF - PM, fuel type, firing type
2019 | MN | Redwood Falls Wind | 56414 | WND1 | WT | OP | NA | WND |  | 37374 |  | 0 | EIA Prime Mover-level Data | Estimated using an emission factor
2019 | MN | Redwood Falls Wind | 56414 | WND2 | WT | OP | NA | WND |  | 37374 |  | 0 | EIA Prime Mover-level Data | Estimated using an emission factor
2019 | MN | Rengstorf Solar CSG | 61383 | RENG1 | PV | OP | NA | SUN |  | 14602.4 |  | 0 | EIA Prime Mover-level Data | Estimated using an emission factor
2019 | MN | Rengstorf Solar CSG | 61383 | RENG2 | PV | OP | NA | SUN |  | 14602.4 |  | 0 | EIA Prime Mover-level Data | Estimated using an emission factor
2019 | MN | Rengstorf Solar CSG | 61383 | RENG3 | PV | OP | NA | SUN |  | 14602.4 |  | 0 | EIA Prime Mover-level Data | Estimated using an emission factor
2019 | MN | Rengstorf Solar CSG | 61383 | RENG4 | PV | OP | NA | SUN |  | 14602.4 |  | 0 | EIA Prime Mover-level Data | Estimated using an emission factor
2019 | MN | Rengstorf Solar CSG | 61383 | RENG5 | PV | OP | NA | SUN |  | 14602.4 |  | 0 | EIA Prime Mover-level Data | Estimated using an emission factor
2019 | MN | Richmond CSG | 61427 | PV1 | PV | OP | NA | SUN |  | 71151 |  | 0 | EIA Prime Mover-level Data | Estimated using an emission factor
2019 | MN | Ridgewind | 57386 | WTG1 | WT | OP | NA | WND |  | 689249 |  | 0 | EIA Prime Mover-level Data | Estimated using an emission factor
2019 | MN | RJC CSG, LLC | 63816 | RJC01 | PV | V | NA | SUN
2019 | MN | RJC I CSG | 61504 | RCJ1 | PV | OP | NA | SUN |  | 12980 |  | 0 | EIA Prime Mover-level Data | Estimated using an emission factor
2019 | MN | RJC II Community Solar Garden | 61670 | RJCII | PV | OP | NA | SUN |  | 13241 |  | 0 | EIA Prime Mover-level Data | Estimated using an emission factor
2019 | MN | Roberds Garden CSG | 63480 | RPRG | PV | OP | NA | SUN |  | 2262 |  | 0 | EIA Prime Mover-level Data | Estimated using an emission factor
2019 | MN | Rochester Hydro | 2007 | 1 | HY | OP | NA | WAT |  | 47271.5 |  | 1.5381e-07 | EIA Prime Mover-level Data | NEI avg EF - PM, fuel type, firing type
2019 | MN | Rochester Hydro | 2007 | 2 | HY | OP | NA | WAT |  | 47271.5 |  | 1.5381e-07 | EIA Prime Mover-level Data | NEI avg EF - PM, fuel type, firing type
2019 | MN | Rock County Wind Fuel, LLC | 63460 | RCWF | WT | V | NA | WND
2019 | MN | Rollingstone Holdco CSG | 62037 | ROLLI | PV | OP | NA | SUN |  | 2030 |  | 0 | EIA Prime Mover-level Data | Estimated using an emission factor
2019 | MN | Rosemount Community Solar | 60714 | RCS1 | PV | OP | NA | SUN |  | 12800.2 |  | 0 | EIA Prime Mover-level Data | Estimated using an emission factor
2019 | MN | Rosemount Community Solar | 60714 | RCS2 | PV | OP | NA | SUN |  | 12800.2 |  | 0 | EIA Prime Mover-level Data | Estimated using an emission factor
2019 | MN | Rosemount Community Solar | 60714 | RCS3 | PV | OP | NA | SUN |  | 12800.2 |  | 0 | EIA Prime Mover-level Data | Estimated using an emission factor
2019 | MN | Rosemount Community Solar | 60714 | RCS4 | PV | OP | NA | SUN |  | 12800.2 |  | 0 | EIA Prime Mover-level Data | Estimated using an emission factor
2019 | MN | Rosemount Community Solar | 60714 | RCS5 | PV | OP | NA | SUN |  | 12800.2 |  | 0 | EIA Prime Mover-level Data | Estimated using an emission factor
2019 | MN | Ruthton Ridge LLC | 55571 | RR30 | WT | OP | NA | WND |  | 39570 |  | 0 | EIA Prime Mover-level Data | Estimated using an emission factor
2019 | MN | S&P Windfarm LLC | 56208 | 1 | WT | OP | NA | WND |  | 7943 |  | 0 | EIA Prime Mover-level Data | Estimated using an emission factor
2019 | MN | Sacred Heart CSG1, LLC | 63598 | SC | PV | U | NA | SUN
2019 | MN | SAF Hydroelectric LLC | 57665 | 1 | HY | OP | NA | WAT |  | 17153.69 |  | 1.5381e-07 | EIA Prime Mover-level Data | NEI avg EF - PM, fuel type, firing type
2019 | MN | SAF Hydroelectric LLC | 57665 | 2 | HY | OP | NA | WAT |  | 17153.69 |  | 1.5381e-07 | EIA Prime Mover-level Data | NEI avg EF - PM, fuel type, firing type
2019 | MN | SAF Hydroelectric LLC | 57665 | 3 | HY | OP | NA | WAT |  | 17153.69 |  | 1.5381e-07 | EIA Prime Mover-level Data | NEI avg EF - PM, fuel type, firing type
2019 | MN | SAF Hydroelectric LLC | 57665 | 4 | HY | OP | NA | WAT |  | 17153.69 |  | 1.5381e-07 | EIA Prime Mover-level Data | NEI avg EF - PM, fuel type, firing type
2019 | MN | SAF Hydroelectric LLC | 57665 | 5 | HY | OP | NA | WAT |  | 17153.69 |  | 1.5381e-07 | EIA Prime Mover-level Data | NEI avg EF - PM, fuel type, firing type
2019 | MN | SAF Hydroelectric LLC | 57665 | 6 | HY | OP | NA | WAT |  | 17153.69 |  | 1.5381e-07 | EIA Prime Mover-level Data | NEI avg EF - PM, fuel type, firing type
2019 | MN | SAF Hydroelectric LLC | 57665 | 7 | HY | OP | NA | WAT |  | 17153.69 |  | 1.5381e-07 | EIA Prime Mover-level Data | NEI avg EF - PM, fuel type, firing type
2019 | MN | SAF Hydroelectric LLC | 57665 | 8 | HY | OP | NA | WAT |  | 17153.69 |  | 1.5381e-07 | EIA Prime Mover-level Data | NEI avg EF - PM, fuel type, firing type
2019 | MN | SAF Hydroelectric LLC | 57665 | 9 | HY | OP | NA | WAT |  | 17153.69 |  | 1.5381e-07 | EIA Prime Mover-level Data | NEI avg EF - PM, fuel type, firing type
2019 | MN | SAF Hydroelectric LLC | 57665 | 10 | HY | OP | NA | WAT |  | 17153.69 |  | 1.5381e-07 | EIA Prime Mover-level Data | NEI avg EF - PM, fuel type, firing type
2019 | MN | SAF Hydroelectric LLC | 57665 | 11 | HY | OP | NA | WAT |  | 17153.69 |  | 1.5381e-07 | EIA Prime Mover-level Data | NEI avg EF - PM, fuel type, firing type
2019 | MN | SAF Hydroelectric LLC | 57665 | 12 | HY | OP | NA | WAT |  | 17153.69 |  | 1.5381e-07 | EIA Prime Mover-level Data | NEI avg EF - PM, fuel type, firing type
2019 | MN | SAF Hydroelectric LLC | 57665 | 13 | HY | OP | NA | WAT |  | 17153.69 |  | 1.5381e-07 | EIA Prime Mover-level Data | NEI avg EF - PM, fuel type, firing type
2019 | MN | SAF Hydroelectric LLC | 57665 | 14 | HY | OP | NA | WAT |  | 17153.69 |  | 1.5381e-07 | EIA Prime Mover-level Data | NEI avg EF - PM, fuel type, firing type
2019 | MN | SAF Hydroelectric LLC | 57665 | 15 | HY | OP | NA | WAT |  | 17153.69 |  | 1.5381e-07 | EIA Prime Mover-level Data | NEI avg EF - PM, fuel type, firing type
2019 | MN | SAF Hydroelectric LLC | 57665 | 16 | HY | OP | NA | WAT |  | 17153.69 |  | 1.5381e-07 | EIA Prime Mover-level Data | NEI avg EF - PM, fuel type, firing type
2019 | MN | Sagitta Community Solar | 61708 | SAGI | PV | OP | NA | SUN |  | 14744 |  | 0 | EIA Prime Mover-level Data | Estimated using an emission factor
2019 | MN | Saint Marys Hospital Power Plant | 54262 | 1 | GT | OP | NA | NG |  | 384055 | 1.053 | 0.0054834 | EIA Prime Mover-level Data | NEI avg EF - PM, fuel type, firing type
2019 | MN | Saint Marys Hospital Power Plant | 54262 | 4 | ST | OP | NA | NG |  | 487055 | 1.961 | 0.0080524 | EIA Prime Mover-level Data | NEI avg EF - PM, fuel type
2019 | MN | Saint Marys Hospital Power Plant | 54262 | 5 | IC | SB | NA | DFO |  | 636.688 | 0.098687 | 0.31 | EIA Prime Mover-level Data | Estimated using an emission factor
2019 | MN | Saint Marys Hospital Power Plant | 54262 | 6 | IC | SB | NA | NG |  | 687.623 | 0.00014509 | 0.000422 | EIA Prime Mover-level Data | Estimated using an emission factor
2019 | MN | Saint Marys Hospital Power Plant | 54262 | 7 | IC | OP | NA | DFO |  | 636.688 | 0.098687 | 0.31 | EIA Prime Mover-level Data | Estimated using an emission factor
2019 | MN | Sappi Cloquet Mill | 50639 | 10RB | ST | OP | NA | BLQ |  | 10278050 | 1.5982 | 0.000311 | EIA Unit-level Data | Estimated using an emission factor
2019 | MN | Sappi Cloquet Mill | 50639 | 7PB | ST | OP | NA | WDS |  | 1310346 | 14.9459 | 0.022812 | EIA Unit-level Data | NEI avg EF - PM, fuel type
2019 | MN | Sappi Cloquet Mill | 50639 | 8PB | ST | OP | NA | NG |  | 621972.1 | 2.5042 | 0.0080524 | EIA Unit-level Data | NEI avg EF - PM, fuel type
2019 | MN | Sappi Cloquet Mill | 50639 | 9PB | ST | OP | NA | WDS |  | 2494534 | 28.4529 | 0.022812 | EIA Unit-level Data | NEI avg EF - PM, fuel type
2019 | MN | Sappi Cloquet Mill | 50639 | GEN1 | ST | RE | NA | BLQ
2019 | MN | Sappi Cloquet Mill | 50639 | HGN1 | HY | OP | NA | WAT |  | 72504.29 |  | 1.5381e-07 | EIA Prime Mover-level Data | NEI avg EF - PM, fuel type, firing type
2019 | MN | Sappi Cloquet Mill | 50639 | HGN5 | HY | OP | NA | WAT |  | 32224.13 |  | 1.5381e-07 | EIA Prime Mover-level Data | NEI avg EF - PM, fuel type, firing type
2019 | MN | Sappi Cloquet Mill | 50639 | HGN6 | HY | OP | NA | WAT |  | 32224.13 |  | 1.5381e-07 | EIA Prime Mover-level Data | NEI avg EF - PM, fuel type, firing type
2019 | MN | Sappi Cloquet Mill | 50639 | HGN7 | HY | OP | NA | WAT |  | 112784.5 |  | 1.5381e-07 | EIA Prime Mover-level Data | NEI avg EF - PM, fuel type, firing type
2019 | MN | Sartell Dam | 50252 | HG10 | HY | OP | NA | WAT |  | 24171.1 |  | 1.5381e-07 | EIA Prime Mover-level Data | NEI avg EF - PM, fuel type, firing type
2019 | MN | Sartell Dam | 50252 | HG11 | HY | OP | NA | WAT |  | 24171.1 |  | 1.5381e-07 | EIA Prime Mover-level Data | NEI avg EF - PM, fuel type, firing type
2019 | MN | Sartell Dam | 50252 | HG12 | HY | OP | NA | WAT |  | 24171.1 |  | 1.5381e-07 | EIA Prime Mover-level Data | NEI avg EF - PM, fuel type, firing type
2019 | MN | Sartell Dam | 50252 | HG2 | HY | OP | NA | WAT |  | 24171.1 |  | 1.5381e-07 | EIA Prime Mover-level Data | NEI avg EF - PM, fuel type, firing type
2019 | MN | Sartell Dam | 50252 | HG3 | HY | OP | NA | WAT |  | 24171.1 |  | 1.5381e-07 | EIA Prime Mover-level Data | NEI avg EF - PM, fuel type, firing type
2019 | MN | Sartell Dam | 50252 | HG4 | HY | OP | NA | WAT |  | 24171.1 |  | 1.5381e-07 | EIA Prime Mover-level Data | NEI avg EF - PM, fuel type, firing type
2019 | MN | Sartell Dam | 50252 | HG5 | HY | OP | NA | WAT |  | 24171.1 |  | 1.5381e-07 | EIA Prime Mover-level Data | NEI avg EF - PM, fuel type, firing type
2019 | MN | Sartell Dam | 50252 | HG6 | HY | OP | NA | WAT |  | 21485.42 |  | 1.5381e-07 | EIA Prime Mover-level Data | NEI avg EF - PM, fuel type, firing type
2019 | MN | Sartell Dam | 50252 | HG7 | HY | OP | NA | WAT |  | 21485.42 |  | 1.5381e-07 | EIA Prime Mover-level Data | NEI avg EF - PM, fuel type, firing type
2019 | MN | Sartell Dam | 50252 | HG8 | HY | OP | NA | WAT |  | 18799.74 |  | 1.5381e-07 | EIA Prime Mover-level Data | NEI avg EF - PM, fuel type, firing type
2019 | MN | Sartell Dam | 50252 | HG9 | HY | OP | NA | WAT |  | 18799.74 |  | 1.5381e-07 | EIA Prime Mover-level Data | NEI avg EF - PM, fuel type, firing type
2019 | MN | Sartell Holdco CSG | 62036 | SARTE | PV | OP | NA | SUN |  | 34725 |  | 0 | EIA Prime Mover-level Data | Estimated using an emission factor
2019 | MN | Scandia Community Solar Garden | 61669 | SCAND | PV | OP | NA | SUN |  | 30745 |  | 0 | EIA Prime Mover-level Data | Estimated using an emission factor
2019 | MN | Scandia CSG | 61585 | 40802 | PV | OP | NA | SUN |  | 15211.2 |  | 0 | EIA Prime Mover-level Data | Estimated using an emission factor
2019 | MN | Scandia CSG | 61585 | 40803 | PV | OP | NA | SUN |  | 15211.2 |  | 0 | EIA Prime Mover-level Data | Estimated using an emission factor
2019 | MN | Scandia CSG | 61585 | 40804 | PV | OP | NA | SUN |  | 15211.2 |  | 0 | EIA Prime Mover-level Data | Estimated using an emission factor
2019 | MN | Scandia CSG | 61585 | 40805 | PV | OP | NA | SUN |  | 15211.2 |  | 0 | EIA Prime Mover-level Data | Estimated using an emission factor
2019 | MN | Scandia CSG | 61585 | 40806 | PV | OP | NA | SUN |  | 15211.2 |  | 0 | EIA Prime Mover-level Data | Estimated using an emission factor
2019 | MN | Scanlon | 1899 | 1 | HY | OP | NA | WAT |  | 16160.75 |  | 1.5381e-07 | EIA Prime Mover-level Data | NEI avg EF - PM, fuel type, firing type
2019 | MN | Scanlon | 1899 | 2 | HY | OP | NA | WAT |  | 16160.75 |  | 1.5381e-07 | EIA Prime Mover-level Data | NEI avg EF - PM, fuel type, firing type
2019 | MN | Scanlon | 1899 | 3 | HY | OP | NA | WAT |  | 16160.75 |  | 1.5381e-07 | EIA Prime Mover-level Data | NEI avg EF - PM, fuel type, firing type
2019 | MN | Scanlon | 1899 | 4 | HY | OP | NA | WAT |  | 16160.75 |  | 1.5381e-07 | EIA Prime Mover-level Data | NEI avg EF - PM, fuel type, firing type
2019 | MN | School Sisters CSG | 61516 | SCHOO | PV | OP | NA | SUN |  | 12955 |  | 0 | EIA Prime Mover-level Data | Estimated using an emission factor
2019 | MN | Schueler Community Solar | 63658 | TC3 | PV | U | NA | SUN
2019 | MN | Schultz CSG | 62088 | SCHUL | PV | OP | NA | SUN |  | 16756 |  | 0 | EIA Prime Mover-level Data | Estimated using an emission factor
2019 | MN | Schwinghamer Project CSG | 63177 | TC3 | PV | OP | NA | SUN
2019 | MN | Severson Garden | 63934 | CGS | PV | U | NA | SUN
2019 | MN | Shakopee Energy Park | 60647 | SQA01 | IC | OP | NA | NG |  | 36352.8 | 0.0076704 | 0.000422 | EIA Prime Mover-level Data | Estimated using an emission factor
2019 | MN | Shakopee Energy Park | 60647 | SQA02 | IC | OP | NA | NG |  | 36352.8 | 0.0076704 | 0.000422 | EIA Prime Mover-level Data | Estimated using an emission factor
2019 | MN | Shakopee Energy Park | 60647 | SQA03 | IC | OP | NA | NG |  | 36352.8 | 0.0076704 | 0.000422 | EIA Prime Mover-level Data | Estimated using an emission factor
2019 | MN | Shakopee Energy Park | 60647 | SQA04 | IC | OP | NA | NG |  | 36352.8 | 0.0076704 | 0.000422 | EIA Prime Mover-level Data | Estimated using an emission factor
2019 | MN | Shakopee Energy Park | 60647 | SQA05 | IC | OP | NA | NG |  | 36352.8 | 0.0076704 | 0.000422 | EIA Prime Mover-level Data | Estimated using an emission factor
2019 | MN | Shakopee Met Council WTP | 60919 | SHAK | PV | OP | NA | SUN |  | 14941 |  | 0 | EIA Prime Mover-level Data | Estimated using an emission factor
2019 | MN | Shane's Wind Machine | 56577 | 1 | WT | OP | NA | WND |  | 44538 |  | 0 | EIA Prime Mover-level Data | Estimated using an emission factor
2019 | MN | Shaokatan Hills LLC | 55354 | 6150 | WT | OP | NA | WND |  | 201231 |  | 0 | EIA Prime Mover-level Data | Estimated using an emission factor
2019 | MN | Sherburne Community Solar | 61672 | PV1 | PV | OP | NA | SUN |  | 60725 |  | 0 | EIA Prime Mover-level Data | Estimated using an emission factor
2019 | MN | Sherburne Community Solar One LLC CSG | 63122 | 52814 | PV | OP | NA | SUN |  | 214 |  | 0 | EIA Prime Mover-level Data | Estimated using an emission factor
2019 | MN | Sherburne North Project CSG | 61762 | SHERB | PV | OP | NA | SUN |  | 56860 |  | 0 | EIA Prime Mover-level Data | Estimated using an emission factor
2019 | MN | Siems Solar Project | 63657 | TC3 | PV | U | NA | SUN
2019 | MN | Silver Lake | 2008 | 1 | ST | RE | NA | BIT
2019 | MN | Silver Lake | 2008 | 2 | ST | RE | NA | BIT
2019 | MN | Silver Lake | 2008 | 3 | ST | RE | NA | BIT
2019 | MN | Silver Lake | 2008 | 4 | ST | RE | NA | BIT
2019 | MN | Silver Lake Garden | 63936 | CGS | PV | U | NA | SUN
2019 | MN | Slayton Solar | 58164 | PV1 | PV | OP | NA | SUN |  | 19188 |  | 0 | EIA Prime Mover-level Data | Estimated using an emission factor
2019 | MN | Sleepy Eye | 2011 | 3 | IC | RE | NA | DFO
2019 | MN | Sleepy Eye | 2011 | 5 | IC | SB | NA | DFO |  | 162.789 | 0.025232 | 0.31 | EIA Prime Mover-level Data | Estimated using an emission factor
2019 | MN | Sleepy Eye | 2011 | 6 | IC | SB | NA | DFO |  | 180.877 | 0.028036 | 0.31 | EIA Prime Mover-level Data | Estimated using an emission factor
2019 | MN | Sleepy Eye | 2011 | 7 | IC | SB | NA | DFO |  | 180.877 | 0.028036 | 0.31 | EIA Prime Mover-level Data | Estimated using an emission factor
2019 | MN | Sleepy Eye | 2011 | 1A | IC | SB | NA | DFO |  | 162.789 | 0.025232 | 0.31 | EIA Prime Mover-level Data | Estimated using an emission factor
2019 | MN | Sleepy Eye | 2011 | IC4 | IC | SB | NA | DFO |  | 162.789 | 0.025232 | 0.31 | EIA Prime Mover-level Data | Estimated using an emission factor
2019 | MN | Sleepy Eye | 2011 | NEW | IC | SB | NA | DFO |  | 180.877 | 0.028036 | 0.31 | EIA Prime Mover-level Data | Estimated using an emission factor
2019 | MN | SMMPA Methane Energy Facility | 57903 | UNIT1 | IC | OP | NA | LFG |  | 40086 | 0.29463 | 0.0147 | EIA Prime Mover-level Data | Estimated using an emission factor
2019 | MN | Snowdrop Solar, LLC | 63310 | SNOWD | PV | T | NA | SUN
2019 | MN | Sobania Community Solar LLC | 63791 | SOB01 | PV | V | NA | SUN
2019 | MN | Soliloquoy Ridge LLC | 55570 | SR30 | WT | OP | NA | WND |  | 34930 |  | 0 | EIA Prime Mover-level Data | Estimated using an emission factor
2019 | MN | South Fork Wind Farm | 58691 | STFK1 | WT | OP | NA | WND |  | 446055 |  | 0 | EIA Prime Mover-level Data | Estimated using an emission factor
2019 | MN | South Generation | 7982 | 3 | IC | OP | NA | DFO |  | 231.667 | 0.035908 | 0.31 | EIA Prime Mover-level Data | Estimated using an emission factor
2019 | MN | South Generation | 7982 | 4 | IC | OP | NA | DFO |  | 231.667 | 0.035908 | 0.31 | EIA Prime Mover-level Data | Estimated using an emission factor
2019 | MN | South Generation | 7982 | 5 | IC | OP | NA | DFO |  | 231.667 | 0.035908 | 0.31 | EIA Prime Mover-level Data | Estimated using an emission factor
2019 | MN | Southeast Steam Plant | 57966 | SG-201 | ST | OP | NA | NG |  | 225749.9 | 0.90892 | 0.0080524 | EIA Unit-level Data | NEI avg EF - PM, fuel type
2019 | MN | Southeast Steam Plant | 57966 | SG-203 | ST | OP | NA | NG |  | 279688.8 | 1.1261 | 0.0080524 | EIA Unit-level Data | NEI avg EF - PM, fuel type
2019 | MN | Southern Minnesota Beet Sugar | 54533 | 0001 | ST | OP | NA | SUB |  | 3358359 | 28.8554 | 0.017184 | EIA Prime Mover-level Data | NEI avg EF - PM, fuel type
2019 | MN | Spartan Hills LLC | 55569 | SH30 | WT | OP | NA | WND |  | 39063 |  | 0 | EIA Prime Mover-level Data | Estimated using an emission factor
2019 | MN | Spica Community Solar | 60943 | MSCS1 | PV | OP | NA | SUN |  | 13556.5 |  | 0 | EIA Prime Mover-level Data | Estimated using an emission factor
2019 | MN | Spica Community Solar | 60943 | MSCS2 | PV | OP | NA | SUN |  | 13556.5 |  | 0 | EIA Prime Mover-level Data | Estimated using an emission factor
2019 | MN | Spring Valley | 2013 | 1 | IC | RE | NA | DFO
2019 | MN | Spring Valley | 2013 | 2 | IC | OP | NA | DFO |  | 324.577 | 0.050309 | 0.31 | EIA Prime Mover-level Data | Estimated using an emission factor
2019 | MN | Spring Valley | 2013 | 3 | IC | OP | NA | DFO |  | 590.141 | 0.091472 | 0.31 | EIA Prime Mover-level Data | Estimated using an emission factor
2019 | MN | Spring Valley | 2013 | 4 | IC | OP | NA | DFO |  | 590.141 | 0.091472 | 0.31 | EIA Prime Mover-level Data | Estimated using an emission factor
2019 | MN | Spring Valley | 2013 | 5 | IC | OP | NA | DFO |  | 590.141 | 0.091472 | 0.31 | EIA Prime Mover-level Data | Estimated using an emission factor
2019 | MN | Springfield (MN) | 2012 | 4 | ST | RE | NA | NG
2019 | MN | Springfield (MN) | 2012 | 5 | IC | OP | NA | DFO |  |  |  | 0.30942
2019 | MN | Springfield (MN) | 2012 | 6 | IC | OP | NA | DFO |  |  |  | 0.30942
2019 | MN | Springfield (MN) | 2012 | 7 | IC | OP | NA | DFO |  |  |  | 0.30942
2019 | MN | Springfield (MN) | 2012 | 8 | IC | OP | NA | DFO |  |  |  | 0.30942
2019 | MN | Springfield (MN) | 2012 | 9 | IC | OS | NA | DFO |  |  |  | 0.30942
2019 | MN | Spruce Ridge Gas Recovery | 57017 | GEN1 | IC | OP | NA | LFG |  | 36615.5 | 0.26912 | 0.0147 | EIA Prime Mover-level Data | Estimated using an emission factor
2019 | MN | Spruce Ridge Gas Recovery | 57017 | GEN2 | IC | OP | NA | LFG |  | 36615.5 | 0.26912 | 0.0147 | EIA Prime Mover-level Data | Estimated using an emission factor
2019 | MN | Spruce Ridge Gas Recovery | 57017 | GEN3 | IC | OP | NA | LFG |  | 36615.5 | 0.26912 | 0.0147 | EIA Prime Mover-level Data | Estimated using an emission factor
2019 | MN | Spruce Ridge Gas Recovery | 57017 | GEN4 | IC | OP | NA | LFG |  | 36615.5 | 0.26912 | 0.0147 | EIA Prime Mover-level Data | Estimated using an emission factor
2019 | MN | St James | 1929 | 1 | IC | OP | NA | DFO |  | 141.333 | 0.021907 | 0.31 | EIA Prime Mover-level Data | Estimated using an emission factor
2019 | MN | St James | 1929 | 2 | IC | OP | NA | DFO |  | 141.333 | 0.021907 | 0.31 | EIA Prime Mover-level Data | Estimated using an emission factor
2019 | MN | St James | 1929 | 3 | IC | OP | NA | DFO |  | 141.333 | 0.021907 | 0.31 | EIA Prime Mover-level Data | Estimated using an emission factor
2019 | MN | St James | 1929 | 4 | IC | OP | NA | DFO |  | 141.333 | 0.021907 | 0.31 | EIA Prime Mover-level Data | Estimated using an emission factor
2019 | MN | St James | 1929 | 5 | IC | OP | NA | DFO |  | 141.333 | 0.021907 | 0.31 | EIA Prime Mover-level Data | Estimated using an emission factor
2019 | MN | St James | 1929 | 6 | IC | OP | NA | DFO |  | 141.333 | 0.021907 | 0.31 | EIA Prime Mover-level Data | Estimated using an emission factor
2019 | MN | St Paul Cogeneration | 56643 | 7 | ST | OP | NA | WDS |  | 2505709 | 28.5804 | 0.022812 | EIA Unit-level Data | NEI avg EF - PM, fuel type
2019 | MN | St. Charles Power Plant | 56100 | 1 | IC | OP | NA | DFO |  | 131.75 | 0.020421 | 0.31 | EIA Prime Mover-level Data | Estimated using an emission factor
2019 | MN | St. Charles Power Plant | 56100 | 2 | IC | OP | NA | DFO |  | 131.75 | 0.020421 | 0.31 | EIA Prime Mover-level Data | Estimated using an emission factor
2019 | MN | St. Charles Power Plant | 56100 | 3 | IC | OP | NA | DFO |  | 131.75 | 0.020421 | 0.31 | EIA Prime Mover-level Data | Estimated using an emission factor
2019 | MN | St. Charles Power Plant | 56100 | 4 | IC | OP | NA | DFO |  | 131.75 | 0.020421 | 0.31 | EIA Prime Mover-level Data | Estimated using an emission factor
2019 | MN | St. Charles Solar | 62869 | STC10 | PV | OP | NA | SUN |  | 4772 |  | 0 | EIA Prime Mover-level Data | Estimated using an emission factor
2019 | MN | St. Cloud Solar CSG | 61384 | STCL1 | PV | OP | NA | SUN |  | 12075.4 |  | 0 | EIA Prime Mover-level Data | Estimated using an emission factor
2019 | MN | St. Cloud Solar CSG | 61384 | STCL2 | PV | OP | NA | SUN |  | 12075.4 |  | 0 | EIA Prime Mover-level Data | Estimated using an emission factor
2019 | MN | St. Cloud Solar CSG | 61384 | STCL3 | PV | OP | NA | SUN |  | 12075.4 |  | 0 | EIA Prime Mover-level Data | Estimated using an emission factor
2019 | MN | St. Cloud Solar CSG | 61384 | STCL4 | PV | OP | NA | SUN |  | 12075.4 |  | 0 | EIA Prime Mover-level Data | Estimated using an emission factor
2019 | MN | St. Cloud Solar CSG | 61384 | STCL5 | PV | OP | NA | SUN |  | 12075.4 |  | 0 | EIA Prime Mover-level Data | Estimated using an emission factor
2019 | MN | St. Olaf StandBy Generators | 58996 | SBIC1 | IC | SB | NA | DFO |  | 121.341 | 0.018808 | 0.31 | EIA Prime Mover-level Data | Estimated using an emission factor
2019 | MN | St. Olaf StandBy Generators | 58996 | SBIC2 | IC | SB | NA | DFO |  | 436.829 | 0.067708 | 0.31 | EIA Prime Mover-level Data | Estimated using an emission factor
2019 | MN | St. Olaf StandBy Generators | 58996 | SBIC3 | IC | SB | NA | DFO |  | 436.829 | 0.067708 | 0.31 | EIA Prime Mover-level Data | Estimated using an emission factor
2019 | MN | St. Olaf Wind Turbine | 58995 | OLFWT | WT | OP | NA | WND |  | 22704 |  | 0 | EIA Prime Mover-level Data | Estimated using an emission factor
2019 | MN | St. Paul Intl Airport Red & Blue Parking | 59709 | PV1 | PV | OP | NA | SUN |  | 13779.88 |  | 0 | EIA Prime Mover-level Data | Estimated using an emission factor
2019 | MN | St. Paul Intl Airport Red & Blue Parking | 59709 | PV2 | PV | OP | NA | SUN |  | 5392.125 |  | 0 | EIA Prime Mover-level Data | Estimated using an emission factor
2019 | MN | STAG St. Paul Project CSG | 63178 | TC3 | PV | TS | NA | SUN
2019 | MN | Stahl Wind Energy | 56409 | 1 | WT | OP | NA | WND |  | 40220 |  | 0 | EIA Prime Mover-level Data | Estimated using an emission factor
2019 | MN | Star Garden | 63395 | CGS | PV | TS | NA | SUN
2019 | MN | Stearns Community Solar One LLC CSG | 63121 | 52825 | PV | OP | NA | SUN |  | 481 |  | 0 | EIA Prime Mover-level Data | Estimated using an emission factor
2019 | MN | Stearns Solar I | 63400 | STE | PV | OP | NA | SUN |  | 2788 |  | 0 | EIA Prime Mover-level Data | Estimated using an emission factor
2019 | MN | Stevens Community Medical Center | 56245 | 1 | IC | SB | NA | DFO |  | 217 | 0.033635 | 0.31 | EIA Prime Mover-level Data | Estimated using an emission factor
2019 | MN | Stevens Community Solar LLC | 63794 | ST001 | PV | V | NA | SUN
2019 | MN | Stewart CSG1, LLC | 63599 | SC | PV | U | NA | SUN
2019 | MN | Stoneray Power Partners, LLC | 62269 | STNRY | WT | OP | NA | WND |  | 2836300 |  | 0 | EIA Prime Mover-level Data | Estimated using an emission factor
2019 | MN | Straight Garden Solar | 63424 | CGS | PV | TS | NA | SUN
2019 | MN | Strandness Garden | 63367 | CGS | PV | TS | NA | SUN
2019 | MN | Studenski Community Solar LLC | 63793 | STU01 | PV | V | NA | SUN
2019 | MN | Sun River LLC | 55562 | SU30 | WT | OP | NA | WND |  | 34957 |  | 0 | EIA Prime Mover-level Data | Estimated using an emission factor
2019 | MN | SunE Feely 1 CSG, LLC | 61478 | FELY1 | PV | OP | NA | SUN |  | 13030.2 |  | 0 | EIA Prime Mover-level Data | Estimated using an emission factor
2019 | MN | SunE Feely 1 CSG, LLC | 61478 | FELY2 | PV | OP | NA | SUN |  | 13030.2 |  | 0 | EIA Prime Mover-level Data | Estimated using an emission factor
2019 | MN | SunE Feely 1 CSG, LLC | 61478 | FELY3 | PV | OP | NA | SUN |  | 13030.2 |  | 0 | EIA Prime Mover-level Data | Estimated using an emission factor
2019 | MN | SunE Feely 1 CSG, LLC | 61478 | FELY4 | PV | OP | NA | SUN |  | 13030.2 |  | 0 | EIA Prime Mover-level Data | Estimated using an emission factor
2019 | MN | SunE Feely 1 CSG, LLC | 61478 | FELY5 | PV | OP | NA | SUN |  | 13030.2 |  | 0 | EIA Prime Mover-level Data | Estimated using an emission factor
2019 | MN | SunE Stolee CSG, LLC | 61485 | STOL1 | PV | OP | NA | SUN |  | 13830.67 |  | 0 | EIA Prime Mover-level Data | Estimated using an emission factor
2019 | MN | SunE Stolee CSG, LLC | 61485 | STOL2 | PV | OP | NA | SUN |  | 13830.67 |  | 0 | EIA Prime Mover-level Data | Estimated using an emission factor
2019 | MN | SunE Stolee CSG, LLC | 61485 | STOL3 | PV | OP | NA | SUN |  | 13830.67 |  | 0 | EIA Prime Mover-level Data | Estimated using an emission factor
2019 | MN | Sunrise Community Solar | 60713 | SCS1 | PV | OP | NA | SUN |  | 12195 |  | 0 | EIA Prime Mover-level Data | Estimated using an emission factor
2019 | MN | Sunrise Community Solar | 60713 | SCS2 | PV | OP | NA | SUN |  | 12195 |  | 0 | EIA Prime Mover-level Data | Estimated using an emission factor
2019 | MN | Sunrise Community Solar | 60713 | SCS3 | PV | OP | NA | SUN |  | 12195 |  | 0 | EIA Prime Mover-level Data | Estimated using an emission factor
2019 | MN | Sunrise Community Solar | 60713 | SCS4 | PV | OP | NA | SUN |  | 12195 |  | 0 | EIA Prime Mover-level Data | Estimated using an emission factor
2019 | MN | Sunrise Community Solar | 60713 | SCS5 | PV | OP | NA | SUN |  | 12195 |  | 0 | EIA Prime Mover-level Data | Estimated using an emission factor
2019 | MN | Sunset Breeze LLC | 56586 | 1 | WT | OP | NA | WND |  | 15350 |  | 0 | EIA Prime Mover-level Data | Estimated using an emission factor
2019 | MN | Svihel Community Solar LLC | 63792 | SVH01 | PV | V | NA | SUN
2019 | MN | Sylvan | 1900 | 1 | HY | OP | NA | WAT |  | 34221.33 |  | 1.5381e-07 | EIA Prime Mover-level Data | NEI avg EF - PM, fuel type, firing type
2019 | MN | Sylvan | 1900 | 2 | HY | OP | NA | WAT |  | 34221.33 |  | 1.5381e-07 | EIA Prime Mover-level Data | NEI avg EF - PM, fuel type, firing type
2019 | MN | Sylvan | 1900 | 3 | HY | OP | NA | WAT |  | 34221.33 |  | 1.5381e-07 | EIA Prime Mover-level Data | NEI avg EF - PM, fuel type, firing type
2019 | MN | Syncarpha Clara City CSG I (Stamer) | 61980 | SCSG1 | PV | OP | NA | SUN |  | 13213 |  | 0 | EIA Prime Mover-level Data | Estimated using an emission factor
2019 | MN | Syncarpha Dodge 1 CSG | 62053 | SPGD1 | PV | OP | NA | SUN |  | 9188 |  | 0 | EIA Prime Mover-level Data | Estimated using an emission factor
2019 | MN | Syncarpha Prinsburg CSG (Ledeboer) | 61979 | SYPRN | PV | OP | NA | SUN |  | 12369 |  | 0 | EIA Prime Mover-level Data | Estimated using an emission factor
2019 | MN | Taconite Ridge 1 Wind Energy Center | 56630 | 1 | WT | OP | NA | WND |  | 416777 |  | 0 | EIA Prime Mover-level Data | Estimated using an emission factor
2019 | MN | Tatanka Wi | 61680 | MMPA | PV | OP | NA | SUN |  | 99796 |  | 0 | EIA Prime Mover-level Data | Estimated using an emission factor
2019 | MN | Taurus Community Solar | 61174 | ETCS1 | PV | OP | NA | SUN |  | 13293.75 |  | 0 | EIA Prime Mover-level Data | Estimated using an emission factor
2019 | MN | Taurus Community Solar | 61174 | ETCS2 | PV | OP | NA | SUN |  | 13293.75 |  | 0 | EIA Prime Mover-level Data | Estimated using an emission factor
2019 | MN | Taurus Community Solar | 61174 | ETCS3 | PV | OP | NA | SUN |  | 13293.75 |  | 0 | EIA Prime Mover-level Data | Estimated using an emission factor
2019 | MN | Taurus Community Solar | 61174 | ETCS4 | PV | OP | NA | SUN |  | 13293.75 |  | 0 | EIA Prime Mover-level Data | Estimated using an emission factor
2019 | MN | Taylors Falls CSG | 61428 | PV1 | PV | OP | NA | SUN |  | 55587 |  | 0 | EIA Prime Mover-level Data | Estimated using an emission factor
2019 | MN | TG Windfarm LLC | 56199 | 1 | WT | OP | NA | WND |  | 42846 |  | 0 | EIA Prime Mover-level Data | Estimated using an emission factor
2019 | MN | Thief River Falls | 2014 | HY1 | HY | OP | NA | WAT |  | 9774 |  | 1.5381e-07 | EIA Prime Mover-level Data | NEI avg EF - PM, fuel type, firing type
2019 | MN | Thief River Falls | 2014 | HY2 | HY | OS | NA | WAT |  | 6516 |  | 1.5381e-07 | EIA Prime Mover-level Data | NEI avg EF - PM, fuel type, firing type
2019 | MN | Thief River Falls | 2014 | IC1 | IC | OP | NA | DFO |  | 85.067 | 0.013185 | 0.31 | EIA Prime Mover-level Data | Estimated using an emission factor
2019 | MN | Thief River Falls | 2014 | IC2 | IC | OP | NA | DFO |  | 46.4 | 0.007192 | 0.31 | EIA Prime Mover-level Data | Estimated using an emission factor
2019 | MN | Thief River Falls | 2014 | IC3A | IC | OP | NA | DFO |  | 46.4 | 0.007192 | 0.31 | EIA Prime Mover-level Data | Estimated using an emission factor
2019 | MN | Thief River Falls | 2014 | IC4 | IC | OP | NA | DFO |  | 54.133 | 0.0083906 | 0.31 | EIA Prime Mover-level Data | Estimated using an emission factor
2019 | MN | Thomson | 1901 | 1 | HY | OP | NA | WAT |  | 592386.9 |  | 1.5381e-07 | EIA Prime Mover-level Data | NEI avg EF - PM, fuel type, firing type
2019 | MN | Thomson | 1901 | 2 | HY | OP | NA | WAT |  | 592386.9 |  | 1.5381e-07 | EIA Prime Mover-level Data | NEI avg EF - PM, fuel type, firing type
2019 | MN | Thomson | 1901 | 3 | HY | OP | NA | WAT |  | 592386.9 |  | 1.5381e-07 | EIA Prime Mover-level Data | NEI avg EF - PM, fuel type, firing type
2019 | MN | Thomson | 1901 | 4 | HY | OP | NA | WAT |  | 492136.8 |  | 1.5381e-07 | EIA Prime Mover-level Data | NEI avg EF - PM, fuel type, firing type
2019 | MN | Thomson | 1901 | 5 | HY | OP | NA | WAT |  | 492136.8 |  | 1.5381e-07 | EIA Prime Mover-level Data | NEI avg EF - PM, fuel type, firing type
2019 | MN | Thomson | 1901 | 6 | HY | OP | NA | WAT |  | 546818.7 |  | 1.5381e-07 | EIA Prime Mover-level Data | NEI avg EF - PM, fuel type, firing type
2019 | MN | Thomson Reuters Campus Bldg A-D | 55133 | 3086 | IC | SB | NA | DFO |  | 221.857 | 0.034388 | 0.31 | EIA Prime Mover-level Data | Estimated using an emission factor
2019 | MN | Thomson Reuters Campus Bldg A-D | 55133 | 3087 | IC | SB | NA | DFO |  | 221.857 | 0.034388 | 0.31 | EIA Prime Mover-level Data | Estimated using an emission factor
2019 | MN | Thomson Reuters Campus Bldg A-D | 55133 | 3088 | IC | SB | NA | DFO |  | 221.857 | 0.034388 | 0.31 | EIA Prime Mover-level Data | Estimated using an emission factor
2019 | MN | Thomson Reuters Campus Bldg A-D | 55133 | 3089 | IC | SB | NA | DFO |  | 221.857 | 0.034388 | 0.31 | EIA Prime Mover-level Data | Estimated using an emission factor
2019 | MN | Thomson Reuters Campus Bldg A-D | 55133 | 3090 | IC | SB | NA | DFO |  | 221.857 | 0.034388 | 0.31 | EIA Prime Mover-level Data | Estimated using an emission factor
2019 | MN | Thomson Reuters Campus Bldg A-D | 55133 | 3091 | IC | SB | NA | DFO |  | 221.857 | 0.034388 | 0.31 | EIA Prime Mover-level Data | Estimated using an emission factor
2019 | MN | Thomson Reuters Campus Bldg A-D | 55133 | 3093 | IC | SB | NA | DFO |  | 221.857 | 0.034388 | 0.31 | EIA Prime Mover-level Data | Estimated using an emission factor
2019 | MN | Thomson Reuters Data Center Bldg ES101 | 57207 | 1 | IC | SB | NA | DFO |  | 208 | 0.03224 | 0.31 | EIA Prime Mover-level Data | Estimated using an emission factor
2019 | MN | Thomson Reuters Data Center Bldg H | 57208 | 1 | IC | SB | NA | DFO |  | 299.5 | 0.046422 | 0.31 | EIA Prime Mover-level Data | Estimated using an emission factor
2019 | MN | Thomson Reuters Data Center Bldg H | 57208 | 2 | IC | SB | NA | DFO |  | 299.5 | 0.046422 | 0.31 | EIA Prime Mover-level Data | Estimated using an emission factor
2019 | MN | Thomson Reuters Data Center Bldg H | 57208 | 3 | IC | SB | NA | DFO |  | 299.5 | 0.046422 | 0.31 | EIA Prime Mover-level Data | Estimated using an emission factor
2019 | MN | Thomson Reuters Data Center Bldg H | 57208 | 4 | IC | SB | NA | DFO |  | 299.5 | 0.046422 | 0.31 | EIA Prime Mover-level Data | Estimated using an emission factor
2019 | MN | Tiller CSG | 62098 | TILLE | PV | OP | NA | SUN |  | 54172 |  | 0 | EIA Prime Mover-level Data | Estimated using an emission factor
2019 | MN | Tofteland Windfarm LLC | 56202 | I | WT | OP | NA | WND |  | 37549 |  | 0 | EIA Prime Mover-level Data | Estimated using an emission factor
2019 | MN | Trimont Area Wind Farm | 56296 | 1 | WT | OP | NA | WND |  | 2500913 |  | 0 | EIA Prime Mover-level Data | Estimated using an emission factor
2019 | MN | Trishe Wind Minnesota | 57255 | 1 | WT | IP | NA | WND
2019 | MN | Trishe Wind Minnesota | 57255 | 2 | WT | IP | NA | WND
2019 | MN | Truman | 2015 | 1 | IC | RE | NA | DFO
2019 | MN | Truman | 2015 | 2 | IC | RE | NA | DFO
2019 | MN | Truman | 2015 | 3 | IC | SB | NA | DFO |  | 234.548 | 0.036355 | 0.31 | EIA Prime Mover-level Data | Estimated using an emission factor
2019 | MN | Truman | 2015 | 4 | IC | RE | NA | DFO
2019 | MN | Truman | 2015 | 5 | IC | RE | NA | DFO
2019 | MN | Truman | 2015 | 6 | IC | SB | NA | DFO |  | 191.903 | 0.029745 | 0.31 | EIA Prime Mover-level Data | Estimated using an emission factor
2019 | MN | Truman | 2015 | 7 | IC | SB | NA | DFO |  | 234.548 | 0.036355 | 0.31 | EIA Prime Mover-level Data | Estimated using an emission factor
2019 | MN | Tsar Nicholas LLC | 55561 | TN30 | WT | OP | NA | WND |  | 32357 |  | 0 | EIA Prime Mover-level Data | Estimated using an emission factor
2019 | MN | Twin Cities Hydro LLC | 57069 | 1 | HY | OP | NA | WAT |  | 224538.5 |  | 1.5381e-07 | EIA Prime Mover-level Data | NEI avg EF - PM, fuel type, firing type
2019 | MN | Twin Cities Hydro LLC | 57069 | 2 | HY | OP | NA | WAT |  | 224538.5 |  | 1.5381e-07 | EIA Prime Mover-level Data | NEI avg EF - PM, fuel type, firing type
2019 | MN | Twin Cities Hydro LLC | 57069 | 3 | HY | OP | NA | WAT |  | 224538.5 |  | 1.5381e-07 | EIA Prime Mover-level Data | NEI avg EF - PM, fuel type, firing type
2019 | MN | Twin Cities Hydro LLC | 57069 | 4 | HY | OP | NA | WAT |  | 224538.5 |  | 1.5381e-07 | EIA Prime Mover-level Data | NEI avg EF - PM, fuel type, firing type
2019 | MN | Twin Lake Hills LLC | 55568 | TL30 | WT | OP | NA | WND |  | 38180 |  | 0 | EIA Prime Mover-level Data | Estimated using an emission factor
2019 | MN | Uilk Wind LLC | 57351 | FA01 | WT | OP | NA | WND |  | 34239 |  | 0 | EIA Prime Mover-level Data | Estimated using an emission factor
2019 | MN | Uilk Wind LLC | 57351 | FA02 | WT | OP | NA | WND |  | 34239 |  | 0 | EIA Prime Mover-level Data | Estimated using an emission factor
2019 | MN | Uilk Wind LLC | 57351 | FA03 | WT | OP | NA | WND |  | 34239 |  | 0 | EIA Prime Mover-level Data | Estimated using an emission factor
2019 | MN | UMM Wind Turbine | 57732 | UMM1 | WT | OP | NA | WND |  | 44049 |  | 0 | EIA Prime Mover-level Data | Estimated using an emission factor
2019 | MN | Union Garden | 63939 | CGS | PV | T | NA | SUN
2019 | MN | United Health Care | 7377 | 1 | GT | RE | NA | DFO
2019 | MN | United Health Care | 7377 | 2 | GT | RE | NA | DFO
2019 | MN | United Hospital | 7378 | 1 | IC | RE | NA | DFO
2019 | MN | United Hospital | 7378 | 2 | IC | RE | NA | DFO
2019 | MN | United Hospital | 7378 | 3 | IC | RE | NA | DFO
2019 | MN | Univ Minnesota CHP Plant | 59197 | CTG-1 | GT | OP | NA | NG |  | 1540151 | 4.2226 | 0.0054834 | EIA Prime Mover-level Data | NEI avg EF - PM, fuel type, firing type
2019 | MN | Ursa Community Solar | 60712 | UCS1 | PV | OP | NA | SUN |  | 12029 |  | 0 | EIA Prime Mover-level Data | Estimated using an emission factor
2019 | MN | Ursa Community Solar | 60712 | UCS2 | PV | OP | NA | SUN |  | 12029 |  | 0 | EIA Prime Mover-level Data | Estimated using an emission factor
2019 | MN | Ursa Community Solar | 60712 | UCS3 | PV | OP | NA | SUN |  | 12029 |  | 0 | EIA Prime Mover-level Data | Estimated using an emission factor
2019 | MN | Ursa Community Solar | 60712 | UCS4 | PV | OP | NA | SUN |  | 12029 |  | 0 | EIA Prime Mover-level Data | Estimated using an emission factor
2019 | MN | Ursa Community Solar | 60712 | UCS5 | PV | OP | NA | SUN |  | 12029 |  | 0 | EIA Prime Mover-level Data | Estimated using an emission factor
2019 | MN | USS All In Solar LLC CSG | 63160 | ALLIN | PV | U | NA | SUN
2019 | MN | USS B&B Solar LLC CSG | 63216 | BB | PV | U | NA | SUN
2019 | MN | USS Big Lake 1 Solar CSG | 61997 | USSBL | PV | OP | NA | SUN |  | 16400 |  | 0 | EIA Prime Mover-level Data | Estimated using an emission factor
2019 | MN | USS Bluff Country Solar | 63741 | USBCS | PV | U | NA | SUN
2019 | MN | USS Brockway Solar CSG | 62049 | USSBR | PV | OP | NA | SUN |  | 14192 |  | 0 | EIA Prime Mover-level Data | Estimated using an emission factor
2019 | MN | USS Brude Solar CSG | 62361 | USBRU | PV | OP | NA | SUN |  | 1371 |  | 0 | EIA Prime Mover-level Data | Estimated using an emission factor
2019 | MN | USS Buckaroo Solar LLC CSG | 63153 | BUCKR | PV | U | NA | SUN
2019 | MN | USS Bush Solar LLC CSG | 63166 | BUSH | PV | U | NA | SUN
2019 | MN | USS Centerfield Solar CSG | 62335 | USCEN | PV | OP | NA | SUN |  | 2724 |  | 0 | EIA Prime Mover-level Data | Estimated using an emission factor
2019 | MN | USS Chariot Solar LLC | 63171 | CHROT | PV | U | NA | SUN
2019 | MN | USS Cheyenne Solar LLC CSG | 63145 | CHYNE | PV | OP | NA | SUN
2019 | MN | USS Christoffer Solar LLC CSG | 63152 | CHRST | PV | U | NA | SUN
2019 | MN | USS Cougar Solar LLC CSG | 63158 | COUGR | PV | U | NA | SUN
2019 | MN | USS Dot Com Solar LLC CSG | 63215 | DOTCM | PV | T | NA | SUN
2019 | MN | USS Dubhe Solar CSG | 62048 | USSDB | PV | OP | NA | SUN |  | 15877 |  | 0 | EIA Prime Mover-level Data | Estimated using an emission factor
2019 | MN | USS DVL Solar CSG | 62360 | USDVL | PV | OP | NA | SUN |  | 3535 |  | 0 | EIA Prime Mover-level Data | Estimated using an emission factor
2019 | MN | USS East Hauer Watt CSG | 62362 | USEHW | PV | OP | NA | SUN |  | 3579 |  | 0 | EIA Prime Mover-level Data | Estimated using an emission factor
2019 | MN | USS Eggo Solar CSG | 62359 | USEGG | PV | OP | NA | SUN |  | 9304 |  | 0 | EIA Prime Mover-level Data | Estimated using an emission factor
2019 | MN | USS Flower Solar LLC CSG | 63159 | FLOWR | PV | U | NA | SUN
2019 | MN | USS Good Solar CSG | 61998 | USSGO | PV | OP | NA | SUN |  | 15690 |  | 0 | EIA Prime Mover-level Data | Estimated using an emission factor
2019 | MN | USS Greenhouse Solar LLC CSG | 63143 | GRHSE | PV | OP | NA | SUN
2019 | MN | USS Hancock Solar LLC CSG | 63167 | HNCCK | PV | U | NA | SUN
2019 | MN | USS Haven Solar LLC CSG | 63138 | USHAV | PV | OP | NA | SUN |  | 2119 |  | 0 | EIA Prime Mover-level Data | Estimated using an emission factor
2019 | MN | USS Hockey Pad Solar CSG | 62334 | USHP | PV | OP | NA | SUN |  | 1121 |  | 0 | EIA Prime Mover-level Data | Estimated using an emission factor
2019 | MN | USS Horne North Solar LLC CSG | 63154 | HORNN | PV | U | NA | SUN
2019 | MN | USS Horne South Solar LLC CSG | 63155 | HORNS | PV | U | NA | SUN
2019 | MN | USS Hubers Solar LLC | 63744 | HUBER | PV | U | NA | SUN
2019 | MN | USS JJ Clay Solar LLC CSG | 63156 | JJCLY | PV | U | NA | SUN
2019 | MN | USS JJ Solar CSG | 62047 | USSJJ | PV | OP | NA | SUN |  | 16258 |  | 0 | EIA Prime Mover-level Data | Estimated using an emission factor
2019 | MN | USS Kasch Solar CSG | 61999 | USSKA | PV | OP | NA | SUN |  | 16819 |  | 0 | EIA Prime Mover-level Data | Estimated using an emission factor
2019 | MN | USS Kass Solar LLC | 63170 | KASS | PV | U | NA | SUN
2019 | MN | USS King 2 CSG | 62358 | USK12 | PV | OP | NA | SUN |  | 5680 |  | 0 | EIA Prime Mover-level Data | Estimated using an emission factor
2019 | MN | USS Kost Trail Solar CSG | 62339 | USSKT | PV | OP | NA | SUN |  | 9525 |  | 0 | EIA Prime Mover-level Data | Estimated using an emission factor
2019 | MN | USS KVPV Solar LLC | 63169 | KVPV | PV | U | NA | SUN
2019 | MN | USS Lake Patterson Solar CSG | 62337 | USLP | PV | OP | NA | SUN |  | 6206 |  | 0 | EIA Prime Mover-level Data | Estimated using an emission factor
2019 | MN | USS Mayhew Solar LLC CSG | 63144 | MAYHW | PV | P | NA | SUN
2019 | MN | USS Midtown Solar LLC CSG | 63146 | MDTWN | PV | OP | NA | SUN
2019 | MN | USS Milkweed Solar LLC CSG | 63142 | MLKWD | PV | U | NA | SUN
2019 | MN | USS Monarch Solar LLC CSG | 63147 | MNRCH | PV | OP | NA | SUN
2019 | MN | USS Nillie Corn Solar CSG | 62046 | USSNC | PV | OP | NA | SUN |  | 15485 |  | 0 | EIA Prime Mover-level Data | Estimated using an emission factor
2019 | MN | USS Norelius Solar CSG | 62045 | USSNO | PV | OP | NA | SUN |  | 15832 |  | 0 | EIA Prime Mover-level Data | Estimated using an emission factor
2019 | MN | USS Pheasant Solar LLC | 63168 | PHSNT | PV | U | NA | SUN
2019 | MN | USS Rapidan Solar CSG | 62338 | USRAP | PV | OP | NA | SUN |  | 1371 |  | 0 | EIA Prime Mover-level Data | Estimated using an emission factor
2019 | MN | USS Reindeer Solar LLC CSG | 63165 | RENDR | PV | U | NA | SUN
2019 | MN | USS Rockpoint Solar CSG | 62000 | USSRP | PV | OP | NA | SUN |  | 15244 |  | 0 | EIA Prime Mover-level Data | Estimated using an emission factor
2019 | MN | USS Solar Dawn CSG | 62044 | USSSD | PV | OP | NA | SUN |  | 15432 |  | 0 | EIA Prime Mover-level Data | Estimated using an emission factor
2019 | MN | USS Solar Rapids CSG | 62042 | USSSR | PV | OP | NA | SUN |  | 15244 |  | 0 | EIA Prime Mover-level Data | Estimated using an emission factor
2019 | MN | USS Solar Sources LLC CSG | 63151 | SOURC | PV | U | NA | SUN
2019 | MN | USS Solar Way LLC | 63743 | SOLWY | PV | U | NA | SUN
2019 | MN | USS Steamboat Solar LLC CSG | 63221 | STMBT | PV | U | NA | SUN
2019 | MN | USS Sunrise Solar LLC CSG | 63141 | SNRSE | PV | U | NA | SUN
2019 | MN | USS Turkey Solar LLC CSG | 63148 | TURKY | PV | V | NA | SUN
2019 | MN | USS Verde Solar LLC CSG | 63157 | VERDE | PV | U | NA | SUN
2019 | MN | USS Viceroy Solar LLC | 63742 | USVIC | PV | U | NA | SUN
2019 | MN | USS Water City Solar LLC CSG | 63220 | WTRCY | PV | U | NA | SUN
2019 | MN | USS Water Fowl Solar LLC CSG | 63219 | WTRFL | PV | U | NA | SUN
2019 | MN | USS Water Town Solar LLC CSG | 63218 | WTRTN | PV | U | NA | SUN
2019 | MN | USS Webster Solar CSG | 62336 | USWEB | PV | OP | NA | SUN |  | 12261 |  | 0 | EIA Prime Mover-level Data | Estimated using an emission factor
2019 | MN | USS Westeros Solar LLC CSG | 63140 | USSWS | PV | P | NA | SUN
2019 | MN | USS White Cloud LLC CSG | 63139 | USSWC | PV | OP | NA | SUN |  | 1585 |  | 0 | EIA Prime Mover-level Data | Estimated using an emission factor
2019 | MN | USS Zanzibar Solar LLC CSG | 63217 | ZNZBR | PV | U | NA | SUN
2019 | MN | Valley View Transmission LLC | 57434 | VVT | WT | OP | NA | WND |  | 239072 |  | 0 | EIA Prime Mover-level Data | Estimated using an emission factor
2019 | MN | Vega Community Solar | 60944 | NVCS1 | PV | OP | NA | SUN |  | 14101.8 |  | 0 | EIA Prime Mover-level Data | Estimated using an emission factor
2019 | MN | Vega Community Solar | 60944 | NVCS2 | PV | OP | NA | SUN |  | 14101.8 |  | 0 | EIA Prime Mover-level Data | Estimated using an emission factor
2019 | MN | Vega Community Solar | 60944 | NVCS3 | PV | OP | NA | SUN |  | 14101.8 |  | 0 | EIA Prime Mover-level Data | Estimated using an emission factor
2019 | MN | Vega Community Solar | 60944 | NVCS4 | PV | OP | NA | SUN |  | 14101.8 |  | 0 | EIA Prime Mover-level Data | Estimated using an emission factor
2019 | MN | Vega Community Solar | 60944 | NVCS5 | PV | OP | NA | SUN |  | 14101.8 |  | 0 | EIA Prime Mover-level Data | Estimated using an emission factor
2019 | MN | Vermillion River_MN_GRE DEA-GM | 63406 | PV1 | PV | OP | NA | SUN |  | 107 |  | 0 | EIA Prime Mover-level Data | Estimated using an emission factor
2019 | MN | Veseli Community Solar Garden | 61570 | 40921 | PV | OP | NA | SUN |  | 14726 |  | 0 | EIA Prime Mover-level Data | Estimated using an emission factor
2019 | MN | Viking Wind Partners | 56153 | 1 | WT | OP | NA | WND |  | 287609 |  | 0 | EIA Prime Mover-level Data | Estimated using an emission factor
2019 | MN | Virginia | 2018 | 7 | ST | OP | NA | SUB |  | 366708.5 | 3.1508 | 0.017184 | EIA Unit-level Data | NEI avg EF - PM, fuel type
2019 | MN | Virginia | 2018 | 9 | ST | OP | NA | SUB |  | 259842.7 | 2.2326 | 0.017184 | EIA Unit-level Data | NEI avg EF - PM, fuel type
2019 | MN | Virginia | 2018 | 10 | ST | OP | NA | NG |  | 151514 | 0.61003 | 0.0080524 | EIA Unit-level Data | NEI avg EF - PM, fuel type
2019 | MN | Virginia | 2018 | 11 | ST | OP | NA | WDS |  | 621025.2 | 7.0835 | 0.022812 | EIA Unit-level Data | NEI avg EF - PM, fuel type
2019 | MN | Wabasha Holdco Solar CSG | 60838 | WABAS | PV | OP | NA | SUN |  | 32178 |  | 0 | EIA Prime Mover-level Data | Estimated using an emission factor
2019 | MN | Wabasha Solar | 62800 | WAB | PV | OP | NA | SUN |  | 9608 |  | 0 | EIA Prime Mover-level Data | Estimated using an emission factor
2019 | MN | WakeSun LLC | 60694 | MLC27 | PV | OP | NA | SUN |  | 13428 |  | 0 | EIA Prime Mover-level Data | Estimated using an emission factor
2019 | MN | WakeSun LLC | 60694 | MLC28 | PV | OP | NA | SUN |  | 13428 |  | 0 | EIA Prime Mover-level Data | Estimated using an emission factor
2019 | MN | WakeSun LLC | 60694 | MLC29 | PV | OP | NA | SUN |  | 13428 |  | 0 | EIA Prime Mover-level Data | Estimated using an emission factor
2019 | MN | Walcott Solar CSG | 62707 | SC | PV | U | NA | SUN
2019 | MN | Wapsipinicon Wind Project | 56876 | TBD | WT | OP | NA | WND |  | 2379167 |  | 0 | EIA Prime Mover-level Data | Estimated using an emission factor
2019 | MN | Warsaw Solar CSG | 62709 | SC | PV | V | NA | SUN
2019 | MN | Waseca Solar | 60532 | PV1 | PV | OP | NA | SUN |  | 157681 |  | 0 | EIA Prime Mover-level Data | Estimated using an emission factor
2019 | MN | WasecaSun | 61142 | 0000H | PV | OP | NA | SUN |  | 33550.65 |  | 0 | EIA Prime Mover-level Data | Estimated using an emission factor
2019 | MN | WasecaSun | 61142 | WASE2 | PV | OP | NA | SUN |  | 9867.838 |  | 0 | EIA Prime Mover-level Data | Estimated using an emission factor
2019 | MN | WasecaSun | 61142 | WASE3 | PV | OP | NA | SUN |  | 9867.838 |  | 0 | EIA Prime Mover-level Data | Estimated using an emission factor
2019 | MN | WasecaSun | 61142 | WASE4 | PV | OP | NA | SUN |  | 9867.838 |  | 0 | EIA Prime Mover-level Data | Estimated using an emission factor
2019 | MN | WasecaSun | 61142 | WASE5 | PV | OP | NA | SUN |  | 9867.838 |  | 0 | EIA Prime Mover-level Data | Estimated using an emission factor
2019 | MN | Water Reclamation Plant | 58617 | GEN1 | IC | OP | NA | OBG |  | 20010 | 0.14707 | 0.0147 | EIA Prime Mover-level Data | Estimated using an emission factor
2019 | MN | Water Reclamation Plant | 58617 | GEN2 | IC | OP | NA | OBG |  | 20010 | 0.14707 | 0.0147 | EIA Prime Mover-level Data | Estimated using an emission factor
2019 | MN | Waterford Holdco CSG | 61452 | WATER | PV | OP | NA | SUN |  | 39081 |  | 0 | EIA Prime Mover-level Data | Estimated using an emission factor
2019 | MN | Waterville CSG Solar Holdings LLC | 61627 | WA | PV | OP | NA | SUN |  | 58382 |  | 0 | EIA Prime Mover-level Data | Estimated using an emission factor
2019 | MN | WaveSun Community Solar | 61587 | 1 | PV | OP | NA | SUN |  | 67919 |  | 0 | EIA Prime Mover-level Data | Estimated using an emission factor
2019 | MN | WCROC Wind Farm | 57823 | WTG1 | WT | OP | NA | WND |  | 38598 |  | 0 | EIA Prime Mover-level Data | Estimated using an emission factor
2019 | MN | Webster Holdco Solar CSG | 60830 | WEBST | PV | OP | NA | SUN |  | 62809 |  | 0 | EIA Prime Mover-level Data | Estimated using an emission factor
2019 | MN | Welcome Wind Turbine | 57248 | WIND1 | WT | OP | NA | WND |  | 51937 |  | 0 | EIA Prime Mover-level Data | Estimated using an emission factor
2019 | MN | Wells IC | 2020 | 1 | IC | OP | NA | DFO |  | 230.084 | 0.035663 | 0.31 | EIA Prime Mover-level Data | Estimated using an emission factor
2019 | MN | Wells IC | 2020 | 2 | IC | OP | NA | DFO |  | 230.084 | 0.035663 | 0.31 | EIA Prime Mover-level Data | Estimated using an emission factor
2019 | MN | Wells IC | 2020 | 3 | IC | OP | NA | DFO |  | 194.687 | 0.030176 | 0.31 | EIA Prime Mover-level Data | Estimated using an emission factor
2019 | MN | Wells IC | 2020 | 4 | IC | OP | NA | DFO |  | 407.072 | 0.063096 | 0.31 | EIA Prime Mover-level Data | Estimated using an emission factor
2019 | MN | Wells IC | 2020 | 5 | IC | OP | NA | DFO |  | 407.072 | 0.063096 | 0.31 | EIA Prime Mover-level Data | Estimated using an emission factor
2019 | MN | West Fairbault | 1932 | 1 | GT | RE | NA | NG
2019 | MN | West Fairbault | 1932 | 2 | GT | RE | NA | NG
2019 | MN | West Fairbault | 1932 | 3 | GT | RE | NA | NG
2019 | MN | West Faribault Solar | 60533 | PV1 | PV | OP | NA | SUN |  | 79120 |  | 0 | EIA Prime Mover-level Data | Estimated using an emission factor
2019 | MN | West Group Data Center | 54294 | 1 | IC | SB | NA | DFO |  | 465.75 | 0.072191 | 0.31 | EIA Prime Mover-level Data | Estimated using an emission factor
2019 | MN | West Group Data Center | 54294 | 2 | IC | SB | NA | DFO |  | 465.75 | 0.072191 | 0.31 | EIA Prime Mover-level Data | Estimated using an emission factor
2019 | MN | West Group Data Center | 54294 | 3 | IC | SB | NA | DFO |  | 465.75 | 0.072191 | 0.31 | EIA Prime Mover-level Data | Estimated using an emission factor
2019 | MN | West Group Data Center | 54294 | 4 | IC | SB | NA | DFO |  | 465.75 | 0.072191 | 0.31 | EIA Prime Mover-level Data | Estimated using an emission factor
2019 | MN | West Group Data Center | 54294 | 2178 | IC | RE | NA | DFO
2019 | MN | West Group Data Center | 54294 | 2179 | IC | RE | NA | DFO
2019 | MN | West Group Data Center | 54294 | 2180 | IC | RE | NA | DFO
2019 | MN | West Group Data Center F | 56247 | 1 | IC | SB | NA | DFO |  | 421.75 | 0.065371 | 0.31 | EIA Prime Mover-level Data | Estimated using an emission factor
2019 | MN | West Group Data Center F | 56247 | 2 | IC | SB | NA | DFO |  | 421.75 | 0.065371 | 0.31 | EIA Prime Mover-level Data | Estimated using an emission factor
2019 | MN | West Group Data Center F | 56247 | 3 | IC | SB | NA | DFO |  | 421.75 | 0.065371 | 0.31 | EIA Prime Mover-level Data | Estimated using an emission factor
2019 | MN | West Group Data Center F | 56247 | 4 | IC | SB | NA | DFO |  | 421.75 | 0.065371 | 0.31 | EIA Prime Mover-level Data | Estimated using an emission factor
2019 | MN | West Waconia Solar | 60534 | PV1 | PV | OP | NA | SUN |  | 121441 |  | 0 | EIA Prime Mover-level Data | Estimated using an emission factor
2019 | MN | Westbrook | 2021 | 3 | IC | RE | NA | DFO
2019 | MN | Westbrook | 2021 | 4 | IC | RE | NA | DFO
2019 | MN | Westbrook | 2021 | 5 | IC | OP | NA | DFO |  | 126 | 0.01953 | 0.31 | EIA Prime Mover-level Data | Estimated using an emission factor
2019 | MN | Westport Community Solar, LLC | 63307 | WESTP | PV | T | NA | SUN
2019 | MN | Westridge Windfarm LLC | 56203 | 1 | WT | OP | NA | WND |  | 15707 |  | 0 | EIA Prime Mover-level Data | Estimated using an emission factor
2019 | MN | Westside Energy Station | 60564 | WES1 | IC | OP | NA | NG |  | 73550.2 | 0.015519 | 0.000422 | EIA Prime Mover-level Data | Estimated using an emission factor
2019 | MN | Westside Energy Station | 60564 | WES2 | IC | OP | NA | NG |  | 73550.2 | 0.015519 | 0.000422 | EIA Prime Mover-level Data | Estimated using an emission factor
2019 | MN | Westside Energy Station | 60564 | WES3 | IC | OP | NA | NG |  | 73550.2 | 0.015519 | 0.000422 | EIA Prime Mover-level Data | Estimated using an emission factor
2019 | MN | Westside Energy Station | 60564 | WES4 | IC | OP | NA | NG |  | 73550.2 | 0.015519 | 0.000422 | EIA Prime Mover-level Data | Estimated using an emission factor
2019 | MN | Westside Energy Station | 60564 | WES5 | IC | OP | NA | NG |  | 73550.2 | 0.015519 | 0.000422 | EIA Prime Mover-level Data | Estimated using an emission factor
2019 | MN | Willmar | 2022 | 1 | ST | RE | NA | NG |  | 0 |  |  | EIA Unit-level Data
2019 | MN | Willmar | 2022 | 2 | ST | OS | WALL | NG |  | 0 | 0 | 0.0071744 | EIA Unit-level Data | NEI avg EF - PM, fuel type, firing type
2019 | MN | Willmar | 2022 | 3 | ST | OP | STOKER | NG |  | 1043.9 | 0.0045166 | 0.0086534 | EIA Unit-level Data | NEI avg EF - PM, fuel type, firing type
2019 | MN | Willmar | 2022 | WTG3 | WT | OP | NA | WND |  | 27639 |  | 0 | EIA Prime Mover-level Data | Estimated using an emission factor
2019 | MN | Willmar | 2022 | WTG4 | WT | OP | NA | WND |  | 27639 |  | 0 | EIA Prime Mover-level Data | Estimated using an emission factor
2019 | MN | Willmar Municipal East Substation | 57034 | E04 | IC | OP | NA | DFO |  | 241.667 | 0.037458 | 0.31 | EIA Prime Mover-level Data | Estimated using an emission factor
2019 | MN | Willmar Municipal East Substation | 57034 | E05 | IC | OP | NA | DFO |  | 241.667 | 0.037458 | 0.31 | EIA Prime Mover-level Data | Estimated using an emission factor
2019 | MN | Willmar Municipal East Substation | 57034 | E06 | IC | OP | NA | DFO |  | 241.667 | 0.037458 | 0.31 | EIA Prime Mover-level Data | Estimated using an emission factor
2019 | MN | Willmar Municipal SW Substation | 57035 | SW01 | IC | OP | NA | DFO |  | 235.667 | 0.036528 | 0.31 | EIA Prime Mover-level Data | Estimated using an emission factor
2019 | MN | Willmar Municipal SW Substation | 57035 | SW02 | IC | OP | NA | DFO |  | 235.667 | 0.036528 | 0.31 | EIA Prime Mover-level Data | Estimated using an emission factor
2019 | MN | Willmar Municipal SW Substation | 57035 | SW03 | IC | OP | NA | DFO |  | 235.667 | 0.036528 | 0.31 | EIA Prime Mover-level Data | Estimated using an emission factor
2019 | MN | Wilmarth | 1934 | 1 | ST | OP | NA | MSW |  | 1139708 | 0.44449 | 0.00078 | EIA Unit-level Data | Estimated using an emission factor
2019 | MN | Wilmarth | 1934 | 2 | ST | OP | NA | MSW |  | 1092172 | 0.42595 | 0.00078 | EIA Unit-level Data | Estimated using an emission factor
2019 | MN | Windcurrent Farms LLC | 56205 | 1 | WT | OP | NA | WND |  | 30730 |  | 0 | EIA Prime Mover-level Data | Estimated using an emission factor
2019 | MN | Windom | 2023 | CAT2 | IC | SB | NA | DFO |  | 97 | 0.015035 | 0.31 | EIA Prime Mover-level Data | Estimated using an emission factor
2019 | MN | Windom | 2023 | CAT3 | IC | SB | NA | DFO |  | 97 | 0.015035 | 0.31 | EIA Prime Mover-level Data | Estimated using an emission factor
2019 | MN | Windom | 2023 | CAT4 | IC | SB | NA | DFO |  | 97 | 0.015035 | 0.31 | EIA Prime Mover-level Data | Estimated using an emission factor
2019 | MN | Windom | 2023 | GT1 | GT | SB | NA | DFO |  | 77 | 0.00066448 | 0.017259 | EIA Prime Mover-level Data | NEI avg EF - PM, fuel type, firing type
2019 | MN | Windom Wind Project | 56544 | 1 | WT | OP | NA | WND |  | 299601 |  | 0 | EIA Prime Mover-level Data | Estimated using an emission factor
2019 | MN | Winegar CSG | 62193 | SO377 | PV | OP | NA | SUN |  | 12955 |  | 0 | EIA Prime Mover-level Data | Estimated using an emission factor
2019 | MN | Winona Community Solar One LLC | 63532 | 52837 | PV | V | NA | SUN
2019 | MN | Winona County Wind LLC | 57547 | WCW | WT | OS | NA | WND
2019 | MN | Winona Solar | 62799 | WIN | PV | OP | NA | SUN |  | 6955 |  | 0 | EIA Prime Mover-level Data | Estimated using an emission factor
2019 | MN | Winters Spawn LLC | 55567 | WS30 | WT | OP | NA | WND |  | 37934 |  | 0 | EIA Prime Mover-level Data | Estimated using an emission factor
2019 | MN | Winton | 1902 | 2 | HY | OP | NA | WAT |  | 110931 |  | 1.5381e-07 | EIA Prime Mover-level Data | NEI avg EF - PM, fuel type, firing type
2019 | MN | Winton | 1902 | 3 | HY | OP | NA | WAT |  | 110931 |  | 1.5381e-07 | EIA Prime Mover-level Data | NEI avg EF - PM, fuel type, firing type
2019 | MN | Wolf Wind Enterprises LLC | 56589 | 1 | WT | OP | NA | WND |  | 15350 |  | 0 | EIA Prime Mover-level Data | Estimated using an emission factor
2019 | MN | Wollan Garden Solar | 63454 | CGS | PV | OP | NA | SUN |  | 1406 |  | 0 | EIA Prime Mover-level Data | Estimated using an emission factor
2019 | MN | Woodbury Solar | 63231 | PV | PV | U | NA | SUN
2019 | MN | Woodstock Windfarm | 55342 | WIND | WT | OP | NA | WND |  | 101150 |  | 0 | EIA Prime Mover-level Data | Estimated using an emission factor
2019 | MN | Worthington | 2024 | 1 | IC | OP | NA | DFO |  | 807.286 | 0.12513 | 0.31 | EIA Prime Mover-level Data | Estimated using an emission factor
2019 | MN | Worthington | 2024 | 2 | IC | OP | NA | DFO |  | 807.286 | 0.12513 | 0.31 | EIA Prime Mover-level Data | Estimated using an emission factor
2019 | MN | Worthington | 2024 | 3 | IC | OP | NA | DFO |  | 807.286 | 0.12513 | 0.31 | EIA Prime Mover-level Data | Estimated using an emission factor
2019 | MN | Worthington | 2024 | 4 | IC | OP | NA | DFO |  | 807.286 | 0.12513 | 0.31 | EIA Prime Mover-level Data | Estimated using an emission factor
2019 | MN | Worthington | 2024 | 5 | IC | OP | NA | DFO |  | 807.286 | 0.12513 | 0.31 | EIA Prime Mover-level Data | Estimated using an emission factor
2019 | MN | Worthington | 2024 | 6 | IC | OP | NA | DFO |  | 807.286 | 0.12513 | 0.31 | EIA Prime Mover-level Data | Estimated using an emission factor
2019 | MN | Worthington | 2024 | 7 | IC | OP | NA | DFO |  | 807.286 | 0.12513 | 0.31 | EIA Prime Mover-level Data | Estimated using an emission factor
2019 | MN | Worthington | 2024 | 8 | WT | OP | NA | WND |  | 18808.88 |  | 0 | EIA Prime Mover-level Data | Estimated using an emission factor
2019 | MN | Worthington | 2024 | 9 | WT | OP | NA | WND |  | 18808.88 |  | 0 | EIA Prime Mover-level Data | Estimated using an emission factor
2019 | MN | Worthington | 2024 | 10 | WT | OP | NA | WND |  | 18808.88 |  | 0 | EIA Prime Mover-level Data | Estimated using an emission factor
2019 | MN | Worthington | 2024 | 11 | WT | OP | NA | WND |  | 18808.88 |  | 0 | EIA Prime Mover-level Data | Estimated using an emission factor
2019 | MN | Worthington | 2024 | 12 | WT | OP | NA | WND |  | 20898.75 |  | 0 | EIA Prime Mover-level Data | Estimated using an emission factor
2019 | MN | Worthington | 2024 | 13 | WT | OP | NA | WND |  | 20898.75 |  | 0 | EIA Prime Mover-level Data | Estimated using an emission factor
2019 | MN | Wright Cuddyer CSG | 61494 | 41327 | PV | OP | NA | SUN |  | 12332.25 |  | 0 | EIA Prime Mover-level Data | Estimated using an emission factor
2019 | MN | Wright Cuddyer CSG | 61494 | 41328 | PV | OP | NA | SUN |  | 12332.25 |  | 0 | EIA Prime Mover-level Data | Estimated using an emission factor
2019 | MN | Wright Cuddyer CSG | 61494 | 41329 | PV | OP | NA | SUN |  | 12332.25 |  | 0 | EIA Prime Mover-level Data | Estimated using an emission factor
2019 | MN | Wright Cuddyer CSG | 61494 | 41330 | PV | OP | NA | SUN |  | 12332.25 |  | 0 | EIA Prime Mover-level Data | Estimated using an emission factor
2019 | MN | Wright Kirby 1-5 CSG | 62365 | WK1 | PV | OP | NA | SUN |  | 8400 |  | 0 | EIA Prime Mover-level Data | Estimated using an emission factor
2019 | MN | Wright Kirby 1-5 CSG | 62365 | WK2 | PV | OP | NA | SUN |  | 8400 |  | 0 | EIA Prime Mover-level Data | Estimated using an emission factor
2019 | MN | Wright Kirby 1-5 CSG | 62365 | WK3 | PV | OP | NA | SUN |  | 8400 |  | 0 | EIA Prime Mover-level Data | Estimated using an emission factor
2019 | MN | Wright Kirby 1-5 CSG | 62365 | WK4 | PV | OP | NA | SUN |  | 8400 |  | 0 | EIA Prime Mover-level Data | Estimated using an emission factor
2019 | MN | Wright Kirby 1-5 CSG | 62365 | WK5 | PV | OP | NA | SUN |  | 8400 |  | 0 | EIA Prime Mover-level Data | Estimated using an emission factor
2019 | MN | WrightSun CSG, LLC | 61547 | GEN1 | PV | OP | NA | SUN |  | 62968 |  | 0 | EIA Prime Mover-level Data | Estimated using an emission factor
2019 | MN | Wyoming 2 CSG, LLC | 61486 | WY01 | PV | OP | NA | SUN |  | 12567.4 |  | 0 | EIA Prime Mover-level Data | Estimated using an emission factor
2019 | MN | Wyoming 2 CSG, LLC | 61486 | WY02 | PV | OP | NA | SUN |  | 12567.4 |  | 0 | EIA Prime Mover-level Data | Estimated using an emission factor
2019 | MN | Wyoming 2 CSG, LLC | 61486 | WY03 | PV | OP | NA | SUN |  | 12567.4 |  | 0 | EIA Prime Mover-level Data | Estimated using an emission factor
2019 | MN | Wyoming 2 CSG, LLC | 61486 | WY04 | PV | OP | NA | SUN |  | 12567.4 |  | 0 | EIA Prime Mover-level Data | Estimated using an emission factor
2019 | MN | Wyoming 2 CSG, LLC | 61486 | WY05 | PV | OP | NA | SUN |  | 12567.4 |  | 0 | EIA Prime Mover-level Data | Estimated using an emission factor
2019 | MN | Zumbro Community Solar Garden | 61574 | 38674 | PV | OP | NA | SUN |  | 14146 |  | 0 | EIA Prime Mover-level Data | Estimated using an emission factor
2019 | MN | Zumbro Solar Garden | 63426 | CGS | PV | TS | NA | SUN
2019 | MN | Allen S King | 1915 | 1 | ST | OP | CYCLONE | SUB | 4565 | 18989400 | 208.5037 | 0.02196 | EPA/CAMD | EPA/NEI | 1968
2019 | MN | Black Dog | 1904 | 5 | CT | OP | CC | NG | 6415 | 11572360 | 8.8974 | 0.0015377 | EPA/CAMD | EPA/NEI | 2002
2019 | MN | Black Dog | 1904 | 6 | GT | OP | CT | NG | 1926 | 3232565 | 12.632 | 0.0078154 | EPA/CAMD | NEI avg EF - PM, fuel type, firing type | 2018
2019 | MN | Blue Lake Generating Plant | 8027 | 1 | GT | OP | CT | DFO | 11 | 1594.9 | 0.0056415 | 0.0070744 | EPA/CAMD | EPA/NEI | 1974
2019 | MN | Blue Lake Generating Plant | 8027 | 2 | GT | OP | CT | DFO | 29 | 6084.1 | 0.031906 | 0.010488 | EPA/CAMD | EPA/NEI | 1974
2019 | MN | Blue Lake Generating Plant | 8027 | 3 | GT | OP | CT | DFO | 59 | 20462.2 | 0.043882 | 0.0042891 | EPA/CAMD | EPA/NEI | 1974
2019 | MN | Blue Lake Generating Plant | 8027 | 4 | GT | OP | CT | DFO | 20 | 5373.1 | 0.018761 | 0.0069833 | EPA/CAMD | EPA/NEI | 1974
2019 | MN | Blue Lake Generating Plant | 8027 | 7 | GT | OP | CT | NG | 329 | 347887.6 | 0.048296 | 0.00027765 | EPA/CAMD | EPA/NEI | 2005
2019 | MN | Blue Lake Generating Plant | 8027 | 8 | GT | OP | CT | NG | 289 | 406520.6 | 0.055306 | 0.00027209 | EPA/CAMD | EPA/NEI | 2005
2019 | MN | Boswell Energy Center | 1893 | 3 | ST | OP | TANGENTIAL | RC | 6101 | 16911470 | 294.4756 | 0.034826 | EPA/CAMD | NEI avg EF - PM, fuel type, firing type | 1973
2019 | MN | Boswell Energy Center | 1893 | 4 | ST | OP | TANGENTIAL | RC | 7493 | 36099780 | 628.5974 | 0.034826 | EPA/CAMD | NEI avg EF - PM, fuel type, firing type | 1980
2019 | MN | Cambridge Station | 2038 | 1 | GT | OP | CT | DFO | 63 | 10193.6 | 0.028595 | 0.0056105 | EPA/CAMD | EPA/NEI | 1978
2019 | MN | Cambridge Station | 2038 | 2 | GT | OP | CT | NG | 588 | 518185.2 | 0.036145 | 0.00013951 | EPA/CAMD | EPA/NEI | 2007
2019 | MN | Cannon Falls Energy Center | 56241 | CT-01 | GT | OP | CT | NG | 457 | 639422.9 | 4.3162 | 0.0135 | EPA/CAMD | EPA/NEI | 2008
2019 | MN | Cannon Falls Energy Center | 56241 | CT-02 | GT | OP | CT | NG | 408 | 560828.3 | 3.9073 | 0.013934 | EPA/CAMD | EPA/NEI | 2008
2019 | MN | Cascade Creek | 6058 | CT1 | GT | OP | CT | NG | 225 | 80559.4 | 0.0057221 | 0.00014206 | EPA/CAMD | EPA/NEI | 1976
2019 | MN | Cascade Creek | 6058 | CT2 | GT | OP | CT | NG | 449 | 79551.73 | 0.011686 | 0.00029379 | EPA/CAMD | EPA/NEI | 2002
2019 | MN | Cascade Creek | 6058 | CT3 | GT | OP | CT | NG | 494 | 83425.4 | 0.012226 | 0.00029311 | EPA/CAMD | EPA/NEI | 2002
2019 | MN | Cottage Grove Cogeneration | 55010 | 01 | CT | OP | CC | NG | 3212 | 4302874 | 2.5065 | 0.001165 | EPA/CAMD | EPA/NEI | 1997
2019 | MN | Elk River | 2039 | ERPS11 | GT | OP | CT | NG | 176 | 205804 | 0.032065 | 0.00031161 | EPA/CAMD | EPA/NEI | 2009
2019 | MN | Faribault Energy Park | 56164 | EU006 | CT | OP | CC | NG | 3793 | 5553160 | 2.19 | 0.00078873 | EPA/CAMD | EPA/NEI | 2005
2019 | MN | Hibbard Energy Center | 1897 | 3 | ST | OP | STOKER | WDS | 6066 | 1766364 | 19.9112 | 0.022545 | EPA/CAMD | EPA/NEI | 1949
2019 | MN | Hibbard Energy Center | 1897 | 4 | ST | OP | STOKER | WDS | 3925 | 990591.3 | 9.8042 | 0.019795 | EPA/CAMD | EPA/NEI | 1951
2019 | MN | High Bridge | 1912 | 7 | CT | OP | CC | NG | 7325 | 13730230 | 2.1138 | 0.0003079 | EPA/CAMD | EPA/NEI | 2008
2019 | MN | High Bridge | 1912 | 8 | CT | OP | CC | NG | 6604 | 12213970 | 1.7905 | 0.0002932 | EPA/CAMD | EPA/NEI | 2008
2019 | MN | Hoot Lake | 1943 | 2 | ST | OP | TANGENTIAL | SUB | 4456 | 1990368 | 22.5907 | 0.0227 | EPA/CAMD | EPA/NEI | 1959
2019 | MN | Hoot Lake | 1943 | 3 | ST | OP | WALL | SUB | 2902 | 1815562 | 20.6066 | 0.0227 | EPA/CAMD | EPA/NEI | 1964
2019 | MN | Hutchinson - Plant 2 | 6358 | 1 | CT | OP | CC | NG | 447 | 168512.6 | 0.022818 | 0.00027082 | EPA/CAMD | EPA/NEI | 1994
2019 | MN | Inver Hills | 1913 | 1 | GT | OP | CT | NG | 107 | 16544.3 | 0.0038808 | 0.00046914 | EPA/CAMD | EPA/NEI | 1972
2019 | MN | Inver Hills | 1913 | 2 | GT | OP | CT | NG | 94 | 14508.3 | 0.0074827 | 0.0010315 | EPA/CAMD | EPA/NEI | 1972
2019 | MN | Inver Hills | 1913 | 3 | GT | OP | CT | NG | 72 | 17940.4 | 0.0095949 | 0.0010696 | EPA/CAMD | EPA/NEI | 1972
2019 | MN | Inver Hills | 1913 | 4 | GT | OP | CT | NG | 61 | 14078.2 | 0.0050455 | 0.00071678 | EPA/CAMD | EPA/NEI | 1972
2019 | MN | Inver Hills | 1913 | 5 | GT | OP | CT | NG | 79 | 22024.4 | 0.0064459 | 0.00058534 | EPA/CAMD | EPA/NEI | 1972
2019 | MN | Inver Hills | 1913 | 6 | GT | OP | CT | NG | 69 | 19446.9 | 0.0080054 | 0.00082331 | EPA/CAMD | EPA/NEI | 1972
2019 | MN | Lakefield Junction Generating | 7925 | CT01 | GT | OP | CT | NG | 88 | 57699.6 | 0.0031297 | 0.00010848 | EPA/CAMD | EPA/NEI | 2001
2019 | MN | Lakefield Junction Generating | 7925 | CT02 | GT | OP | CT | NG | 95 | 67570.45 | 0.0039337 | 0.00011643 | EPA/CAMD | EPA/NEI | 2001
2019 | MN | Lakefield Junction Generating | 7925 | CT03 | GT | OP | CT | NG | 286 | 176310.5 | 0.016683 | 0.00018925 | EPA/CAMD | EPA/NEI | 2001
2019 | MN | Lakefield Junction Generating | 7925 | CT04 | GT | OP | CT | NG | 175 | 111523.1 | 0.0074145 | 0.00013297 | EPA/CAMD | EPA/NEI | 2001
2019 | MN | Lakefield Junction Generating | 7925 | CT05 | GT | OP | CT | NG | 346 | 213195.4 | 0.01937 | 0.00018171 | EPA/CAMD | EPA/NEI | 2001
2019 | MN | Lakefield Junction Generating | 7925 | CT06 | GT | OP | CT | NG | 338 | 217899.2 | 0.032268 | 0.00029617 | EPA/CAMD | EPA/NEI | 2001
2019 | MN | Laskin Energy Center | 1891 | 1 | ST | OP | TANGENTIAL | NG | 540 | 141183.4 | 0.010369 | 0.00014689 | EPA/CAMD | EPA/NEI | 1953
2019 | MN | Laskin Energy Center | 1891 | 2 | ST | OP | TANGENTIAL | NG | 511 | 129527.3 | 0.010804 | 0.00016683 | EPA/CAMD | EPA/NEI | 1953
2019 | MN | Mankato Energy Center | 56104 | CT-1 | CT | OP | CC | NG | 3442 | 6765106 | 19.4714 | 0.0057564 | EPA/CAMD | NEI avg EF - PM, fuel type, firing type | 2019
2019 | MN | Mankato Energy Center | 56104 | CT-2 | CT | OP | CC | NG | 4815 | 8824339 | 5.4081 | 0.0012257 | EPA/CAMD | EPA/NEI | 2006
2019 | MN | Maple Lake Station | 2042 | 1 | GT | OP | CT | DFO | 52 | 8662.1 | 0.013158 | 0.003038 | EPA/CAMD | EPA/NEI | 1978
2019 | MN | Minnesota River Station | 7844 | U001 | GT | OP | CT | NG | 6 | 2451.913 | 0.0021641 | 0.0017653 | EPA/CAMD | EPA/NEI | 2001
2019 | MN | New Ulm | 2001 | 7 | GT | OP | CT | DFO | 20 | 2464 | 0.0026783 | 0.0021739 | EPA/CAMD | EPA/NEI | 2001
2019 | MN | Northshore Mining Silver Bay Power | 10849 | PB1 | ST | OP | WALL | SUB | 3772 | 1746001 | 2.2023 | 0.0025227 | EPA/CAMD | EPA/NEI | 1955
2019 | MN | Northshore Mining Silver Bay Power | 10849 | PB2 | ST | OP | WALL | SUB | 2274 | 956621.9 | 12.4665 | 0.026064 | EPA/CAMD | EPA/NEI | 1963
2019 | MN | Pleasant Valley Station | 7843 | 11 | GT | OP | CT | NG | 277 | 227097 | 0.021439 | 0.00018881 | EPA/CAMD | EPA/NEI | 2001
2019 | MN | Pleasant Valley Station | 7843 | 12 | GT | OP | CT | NG | 219 | 201527.8 | 0.018242 | 0.00018104 | EPA/CAMD | EPA/NEI | 2001
2019 | MN | Pleasant Valley Station | 7843 | 13 | GT | OP | CT | NG | 70 | 55388.93 | 0.012109 | 0.00043724 | EPA/CAMD | EPA/NEI | 2002
2019 | MN | Riverside (1927) | 1927 | 9 | CT | OP | CC | NG | 7222 | 11409550 | 1.2385 | 0.00021709 | EPA/CAMD | EPA/NEI | 2008
2019 | MN | Riverside (1927) | 1927 | 10 | CT | OP | CC | NG | 6560 | 10366800 | 1.1368 | 0.00021933 | EPA/CAMD | EPA/NEI | 2008
2019 | MN | Rock Lake Station | 6741 | 1 | GT | OP | CT | DFO | 69 | 11240.5 | 0.031031 | 0.0055212 | EPA/CAMD | EPA/NEI | 1978
2019 | MN | Sherburne County | 6090 | 1 | ST | OP | TANGENTIAL | SUB | 7268 | 36436370 | 3279.2737 | 0.18 | EPA/CAMD | EPA/NEI | 1976
2019 | MN | Sherburne County | 6090 | 2 | ST | OP | TANGENTIAL | SUB | 6385 | 32809050 | 2952.8147 | 0.18 | EPA/CAMD | EPA/NEI | 1977
2019 | MN | Sherburne County | 6090 | 3 | ST | OP | WALL | SUB | 8130 | 47964060 | 530.7223 | 0.02213 | EPA/CAMD | EPA/NEI | 1987
2019 | MN | Solway Plant | 7947 | 1 | GT | OP | CT | NG | 1785 | 543034.1 | 0.053237 | 0.00019607 | EPA/CAMD | EPA/NEI | 2003
2019 | MN | St. Bonifacius Station | 6824 | 1 | GT | OP | CT | DFO | 108 | 4403.5 | 0.0095093 | 0.004319 | EPA/CAMD | EPA/NEI | 1978
2019 | MN | St. Bonifacius Station | 6824 | 2 | GT | OP | CT | DFO | 108 | 4274 | 0.0090553 | 0.0042374 | EPA/CAMD | EPA/NEI | 1978
2019 | MN | Taconite Harbor Energy Center | 10075 | 1 | ST | OP | TANGENTIAL | SUB | 0 |  |  | 0.017184 |  |  | 2002
2019 | MN | Taconite Harbor Energy Center | 10075 | 2 | ST | OP | TANGENTIAL | SUB | 0 |  |  | 0.017184 |  |  | 2002
2019 | MO | Albany | 2113 | 1 | IC | RE | NA | DFO
2019 | MO | Albany | 2113 | 2 | IC | RE | NA | DFO
2019 | MO | Albany | 2113 | 3 | IC | RE | NA | DFO
2019 | MO | Albany | 2113 | IC5 | IC | RE | NA | DFO
2019 | MO | Albany | 2113 | IC6 | IC | RE | NA | DFO
2019 | MO | Ameresco Jefferson City | 56896 | 1 | IC | OP | NA | LFG |  | 80622.66 | 0.59258 | 0.0147 | EIA Prime Mover-level Data | Estimated using an emission factor
2019 | MO | Ameresco Jefferson City | 56896 | 2 | IC | OP | NA | LFG |  | 80622.66 | 0.59258 | 0.0147 | EIA Prime Mover-level Data | Estimated using an emission factor
2019 | MO | Ameresco Jefferson City | 56896 | 3 | IC | OP | NA | LFG |  | 80622.66 | 0.59258 | 0.0147 | EIA Prime Mover-level Data | Estimated using an emission factor
2019 | MO | Anheuser-Busch St Louis | 10430 | B1 | ST | OP | NA | NG |  | 373654.1 | 1.5044 | 0.0080524 | EIA Unit-level Data | NEI avg EF - PM, fuel type
2019 | MO | Anheuser-Busch St Louis | 10430 | B7 | ST | OP | NA | NG |  | 701484 | 2.8243 | 0.0080524 | EIA Unit-level Data | NEI avg EF - PM, fuel type
2019 | MO | Anheuser-Busch St Louis | 10430 | B8 | ST | OP | NA | NG |  | 604704.1 | 2.4347 | 0.0080524 | EIA Unit-level Data | NEI avg EF - PM, fuel type
2019 | MO | Anheuser-Busch St Louis | 10430 | B9 | ST | OP | NA | NG |  | 87778.2 | 0.35341 | 0.0080524 | EIA Unit-level Data | NEI avg EF - PM, fuel type
2019 | MO | Black Oak Power Producers | 59310 | GEN1 | IC | OP | NA | LFG |  | 146683.5 | 1.0781 | 0.0147 | EIA Prime Mover-level Data | Estimated using an emission factor
2019 | MO | Black Oak Power Producers | 59310 | GEN2 | IC | OP | NA | LFG |  | 146683.5 | 1.0781 | 0.0147 | EIA Prime Mover-level Data | Estimated using an emission factor
2019 | MO | Bluegrass Ridge | 56555 | 1 | WT | OP | NA | WND |  | 1054527 |  | 0 | EIA Prime Mover-level Data | Estimated using an emission factor
2019 | MO | Butler Municipal Power Plant | 2115 | 3 | IC | RE | NA | DFO
2019 | MO | Butler Municipal Power Plant | 2115 | 4 | IC | SB | NA | DFO |  | 94.13 | 0.01459 | 0.31 | EIA Prime Mover-level Data | Estimated using an emission factor
2019 | MO | Butler Municipal Power Plant | 2115 | 5 | IC | SB | NA | DFO |  | 94.13 | 0.01459 | 0.31 | EIA Prime Mover-level Data | Estimated using an emission factor
2019 | MO | Butler Municipal Power Plant | 2115 | IC6 | IC | SB | NA | DFO |  | 100.854 | 0.015632 | 0.31 | EIA Prime Mover-level Data | Estimated using an emission factor
2019 | MO | Butler Municipal Power Plant | 2115 | NG1 | IC | SB | NA | DFO |  | 134.472 | 0.020843 | 0.31 | EIA Prime Mover-level Data | Estimated using an emission factor
2019 | MO | Butler Municipal Power Plant | 2115 | NG2 | IC | SB | NA | DFO |  | 134.472 | 0.020843 | 0.31 | EIA Prime Mover-level Data | Estimated using an emission factor
2019 | MO | Butler Municipal Power Plant | 2115 | SG1 | IC | SB | NA | DFO |  | 134.472 | 0.020843 | 0.31 | EIA Prime Mover-level Data | Estimated using an emission factor
2019 | MO | Butler Municipal Power Plant | 2115 | SG2 | IC | SB | NA | DFO |  | 134.472 | 0.020843 | 0.31 | EIA Prime Mover-level Data | Estimated using an emission factor
2019 | MO | Butler Solar Power Project | 58959 | BSF1 | PV | OP | NA | SUN |  | 36309 |  | 0 | EIA Prime Mover-level Data | Estimated using an emission factor
2019 | MO | Callaway | 6153 | 1 | ST | OP | NA | NUC |  | 96027550 |  | 0 | EIA Prime Mover-level Data | Estimated using an emission factor
2019 | MO | Carrollton | 2120 | 1 | IC | RE | NA | DFO
2019 | MO | Carrollton | 2120 | 2 | IC | RE | NA | DFO
2019 | MO | Carrollton | 2120 | 3 | IC | OP | NA | NG |  |  |  | 0.0004219
2019 | MO | Carrollton | 2120 | 4 | IC | RE | NA | NG
2019 | MO | Carrollton | 2120 | 5 | IC | RE | NA | NG
2019 | MO | Carrollton | 2120 | 6 | IC | RE | NA | NG
2019 | MO | Carrollton | 2120 | 7 | IC | OP | NA | NG |  |  |  | 0.0004219
2019 | MO | Carrollton | 2120 | 8 | IC | OP | NA | NG |  |  |  | 0.0004219
2019 | MO | Carrollton | 2120 | 9 | IC | OP | NA | NG |  |  |  | 0.0004219
2019 | MO | Carrollton | 2120 | 10 | IC | OP | NA | NG |  |  |  | 0.0004219
2019 | MO | Carrollton | 2120 | 11 | IC | OP | NA | DFO |  |  |  | 0.30942
2019 | MO | Carthage | 2121 | 6 | IC | SB | NA | NG |  | 534.51 | 0.00011278 | 0.000422 | EIA Prime Mover-level Data | Estimated using an emission factor
2019 | MO | Carthage | 2121 | 7 | IC | SB | NA | NG |  | 641.411 | 0.00013534 | 0.000422 | EIA Prime Mover-level Data | Estimated using an emission factor
2019 | MO | Carthage | 2121 | 8 | IC | SB | NA | NG |  | 705.553 | 0.00014887 | 0.000422 | EIA Prime Mover-level Data | Estimated using an emission factor
2019 | MO | Carthage | 2121 | 9 | IC | SB | NA | NG |  | 1069.019 | 0.00022556 | 0.000422 | EIA Prime Mover-level Data | Estimated using an emission factor
2019 | MO | Carthage | 2121 | 10 | IC | SB | NA | NG |  | 1496.627 | 0.00031579 | 0.000422 | EIA Prime Mover-level Data | Estimated using an emission factor
2019 | MO | Carthage | 2121 | 11 | IC | OP | NA | NG |  | 962.117 | 0.00020301 | 0.000422 | EIA Prime Mover-level Data | Estimated using an emission factor
2019 | MO | Carthage | 2121 | 12 | IC | OP | NA | NG |  | 962.117 | 0.00020301 | 0.000422 | EIA Prime Mover-level Data | Estimated using an emission factor
2019 | MO | Carthage | 2121 | 13 | IC | OP | NA | NG |  | 1282.823 | 0.00027068 | 0.000422 | EIA Prime Mover-level Data | Estimated using an emission factor
2019 | MO | Carthage | 2121 | 14 | IC | OP | NA | NG |  | 1282.823 | 0.00027068 | 0.000422 | EIA Prime Mover-level Data | Estimated using an emission factor
2019 | MO | Chillicothe Solar Farm | 61223 | CHSF1 | PV | OP | NA | SUN |  | 38493 |  | 0 | EIA Prime Mover-level Data | Estimated using an emission factor
2019 | MO | City of West Plains Power Station | 59664 | UNIT1 | GT | SB | NA | NG |  | 13858.03 | 0.037995 | 0.0054834 | EIA Prime Mover-level Data | NEI avg EF - PM, fuel type, firing type
2019 | MO | City of West Plains Power Station | 59664 | UNIT2 | GT | SB | NA | NG |  | 11800.97 | 0.032355 | 0.0054834 | EIA Prime Mover-level Data | NEI avg EF - PM, fuel type, firing type
2019 | MO | Clarence Cannon | 6140 | 1 | HY | OP | NA | WAT |  | 513583 |  | 1.5381e-07 | EIA Prime Mover-level Data | NEI avg EF - PM, fuel type, firing type
2019 | MO | Clarence Cannon | 6140 | 2 | PS | OP | NA | WAT |  | 0 |  |  | EIA Prime Mover-level Data
2019 | MO | Clear Creek Wind | 63025 | V110 | WT | V | NA | WND
2019 | MO | Clear Creek Wind | 63025 | V120 | WT | V | NA | WND
2019 | MO | Coleman | 2158 | IC1 | IC | RE | NA | DFO
2019 | MO | Coleman | 2158 | IC2 | IC | RE | NA | DFO
2019 | MO | Conception | 56537 | 1 | WT | OP | NA | WND |  | 902999 |  | 0 | EIA Prime Mover-level Data | Estimated using an emission factor
2019 | MO | Cow Branch | 56536 | 1 | WT | OP | NA | WND |  | 909651 |  | 0 | EIA Prime Mover-level Data | Estimated using an emission factor
2019 | MO | Cox Battery Energy Storage | 61679 | 1 | BA | OP | NA | MWH |  | 0 |  |  | EIA Prime Mover-level Data
2019 | MO | El Dorado Springs Solar Farm | 61566 | EDSF1 | PV | OP | NA | SUN |  | 33196 |  | 0 | EIA Prime Mover-level Data | Estimated using an emission factor
2019 | MO | Elm Street Substation Generators | 56597 | EP01 | IC | SB | NA | DFO |  | 36.667 | 0.0056834 | 0.31 | EIA Prime Mover-level Data | Estimated using an emission factor
2019 | MO | Elm Street Substation Generators | 56597 | EP02 | IC | SB | NA | DFO |  | 36.667 | 0.0056834 | 0.31 | EIA Prime Mover-level Data | Estimated using an emission factor
2019 | MO | Elm Street Substation Generators | 56597 | EP03 | IC | SB | NA | DFO |  | 36.667 | 0.0056834 | 0.31 | EIA Prime Mover-level Data | Estimated using an emission factor
2019 | MO | Elm Street Substation Generators | 56597 | EP04 | IC | RE | NA | DFO |  |  |  | 0.31
2019 | MO | Farmers City Wind LLC | 56767 | 1 | WT | OP | NA | WND |  | 2647994 |  | 0 | EIA Prime Mover-level Data | Estimated using an emission factor
2019 | MO | Farmington Solar Farm | 61450 | FSF1 | PV | OP | NA | SUN |  | 37317 |  | 0 | EIA Prime Mover-level Data | Estimated using an emission factor
2019 | MO | Fayette | 2125 | GT1 | IC | OS | NA | DFO |  |  |  | 0.30942
2019 | MO | Fayette | 2125 | GT2 | IC | OS | NA | DFO |  |  |  | 0.30942
2019 | MO | Fayette | 2125 | GT3 | IC | OS | NA | DFO |  |  |  | 0.30942
2019 | MO | Fayette | 2125 | GT4 | IC | OS | NA | DFO |  |  |  | 0.30942
2019 | MO | Fredericktown Energy Center | 57946 | UNIT1 | GT | OP | NA | NG |  | 29115 | 0.079824 | 0.0054834 | EIA Prime Mover-level Data | NEI avg EF - PM, fuel type, firing type
2019 | MO | Fredericktown Energy Center | 57946 | UNIT2 | GT | OP | NA | NG |  | 29115 | 0.079824 | 0.0054834 | EIA Prime Mover-level Data | NEI avg EF - PM, fuel type, firing type
2019 | MO | Fulton (MO) | 2126 | GT4 | GT | OP | NA | NG |  | 4453 | 0.012209 | 0.0054834 | EIA Prime Mover-level Data | NEI avg EF - PM, fuel type, firing type
2019 | MO | Fulton (MO) | 2126 | IC1 | IC | OP | NA | DFO |  |  |  | 0.30942
2019 | MO | Fulton (MO) | 2126 | IC2 | IC | RE | NA | DFO
2019 | MO | Fulton (MO) | 2126 | IC3 | IC | OP | NA | DFO |  |  |  | 0.30942
2019 | MO | Gallatin #2 | 8017 | 7 | IC | RE | NA | DFO
2019 | MO | Gallatin #2 | 8017 | 8 | IC | RE | NA | DFO
2019 | MO | Gallatin (MO) | 2127 | 2A | IC | SB | NA | DFO |  |  |  | 0.30942
2019 | MO | Gallatin (MO) | 2127 | 3A | IC | SB | NA | DFO |  |  |  | 0.30942
2019 | MO | Gallatin (MO) | 2127 | IC4 | IC | SB | NA | DFO |  |  |  | 0.30942
2019 | MO | Gallatin (MO) | 2127 | IC6 | IC | SB | NA | DFO |  |  |  | 0.30942
2019 | MO | Grand Ave Plant | 58205 | 1 | ST | OP | NA | NG |  | 3116812 | 12.549 | 0.0080524 | EIA Unit-level Data | NEI avg EF - PM, fuel type
2019 | MO | Grand Avenue | 2078 | 7 | ST | RE | NA | NG
2019 | MO | Grand Avenue | 2078 | 9 | ST | RE | NA | NG
2019 | MO | Green City Renewable Energy Center Hybrid | 63065 | GBESS | BA | P | NA | MWH
2019 | MO | Green City Renewable Energy Center Hybrid | 63065 | GCREC | PV | P | NA | SUN
2019 | MO | Greenwood Energy Center | 6074 | 5 | PV | OP | NA | SUN |  | 40469 |  | 0 | EIA Prime Mover-level Data | Estimated using an emission factor
2019 | MO | Hannibal - Oakwood Substation | 63097 | EP-01 | IC | SB | NA | DFO |  | 53.125 | 0.0082189 | 0.30942 | EIA Prime Mover-level Data | NEI avg EF - PM, fuel type, firing type
2019 | MO | Hannibal - Oakwood Substation | 63097 | EP-02 | IC | SB | NA | DFO |  | 53.125 | 0.0082189 | 0.30942 | EIA Prime Mover-level Data | NEI avg EF - PM, fuel type, firing type
2019 | MO | Hannibal - Oakwood Substation | 63097 | EP-03 | IC | SB | NA | DFO |  | 53.125 | 0.0082189 | 0.30942 | EIA Prime Mover-level Data | NEI avg EF - PM, fuel type, firing type
2019 | MO | Hannibal - Oakwood Substation | 63097 | EP-04 | IC | SB | NA | DFO |  | 53.125 | 0.0082189 | 0.30942 | EIA Prime Mover-level Data | NEI avg EF - PM, fuel type, firing type
2019 | MO | Hannibal - Oakwood Substation | 63097 | EP-05 | IC | SB | NA | DFO |  | 53.125 | 0.0082189 | 0.30942 | EIA Prime Mover-level Data | NEI avg EF - PM, fuel type, firing type
2019 | MO | Hannibal - Oakwood Substation | 63097 | EP-06 | IC | SB | NA | DFO |  | 53.125 | 0.0082189 | 0.30942 | EIA Prime Mover-level Data | NEI avg EF - PM, fuel type, firing type
2019 | MO | Hannibal - Oakwood Substation | 63097 | EP-07 | IC | SB | NA | DFO |  | 53.125 | 0.0082189 | 0.30942 | EIA Prime Mover-level Data | NEI avg EF - PM, fuel type, firing type
2019 | MO | Hannibal - Oakwood Substation | 63097 | EP-08 | IC | SB | NA | DFO |  | 53.125 | 0.0082189 | 0.30942 | EIA Prime Mover-level Data | NEI avg EF - PM, fuel type, firing type
2019 | MO | Hannibal - Wastewater Treatment Plant | 63099 | EP-10 | IC | SB | NA | DFO |  | 40 | 0.0061884 | 0.30942 | EIA Prime Mover-level Data | NEI avg EF - PM, fuel type, firing type
2019 | MO | Hannibal - Water Treatment Plant | 63098 | EP-09 | IC | SB | NA | DFO |  | 60 | 0.0092825 | 0.30942 | EIA Prime Mover-level Data | NEI avg EF - PM, fuel type, firing type
2019 | MO | Harry Truman | 6141 | 1 | PS | OP | NA | WAT |  | 0 |  |  | EIA Prime Mover-level Data
2019 | MO | Harry Truman | 6141 | 2 | PS | OP | NA | WAT |  | 0 |  |  | EIA Prime Mover-level Data
2019 | MO | Harry Truman | 6141 | 3 | PS | OP | NA | WAT |  | 0 |  |  | EIA Prime Mover-level Data
2019 | MO | Harry Truman | 6141 | 4 | PS | OP | NA | WAT |  | 0 |  |  | EIA Prime Mover-level Data
2019 | MO | Harry Truman | 6141 | 5 | PS | OP | NA | WAT |  | 0 |  |  | EIA Prime Mover-level Data
2019 | MO | Harry Truman | 6141 | 6 | PS | OP | NA | WAT |  | 0 |  |  | EIA Prime Mover-level Data
2019 | MO | Higginsville Solar Farm | 61316 | HSF1 | PV | OP | NA | SUN |  | 38117 |  | 0 | EIA Prime Mover-level Data | Estimated using an emission factor
2019 | MO | High Prairie Wind Farm | 62563 | HPWF | WT | U | NA | WND
2019 | MO | Howard Bend | 2102 | 1 | GT | RE | NA | DFO
2019 | MO | IKEA St. Louis 410 | 59714 | IK410 | PV | OP | NA | SUN |  | 10739 |  | 0 | EIA Prime Mover-level Data | Estimated using an emission factor
2019 | MO | Independence II Solar Farm | 61588 | 1 | PV | OP | NA | SUN |  | 62843.84 |  | 0 | EIA Prime Mover-level Data | Estimated using an emission factor
2019 | MO | Independence II Solar Farm | 61588 | 2 | PV | OP | NA | SUN |  | 67442.16 |  | 0 | EIA Prime Mover-level Data | Estimated using an emission factor
2019 | MO | Independence Solar Farm | 61092 | IPL1 | PV | OP | NA | SUN |  | 45180 |  | 0 | EIA Prime Mover-level Data | Estimated using an emission factor
2019 | MO | Jackson (MO) | 2137 | 1 | IC | RE | NA | DFO
2019 | MO | Jackson (MO) | 2137 | 2 | IC | RE | NA | DFO
2019 | MO | Jackson (MO) | 2137 | 3 | IC | OP | NA | DFO |  | 91.711 | 0.014215 | 0.31 | EIA Prime Mover-level Data | Estimated using an emission factor
2019 | MO | Jackson (MO) | 2137 | 4 | IC | OP | NA | DFO |  | 91.711 | 0.014215 | 0.31 | EIA Prime Mover-level Data | Estimated using an emission factor
2019 | MO | Jackson (MO) | 2137 | 5 | IC | OP | NA | DFO |  | 64.198 | 0.0099507 | 0.31 | EIA Prime Mover-level Data | Estimated using an emission factor
2019 | MO | Jackson (MO) | 2137 | 6 | IC | OP | NA | DFO |  | 91.711 | 0.014215 | 0.31 | EIA Prime Mover-level Data | Estimated using an emission factor
2019 | MO | Jackson (MO) | 2137 | 7 | IC | OP | NA | DFO |  | 623.635 | 0.096663 | 0.31 | EIA Prime Mover-level Data | Estimated using an emission factor
2019 | MO | Jackson (MO) | 2137 | 8 | IC | OP | NA | DFO |  | 623.635 | 0.096663 | 0.31 | EIA Prime Mover-level Data | Estimated using an emission factor
2019 | MO | Jackson (MO) | 2137 | 9 | IC | OP | NA | DFO |  | 275.133 | 0.042646 | 0.31 | EIA Prime Mover-level Data | Estimated using an emission factor
2019 | MO | Jackson (MO) | 2137 | 10 | IC | OP | NA | DFO |  | 183.422 | 0.02843 | 0.31 | EIA Prime Mover-level Data | Estimated using an emission factor
2019 | MO | Jackson (MO) | 2137 | 11 | IC | OP | NA | DFO |  | 183.422 | 0.02843 | 0.31 | EIA Prime Mover-level Data | Estimated using an emission factor
2019 | MO | Jackson (MO) | 2137 | 12 | IC | OP | NA | DFO |  | 183.422 | 0.02843 | 0.31 | EIA Prime Mover-level Data | Estimated using an emission factor
2019 | MO | Jackson Square | 2134 | 1 | GT | OP | NA | DFO |  | 11219 | 0.096816 | 0.017259 | EIA Prime Mover-level Data | NEI avg EF - PM, fuel type, firing type
2019 | MO | Jackson Square | 2134 | 2 | GT | OP | NA | DFO |  | 11219 | 0.096816 | 0.017259 | EIA Prime Mover-level Data | NEI avg EF - PM, fuel type, firing type
2019 | MO | Jefferson Street Substation | 56599 | EP08 | IC | RE | NA | DFO
2019 | MO | Jefferson Street Substation | 56599 | EP09 | IC | RE | NA | DFO
2019 | MO | Jefferson Street Substation | 56599 | EP10 | IC | RE | NA | DFO
2019 | MO | Kahoka | 2138 | 3 | IC | OP | NA | DFO |  | 1.297 | 0.00020104 | 0.31 | EIA Prime Mover-level Data | Estimated using an emission factor
2019 | MO | Kahoka | 2138 | 6 | IC | OP | NA | DFO |  | 4.541 | 0.00070385 | 0.31 | EIA Prime Mover-level Data | Estimated using an emission factor
2019 | MO | Kahoka | 2138 | 7 | IC | SB | NA | NG |  | 5.189 | 1.0949e-06 | 0.000422 | EIA Prime Mover-level Data | Estimated using an emission factor
2019 | MO | Kahoka | 2138 | 8 | IC | SB | NA | NG |  | 9.73 | 2.053e-06 | 0.000422 | EIA Prime Mover-level Data | Estimated using an emission factor
2019 | MO | Kahoka | 2138 | 9 | IC | SB | NA | NG |  | 5.838 | 1.2318e-06 | 0.000422 | EIA Prime Mover-level Data | Estimated using an emission factor
2019 | MO | Kahoka | 2138 | 10 | IC | OP | NA | DFO |  | 7.135 | 0.0011059 | 0.31 | EIA Prime Mover-level Data | Estimated using an emission factor
2019 | MO | Kahoka | 2138 | 11 | IC | OP | NA | DFO |  | 7.135 | 0.0011059 | 0.31 | EIA Prime Mover-level Data | Estimated using an emission factor
2019 | MO | Kahoka | 2138 | 12 | IC | OP | NA | DFO |  | 7.135 | 0.0011059 | 0.31 | EIA Prime Mover-level Data | Estimated using an emission factor
2019 | MO | Kansas City International | 6144 | 1 | GT | OS | NA | NG |  |  |  | 0.0070853
2019 | MO | Kansas City International | 6144 | 2 | GT | OS | NA | NG |  |  |  | 0.0070853
2019 | MO | KCP&L SmartGrid Innovation Park | 59772 | 1 | BA | SB | NA | MWH
2019 | MO | Kennett | 2139 | 1 | IC | RE | NA | DFO |  | 186.607 | 0.028924 | 0.31 | EIA Prime Mover-level Data | Estimated using an emission factor
2019 | MO | Kennett | 2139 | 2 | IC | RE | NA | DFO |  | 186.607 | 0.028924 | 0.31 | EIA Prime Mover-level Data | Estimated using an emission factor
2019 | MO | Kennett | 2139 | 3 | IC | RE | NA | DFO |  | 373.213 | 0.057848 | 0.31 | EIA Prime Mover-level Data | Estimated using an emission factor
2019 | MO | Kennett | 2139 | 4 | IC | RE | NA | NG |  | 1166.292 | 0.00024609 | 0.000422 | EIA Prime Mover-level Data | Estimated using an emission factor
2019 | MO | Kennett | 2139 | 5 | IC | RE | NA | DFO |  | 653.124 | 0.10123 | 0.31 | EIA Prime Mover-level Data | Estimated using an emission factor
2019 | MO | Kennett | 2139 | 6 | IC | RE | NA | NG |  | 933.034 | 0.00019687 | 0.000422 | EIA Prime Mover-level Data | Estimated using an emission factor
2019 | MO | Kennett | 2139 | 7 | IC | RE | NA | NG |  | 1166.292 | 0.00024609 | 0.000422 | EIA Prime Mover-level Data | Estimated using an emission factor
2019 | MO | Kennett | 2139 | 8 | IC | RE | NA | NG |  | 1446.202 | 0.00030515 | 0.000422 | EIA Prime Mover-level Data | Estimated using an emission factor
2019 | MO | Kennett | 2139 | 9 | IC | OP | NA | NG |  | 2892.405 | 0.0006103 | 0.000422 | EIA Prime Mover-level Data | Estimated using an emission factor
2019 | MO | Kennett | 2139 | 10 | IC | OP | NA | NG |  | 2892.405 | 0.0006103 | 0.000422 | EIA Prime Mover-level Data | Estimated using an emission factor
2019 | MO | Kennett | 2139 | 11 | IC | OP | NA | NG |  | 2892.405 | 0.0006103 | 0.000422 | EIA Prime Mover-level Data | Estimated using an emission factor
2019 | MO | Kennett | 2139 | 12 | IC | OP | NA | NG |  | 2985.708 | 0.00062998 | 0.000422 | EIA Prime Mover-level Data | Estimated using an emission factor
2019 | MO | Kennett | 2139 | 13 | IC | OP | NA | NG |  | 2985.708 | 0.00062998 | 0.000422 | EIA Prime Mover-level Data | Estimated using an emission factor
2019 | MO | Kings Point Wind Energy Center | 62475 | KPW1 | WT | L | NA | WND
2019 | MO | Kirksville | 2083 | 1 | GT | RE | NA | NG
2019 | MO | La Plata | 2140 | 1 | IC | OP | NA | DFO |  |  |  | 0.30942
2019 | MO | La Plata | 2140 | 2 | IC | OP | NA | DFO |  |  |  | 0.30942
2019 | MO | La Plata | 2140 | 5 | IC | RE | NA | DFO
2019 | MO | La Plata | 2140 | 6 | IC | RE | NA | DFO
2019 | MO | La Plata | 2140 | 7 | IC | RE | NA | DFO
2019 | MO | La Plata | 2140 | 8 | IC | RE | NA | DFO
2019 | MO | La Plata | 2140 | 9 | IC | RE | NA | DFO
2019 | MO | Lebanon Solar Farm (MO) | 61135 | LSF1 | PV | OP | NA | SUN |  | 38466 |  | 0 | EIA Prime Mover-level Data | Estimated using an emission factor
2019 | MO | Loess Hills | 56538 | 1 | WT | OP | NA | WND |  | 78266 |  | 0 | EIA Prime Mover-level Data | Estimated using an emission factor
2019 | MO | Lost Creek Wind Energy Facility | 57189 | LCW | WT | OP | NA | WND |  | 3552509 |  | 0 | EIA Prime Mover-level Data | Estimated using an emission factor
2019 | MO | Macon | 2141 | 1 | IC | RE | NA | DFO
2019 | MO | Macon | 2141 | 3 | IC | RE | NA | DFO
2019 | MO | Macon | 2141 | 4 | IC | SB | NA | DFO |  |  |  | 0.30942
2019 | MO | Macon Energy Center | 56127 | 1 | GT | OP | NA | NG |  | 1042924 | 2.8594 | 0.0054834 | EIA Prime Mover-level Data | NEI avg EF - PM, fuel type, firing type
2019 | MO | Macon Solar Power Project | 59729 | MSF1 | PV | OP | NA | SUN |  | 34905 |  | 0 | EIA Prime Mover-level Data | Estimated using an emission factor
2019 | MO | Main Street (MO) | 2162 | 1 | GT | RE | NA | DFO
2019 | MO | Malden | 2142 | 1 | IC | RE | NA | DFO
2019 | MO | Malden | 2142 | 5 | IC | SB | NA | DFO |  | 72.553 | 0.011246 | 0.31 | EIA Prime Mover-level Data | Estimated using an emission factor
2019 | MO | Malden | 2142 | 6 | IC | SB | NA | DFO |  | 103.648 | 0.016065 | 0.31 | EIA Prime Mover-level Data | Estimated using an emission factor
2019 | MO | Malden | 2142 | 7 | IC | SB | NA | DFO |  | 145.107 | 0.022492 | 0.31 | EIA Prime Mover-level Data | Estimated using an emission factor
2019 | MO | Malden | 2142 | 8 | IC | SB | NA | DFO |  | 222.843 | 0.034541 | 0.31 | EIA Prime Mover-level Data | Estimated using an emission factor
2019 | MO | Malden | 2142 | 2A | IC | SB | NA | DFO |  | 93.283 | 0.014459 | 0.31 | EIA Prime Mover-level Data | Estimated using an emission factor
2019 | MO | Malden | 2142 | 3A | IC | SB | NA | DFO |  | 93.283 | 0.014459 | 0.31 | EIA Prime Mover-level Data | Estimated using an emission factor
2019 | MO | Malden | 2142 | 4A | IC | SB | NA | DFO |  | 93.283 | 0.014459 | 0.31 | EIA Prime Mover-level Data | Estimated using an emission factor
2019 | MO | Marceline | 7470 | 1 | IC | SB | NA | DFO |  | 11.625 | 0.0018019 | 0.31 | EIA Prime Mover-level Data | Estimated using an emission factor
2019 | MO | Marceline | 7470 | 2 | IC | SB | NA | DFO |  | 34.875 | 0.0054056 | 0.31 | EIA Prime Mover-level Data | Estimated using an emission factor
2019 | MO | Marceline | 7470 | 3 | IC | RE | NA | DFO
2019 | MO | Marceline | 7470 | 4 | IC | RE | NA | DFO
2019 | MO | Marceline | 7470 | 5 | IC | SB | NA | DFO |  | 23.25 | 0.0036037 | 0.31 | EIA Prime Mover-level Data | Estimated using an emission factor
2019 | MO | Marceline | 7470 | 6 | IC | SB | NA | DFO |  | 23.25 | 0.0036037 | 0.31 | EIA Prime Mover-level Data | Estimated using an emission factor
2019 | MO | Marshall (MO) | 2144 | 3 | ST | RE | NA | NG
2019 | MO | Marshall (MO) | 2144 | 4 | ST | RE | NA | BIT
2019 | MO | Marshall (MO) | 2144 | 5 | ST | RE | NA | BIT
2019 | MO | Marshall (MO) | 2144 | 7 | IC | OP | NA | DFO |  | 209.167 | 0.032421 | 0.31 | EIA Prime Mover-level Data | Estimated using an emission factor
2019 | MO | Marshall (MO) | 2144 | 8 | IC | OP | NA | DFO |  | 209.167 | 0.032421 | 0.31 | EIA Prime Mover-level Data | Estimated using an emission factor
2019 | MO | Marshall (MO) | 2144 | 9 | IC | OP | NA | DFO |  | 209.167 | 0.032421 | 0.31 | EIA Prime Mover-level Data | Estimated using an emission factor
2019 | MO | Marshall (MO) | 2144 | 10 | IC | OP | NA | NG |  | 1317.75 | 0.00027805 | 0.000422 | EIA Prime Mover-level Data | Estimated using an emission factor
2019 | MO | Marshall (MO) | 2144 | 11 | IC | OP | NA | NG |  | 1317.75 | 0.00027805 | 0.000422 | EIA Prime Mover-level Data | Estimated using an emission factor
2019 | MO | Marshall (MO) | 2144 | GT1 | GT | OP | NA | NG |  | 97393 | 0.26702 | 0.0054834 | EIA Prime Mover-level Data | NEI avg EF - PM, fuel type, firing type
2019 | MO | Marshall Solar Farm (MO) | 60707 | MMSF1 | PV | OP | NA | SUN |  | 36997 |  | 0 | EIA Prime Mover-level Data | Estimated using an emission factor
2019 | MO | MBS Texbook Exchange | 62647 | MBS1 | IC | OP | NA | DFO |  |  |  | 0.30942
2019 | MO | MBS Texbook Exchange | 62647 | MBS2 | IC | OP | NA | DFO |  |  |  | 0.30942
2019 | MO | Memphis | 2145 | 1 | IC | OP | NA | DFO |  |  |  | 0.30942
2019 | MO | Memphis | 2145 | 3 | IC | OP | NA | DFO |  |  |  | 0.30942
2019 | MO | Memphis | 2145 | 6 | IC | OP | NA | DFO |  |  |  | 0.30942
2019 | MO | Memphis | 2145 | 7 | IC | OP | NA | DFO |  |  |  | 0.30942
2019 | MO | Memphis | 2145 | 8 | IC | OP | NA | DFO |  |  |  | 0.30942
2019 | MO | Memphis | 2145 | 9 | IC | OP | NA | DFO |  |  |  | 0.30942
2019 | MO | Memphis | 2145 | 10 | IC | OP | NA | DFO |  |  |  | 0.30942
2019 | MO | Memphis | 2145 | 11 | IC | OP | NA | DFO |  |  |  | 0.30942
2019 | MO | Memphis | 2145 | 12 | IC | OP | NA | DFO |  |  |  | 0.30942
2019 | MO | Memphis | 2145 | 13 | IC | OP | NA | DFO |  |  |  | 0.30942
2019 | MO | Missouri City | 2171 | 1 | ST | RE | NA | BIT
2019 | MO | Missouri City | 2171 | 2 | ST | RE | NA | BIT
2019 | MO | MJMEUC Generating Station #1 | 56478 | 0001 | GT | OP | NA | NG |  | 1259821 | 3.454 | 0.0054834 | EIA Prime Mover-level Data | NEI avg EF - PM, fuel type, firing type
2019 | MO | Monroe (MO) | 2146 | 1 | IC | RE | NA | DFO
2019 | MO | Monroe (MO) | 2146 | 2 | IC | RE | NA | DFO
2019 | MO | Monroe (MO) | 2146 | 3 | IC | RE | NA | NG
2019 | MO | Monroe (MO) | 2146 | 4 | IC | RE | NA | NG
2019 | MO | Monroe (MO) | 2146 | 5 | IC | OP | NA | DFO |  |  |  | 0.30942
2019 | MO | Monroe (MO) | 2146 | 6 | IC | RE | NA | NG
2019 | MO | Monroe (MO) | 2146 | 7 | IC | RE | NA | NG
2019 | MO | Monroe (MO) | 2146 | 8 | IC | OP | NA | DFO |  |  |  | 0.30942
2019 | MO | Monroe (MO) | 2146 | 9 | IC | OP | NA | DFO |  |  |  | 0.30942
2019 | MO | Monroe (MO) | 2146 | 10 | IC | OP | NA | DFO |  |  |  | 0.30942
2019 | MO | Monroe (MO) | 2146 | 11 | IC | OP | NA | DFO |  |  |  | 0.30942
2019 | MO | Monroe (MO) | 2146 | 12 | IC | OP | NA | DFO |  |  |  | 0.30942
2019 | MO | Montrose | 2080 | 1 | ST | RE | TANGENTIAL | SUB
2019 | MO | Montrose | 2080 | 2 | ST | RE | TANGENTIAL |  |  | 0 |  |  | EIA Unit-level Data
2019 | MO | Montrose | 2080 | 3 | ST | RE | TANGENTIAL |  |  | 0 |  |  | EIA Unit-level Data
2019 | MO | MU Combined Heat and Power Plant | 50969 | BFB-1 | ST | OP | NA | WDS |  | 1018908 | 11.6218 | 0.022812 | EIA Unit-level Data | NEI avg EF - PM, fuel type
2019 | MO | MU Combined Heat and Power Plant | 50969 | BLR10 | ST | OP | NA | NG |  | 702198 | 2.8272 | 0.0080524 | EIA Unit-level Data | NEI avg EF - PM, fuel type
2019 | MO | MU Combined Heat and Power Plant | 50969 | BLR12 | ST | OP | NA | NG |  | 461842 | 1.8595 | 0.0080524 | EIA Unit-level Data | NEI avg EF - PM, fuel type
2019 | MO | MU Combined Heat and Power Plant | 50969 | BLR7 | ST | OP | NA | WDS |  | 0 | 0 | 0.022812 | EIA Unit-level Data | NEI avg EF - PM, fuel type, firing type
2019 | MO | MU Combined Heat and Power Plant | 50969 | BLR8 | ST | OP | NA | WDS |  | 0 | 0 | 0.022812 | EIA Unit-level Data | NEI avg EF - PM, fuel type, firing type
2019 | MO | MU Combined Heat and Power Plant | 50969 | BLR9 | ST | OP | NA | WDS |  | 0 | 0 | 0.022812 | EIA Unit-level Data | NEI avg EF - PM, fuel type, firing type
2019 | MO | MU Combined Heat and Power Plant | 50969 | DGT1 | IC | SB | NA | DFO |  | 9.714 | 0.0015028 | 0.30942 | EIA Prime Mover-level Data | NEI avg EF - PM, fuel type, firing type
2019 | MO | MU Combined Heat and Power Plant | 50969 | GEN6 | IC | SB | NA | DFO |  | 2.429 | 0.00037579 | 0.30942 | EIA Prime Mover-level Data | NEI avg EF - PM, fuel type, firing type
2019 | MO | MU Combined Heat and Power Plant | 50969 | GEN7 | IC | SB | NA | DFO |  | 4.857 | 0.00075142 | 0.30942 | EIA Prime Mover-level Data | NEI avg EF - PM, fuel type, firing type
2019 | MO | MU Combined Heat and Power Plant | 50969 | HRSG1 | ST | OP | NA | NG |  | 198183 | 0.79793 | 0.0080524 | EIA Unit-level Data | NEI avg EF - PM, fuel type
2019 | MO | MU Combined Heat and Power Plant | 50969 | HRSG2 | ST | OP | NA | NG |  | 17315 | 0.069714 | 0.0080524 | EIA Unit-level Data | NEI avg EF - PM, fuel type
2019 | MO | MU Combined Heat and Power Plant | 50969 | NTG1 | GT | OP | NA | NG |  | 502400 | 1.3774 | 0.0054834 | EIA Prime Mover-level Data | NEI avg EF - PM, fuel type, firing type
2019 | MO | MU Combined Heat and Power Plant | 50969 | NTG2 | GT | OP | NA | NG |  | 502400 | 1.3774 | 0.0054834 | EIA Prime Mover-level Data | NEI avg EF - PM, fuel type, firing type
2019 | MO | Nevada | 2090 | 1 | GT | OP | NA | DFO |  | 6156 | 0.053124 | 0.017259 | EIA Prime Mover-level Data | NEI avg EF - PM, fuel type, firing type
2019 | MO | Niangua | 2099 | 1 | HY | OP | NA | WAT |  | 3552.5 |  | 1.5381e-07 | EIA Prime Mover-level Data | NEI avg EF - PM, fuel type, firing type
2019 | MO | Niangua | 2099 | 2 | HY | OP | NA | WAT |  | 3552.5 |  | 1.5381e-07 | EIA Prime Mover-level Data | NEI avg EF - PM, fuel type, firing type
2019 | MO | Nixa Solar, LLC | 60673 | NIXA | PV | OP | NA | SUN |  | 133125 |  | 0 | EIA Prime Mover-level Data | Estimated using an emission factor
2019 | MO | Noble Hill Landfill | 56404 | NHLC | IC | OP | NA | LFG |  | 111089 | 0.8165 | 0.0147 | EIA Prime Mover-level Data | Estimated using an emission factor
2019 | MO | North Fork Ridge Wind Energy Center | 62478 | NFRW1 | WT | T | NA | WND
2019 | MO | O'Fallon Renewable Energy Center | 61826 | OREC | PV | OP | NA | SUN |  | 54770 |  | 0 | EIA Prime Mover-level Data | Estimated using an emission factor
2019 | MO | Osage Dam | 2106 | 1 | HY | OP | NA | WAT |  | 1431442 |  | 1.5381e-07 | EIA Prime Mover-level Data | NEI avg EF - PM, fuel type, firing type
2019 | MO | Osage Dam | 2106 | 2 | HY | OP | NA | WAT |  | 1431442 |  | 1.5381e-07 | EIA Prime Mover-level Data | NEI avg EF - PM, fuel type, firing type
2019 | MO | Osage Dam | 2106 | 3 | HY | OP | NA | WAT |  | 1431442 |  | 1.5381e-07 | EIA Prime Mover-level Data | NEI avg EF - PM, fuel type, firing type
2019 | MO | Osage Dam | 2106 | 4 | HY | OP | NA | WAT |  | 1431442 |  | 1.5381e-07 | EIA Prime Mover-level Data | NEI avg EF - PM, fuel type, firing type
2019 | MO | Osage Dam | 2106 | 5 | HY | OP | NA | WAT |  | 1431442 |  | 1.5381e-07 | EIA Prime Mover-level Data | NEI avg EF - PM, fuel type, firing type
2019 | MO | Osage Dam | 2106 | 6 | HY | OP | NA | WAT |  | 1431442 |  | 1.5381e-07 | EIA Prime Mover-level Data | NEI avg EF - PM, fuel type, firing type
2019 | MO | Osage Dam | 2106 | 7 | HY | OP | NA | WAT |  | 1119127 |  | 1.5381e-07 | EIA Prime Mover-level Data | NEI avg EF - PM, fuel type, firing type
2019 | MO | Osage Dam | 2106 | 8 | HY | OP | NA | WAT |  | 1119127 |  | 1.5381e-07 | EIA Prime Mover-level Data | NEI avg EF - PM, fuel type, firing type
2019 | MO | Osborn Wind Energy | 60672 | GEN1 | WT | OP | NA | WND |  | 6330566 |  | 0 | EIA Prime Mover-level Data | Estimated using an emission factor
2019 | MO | Outlaw Wind Project LLC | 63574 | GEN1 | WT | U | NA | WND
2019 | MO | Overall Road Station | 56600 | EP11 | IC | SB | NA | DFO |  | 42 | 0.00651 | 0.31 | EIA Prime Mover-level Data | Estimated using an emission factor
2019 | MO | Overall Road Station | 56600 | EP12 | IC | SB | NA | DFO |  | 42 | 0.00651 | 0.31 | EIA Prime Mover-level Data | Estimated using an emission factor
2019 | MO | Overall Road Station | 56600 | EP13 | IC | SB | NA | DFO |  | 42 | 0.00651 | 0.31 | EIA Prime Mover-level Data | Estimated using an emission factor
2019 | MO | Overall Road Station | 56600 | EP14 | IC | SB | NA | DFO |  | 42 | 0.00651 | 0.31 | EIA Prime Mover-level Data | Estimated using an emission factor
2019 | MO | Ozark Beach | 6280 | 5 | HY | OP | NA | WAT |  | 107869.8 |  | 1.5381e-07 | EIA Prime Mover-level Data | NEI avg EF - PM, fuel type, firing type
2019 | MO | Ozark Beach | 6280 | 6 | HY | OP | NA | WAT |  | 107869.8 |  | 1.5381e-07 | EIA Prime Mover-level Data | NEI avg EF - PM, fuel type, firing type
2019 | MO | Ozark Beach | 6280 | 7 | HY | OP | NA | WAT |  | 107869.8 |  | 1.5381e-07 | EIA Prime Mover-level Data | NEI avg EF - PM, fuel type, firing type
2019 | MO | Ozark Beach | 6280 | 8 | HY | OP | NA | WAT |  | 107869.8 |  | 1.5381e-07 | EIA Prime Mover-level Data | NEI avg EF - PM, fuel type, firing type
2019 | MO | Poplar Bluff Generating Station | 7392 | 1 | IC | OP | NA | NG |  | 1735.836 | 0.00036617 | 0.0004219 | EIA Prime Mover-level Data | NEI avg EF - PM, fuel type, firing type
2019 | MO | Poplar Bluff Generating Station | 7392 | 2 | IC | OP | NA | NG |  | 1735.836 | 0.00036617 | 0.0004219 | EIA Prime Mover-level Data | NEI avg EF - PM, fuel type, firing type
2019 | MO | Poplar Bluff Generating Station | 7392 | 3 | IC | OA | NA | NG |  | 1661.443 | 0.00035056 | 0.000422 | EIA Prime Mover-level Data | Estimated using an emission factor
2019 | MO | Poplar Bluff Generating Station | 7392 | 4 | IC | OA | NA | DFO |  | 1661.443 | 0.25704 | 0.30942 | EIA Prime Mover-level Data | NEI avg EF - PM, fuel type, firing type
2019 | MO | Poplar Bluff Generating Station | 7392 | 5 | IC | OA | NA | NG |  | 1661.443 | 0.00035056 | 0.000422 | EIA Prime Mover-level Data | Estimated using an emission factor
2019 | MO | Richwoods Renewable Energy Center Hybrid | 63066 | RBESS | BA | P | NA | MWH
2019 | MO | Richwoods Renewable Energy Center Hybrid | 63066 | RREC | PV | P | NA | SUN
2019 | MO | Rock Creek Wind Project | 60655 | WT1 | WT | OP | NA | WND |  | 9970142 |  | 0 | EIA Prime Mover-level Data | Estimated using an emission factor
2019 | MO | Rolla Solar Farm (MO) | 60705 | RSF1 | PV | OP | NA | SUN |  | 36523 |  | 0 | EIA Prime Mover-level Data | Estimated using an emission factor
2019 | MO | Salisbury City of | 7400 | 1 | IC | OP | NA | DFO |  | 2.656 | 0.00041091 | 0.30942 | EIA Prime Mover-level Data | NEI avg EF - PM, fuel type, firing type
2019 | MO | Salisbury City of | 7400 | 2 | IC | OP | NA | DFO |  | 2.656 | 0.00041091 | 0.30942 | EIA Prime Mover-level Data | NEI avg EF - PM, fuel type, firing type
2019 | MO | Salisbury City of | 7400 | 3 | IC | OP | NA | DFO |  | 5.844 | 0.00090412 | 0.30942 | EIA Prime Mover-level Data | NEI avg EF - PM, fuel type, firing type
2019 | MO | Salisbury City of | 7400 | 4 | IC | OP | NA | DFO |  | 5.844 | 0.00090412 | 0.30942 | EIA Prime Mover-level Data | NEI avg EF - PM, fuel type, firing type
2019 | MO | Shelbina Power #1 | 7405 | G1 | IC | OP | NA | DFO |  | 22.826 | 0.003538 | 0.31 | EIA Prime Mover-level Data | Estimated using an emission factor
2019 | MO | Shelbina Power #1 | 7405 | G2 | IC | OP | NA | DFO |  | 12.174 | 0.001887 | 0.31 | EIA Prime Mover-level Data | Estimated using an emission factor
2019 | MO | Shelbina Power #2 | 7406 | G3 | IC | OP | NA | DFO |  | 37.091 | 0.0057491 | 0.31 | EIA Prime Mover-level Data | Estimated using an emission factor
2019 | MO | Shelbina Power #2 | 7406 | G4 | IC | OP | NA | DFO |  | 37.091 | 0.0057491 | 0.31 | EIA Prime Mover-level Data | Estimated using an emission factor
2019 | MO | Shelbina Power #2 | 7406 | G5 | IC | OP | NA | DFO |  | 37.091 | 0.0057491 | 0.31 | EIA Prime Mover-level Data | Estimated using an emission factor
2019 | MO | Shelbina Power #2 | 7406 | G6 | IC | OP | NA | DFO |  | 41.727 | 0.0064677 | 0.31 | EIA Prime Mover-level Data | Estimated using an emission factor
2019 | MO | Shelbina Power #3 | 7860 | G7 | IC | OP | NA | DFO |  | 54.5 | 0.0084475 | 0.31 | EIA Prime Mover-level Data | Estimated using an emission factor
2019 | MO | Shelbina Power #3 | 7860 | G8 | IC | OP | NA | DFO |  | 54.5 | 0.0084475 | 0.31 | EIA Prime Mover-level Data | Estimated using an emission factor
2019 | MO | Sibley | 2094 | 1 | ST | RE | CYCLONE | SUB |  |  |  | 0.023193
2019 | MO | Sibley | 2094 | 2 | ST | RE | CYCLONE |  |  | 0 |  |  | EIA Unit-level Data
2019 | MO | Sibley | 2094 | 3 | ST | RE | CYCLONE |  |  | 0 |  |  | EIA Unit-level Data
2019 | MO | Southwestern Bell Telephone | 54858 | E/G1 | IC | SB | NA | DFO |  | 45.93 | 0.0071192 | 0.31 | EIA Prime Mover-level Data | Estimated using an emission factor
2019 | MO | Southwestern Bell Telephone | 54858 | E/G2 | IC | SB | NA | DFO |  | 45.93 | 0.0071192 | 0.31 | EIA Prime Mover-level Data | Estimated using an emission factor
2019 | MO | Southwestern Bell Telephone | 54858 | E/G3 | IC | SB | NA | DFO |  | 45.93 | 0.0071192 | 0.31 | EIA Prime Mover-level Data | Estimated using an emission factor
2019 | MO | Southwestern Bell Telephone | 54858 | E/G4 | IC | SB | NA | DFO |  | 64.302 | 0.0099668 | 0.31 | EIA Prime Mover-level Data | Estimated using an emission factor
2019 | MO | Southwestern Bell Telephone | 54858 | E/G5 | IC | SB | NA | DFO |  | 64.302 | 0.0099668 | 0.31 | EIA Prime Mover-level Data | Estimated using an emission factor
2019 | MO | Southwestern Bell Telephone | 54858 | E/G6 | IC | SB | NA | DFO |  | 64.302 | 0.0099668 | 0.31 | EIA Prime Mover-level Data | Estimated using an emission factor
2019 | MO | Southwestern Bell Telephone | 54858 | E/G7 | IC | SB | NA | DFO |  | 64.302 | 0.0099668 | 0.31 | EIA Prime Mover-level Data | Estimated using an emission factor
2019 | MO | Springfield Solar 1 LLC | 59110 | 1 | PV | OP | NA | SUN |  | 67884 |  | 0 | EIA Prime Mover-level Data | Estimated using an emission factor
2019 | MO | St Joseph Landfill Generating Station | 58024 | UNIT1 | IC | OP | NA | LFG |  | 101426 | 0.74548 | 0.0147 | EIA Prime Mover-level Data | Estimated using an emission factor
2019 | MO | Stanberry | 8110 | 1 | IC | SB | NA | NG |  |  |  | 0.0004219
2019 | MO | Stanberry | 8110 | 2 | IC | SB | NA | NG |  |  |  | 0.0004219
2019 | MO | Stanberry | 8110 | 3 | IC | RE | NA | DFO
2019 | MO | Stanberry | 8110 | 4 | IC | RE | NA | DFO
2019 | MO | Stanberry | 8110 | IC5 | IC | SB | NA | DFO |  |  |  | 0.30942
2019 | MO | Stanberry | 8110 | IC6 | IC | SB | NA | NG |  |  |  | 0.0004219
2019 | MO | Station H | 2135 | 1 | GT | OP | NA | NG |  | 109443.1 | 0.30006 | 0.0054834 | EIA Prime Mover-level Data | NEI avg EF - PM, fuel type, firing type
2019 | MO | Station H | 2135 | 2 | GT | OP | NA | NG |  | 138243.9 | 0.37902 | 0.0054834 | EIA Prime Mover-level Data | NEI avg EF - PM, fuel type, firing type
2019 | MO | Station I | 2136 | 1 | GT | OP | NA | DFO |  | 15201.5 | 0.13118 | 0.017259 | EIA Prime Mover-level Data | NEI avg EF - PM, fuel type, firing type
2019 | MO | Station I | 2136 | 2 | GT | OP | NA | DFO |  | 15201.5 | 0.13118 | 0.017259 | EIA Prime Mover-level Data | NEI avg EF - PM, fuel type, firing type
2019 | MO | Stockton Hydro | 2124 | 1 | HY | OP | NA | WAT |  | 647669 |  | 1.5381e-07 | EIA Prime Mover-level Data | NEI avg EF - PM, fuel type, firing type
2019 | MO | Sub 2 Generating Station | 56126 | 1 | IC | SB | NA | DFO |  |  |  | 0.30942
2019 | MO | Sub 2 Generating Station | 56126 | 2 | IC | SB | NA | DFO |  |  |  | 0.30942
2019 | MO | Sub 3 Generating Station | 56128 | 1 | IC | SB | NA | DFO |  |  |  | 0.30942
2019 | MO | Sub 3 Generating Station | 56128 | 2 | IC | SB | NA | DFO |  |  |  | 0.30942
2019 | MO | Sub 3 Generating Station | 56128 | 3 | IC | SB | NA | DFO |  |  |  | 0.30942
2019 | MO | Sub 3 Generating Station | 56128 | 4 | IC | SB | NA | DFO |  |  |  | 0.30942
2019 | MO | Table Rock | 2166 | 1 | HY | OP | NA | WAT |  | 1826126 |  | 1.5381e-07 | EIA Prime Mover-level Data | NEI avg EF - PM, fuel type, firing type
2019 | MO | Table Rock | 2166 | 2 | HY | OP | NA | WAT |  | 1826126 |  | 1.5381e-07 | EIA Prime Mover-level Data | NEI avg EF - PM, fuel type, firing type
2019 | MO | Table Rock | 2166 | 3 | HY | OP | NA | WAT |  | 1826126 |  | 1.5381e-07 | EIA Prime Mover-level Data | NEI avg EF - PM, fuel type, firing type
2019 | MO | Table Rock | 2166 | 4 | HY | OP | NA | WAT |  | 1826126 |  | 1.5381e-07 | EIA Prime Mover-level Data | NEI avg EF - PM, fuel type, firing type
2019 | MO | Taum Sauk | 2108 | 1 | PS | OP | NA | WAT |  | 0 |  |  | EIA Prime Mover-level Data
2019 | MO | Taum Sauk | 2108 | 2 | PS | OP | NA | WAT |  | 0 |  |  | EIA Prime Mover-level Data
2019 | MO | Trenton Diesel | 2163 | 1 | IC | RE | NA | DFO
2019 | MO | Trenton Diesel | 2163 | 2 | IC | RE | NA | DFO
2019 | MO | Trenton Diesel | 2163 | 4 | IC | RE | NA | DFO
2019 | MO | Trenton Diesel | 2163 | 5 | IC | RE | NA | DFO
2019 | MO | Trenton Diesel | 2163 | 6 | IC | RE | NA | DFO
2019 | MO | Trenton Diesel | 2163 | 7 | IC | RE | NA | DFO
2019 | MO | Trenton North | 698 | 1 | IC | OP | NA | DFO |  | 202.2 | 0.031341 | 0.31 | EIA Prime Mover-level Data | Estimated using an emission factor
2019 | MO | Trenton North | 698 | 2 | IC | OP | NA | DFO |  | 202.2 | 0.031341 | 0.31 | EIA Prime Mover-level Data | Estimated using an emission factor
2019 | MO | Trenton North | 698 | 3 | IC | OP | NA | DFO |  | 202.2 | 0.031341 | 0.31 | EIA Prime Mover-level Data | Estimated using an emission factor
2019 | MO | Trenton North | 698 | 4 | IC | OP | NA | DFO |  | 202.2 | 0.031341 | 0.31 | EIA Prime Mover-level Data | Estimated using an emission factor
2019 | MO | Trenton North | 698 | 5 | IC | OP | NA | DFO |  | 202.2 | 0.031341 | 0.31 | EIA Prime Mover-level Data | Estimated using an emission factor
2019 | MO | Trenton Solar Farm (MO) | 60704 | TSF1 | PV | OP | NA | SUN |  | 37228 |  | 0 | EIA Prime Mover-level Data | Estimated using an emission factor
2019 | MO | Trenton South | 7935 | 1 | IC | OP | NA | DFO |  | 143.571 | 0.022254 | 0.31 | EIA Prime Mover-level Data | Estimated using an emission factor
2019 | MO | Trenton South | 7935 | 2 | IC | OP | NA | DFO |  | 143.571 | 0.022254 | 0.31 | EIA Prime Mover-level Data | Estimated using an emission factor
2019 | MO | Trenton South | 7935 | 3 | IC | OP | NA | DFO |  | 143.571 | 0.022254 | 0.31 | EIA Prime Mover-level Data | Estimated using an emission factor
2019 | MO | Trenton South | 7935 | 4 | IC | OP | NA | DFO |  | 143.571 | 0.022254 | 0.31 | EIA Prime Mover-level Data | Estimated using an emission factor
2019 | MO | Trenton South | 7935 | 5 | IC | OP | NA | DFO |  | 143.571 | 0.022254 | 0.31 | EIA Prime Mover-level Data | Estimated using an emission factor
2019 | MO | Trenton South | 7935 | 6 | IC | OP | NA | DFO |  | 143.571 | 0.022254 | 0.31 | EIA Prime Mover-level Data | Estimated using an emission factor
2019 | MO | Trenton South | 7935 | 7 | IC | OP | NA | DFO |  | 143.571 | 0.022254 | 0.31 | EIA Prime Mover-level Data | Estimated using an emission factor
2019 | MO | Trigen St. Louis | 56309 | CT-1 | CS |  | NA | NG |  | 191919.1 | 0.040495 | 0.000422 | EIA Unit-level Data | Estimated using an emission factor
2019 | MO | Trigen St. Louis | 56309 | CT-2 | CS |  | NA | NG |  | 72615.84 | 0.015322 | 0.000422 | EIA Unit-level Data | Estimated using an emission factor
2019 | MO | Trigen St. Louis | 56309 | HRSG1 | CA | OP | NA | NG |  | 0 | 0 | 0.000422 | EIA Unit-level Data | Estimated using an emission factor
2019 | MO | Trigen St. Louis | 56309 | HRSG2 | CA | OP | NA | NG |  | 0 | 0 | 0.000422 | EIA Unit-level Data | Estimated using an emission factor
2019 | MO | Trigen St. Louis | 56309 | IC-1 | IC | OP | NA | DFO |  |  |  | 0.30942
2019 | MO | Unionville | 6563 | 1 | GT | OS | NA | DFO |  |  |  | 0.022973
2019 | MO | Unionville | 6563 | 2 | GT | OS | NA | DFO |  |  |  | 0.022973
2019 | MO | Unionville City of | 2164 | 1 | IC | OP | NA | DFO |  | 7.724 | 0.0011972 | 0.31 | EIA Prime Mover-level Data | Estimated using an emission factor
2019 | MO | Unionville City of | 2164 | 2 | IC | OP | NA | DFO |  | 16.414 | 0.0025442 | 0.31 | EIA Prime Mover-level Data | Estimated using an emission factor
2019 | MO | Unionville City of | 2164 | 3 | IC | OP | NA | DFO |  | 1.931 | 0.0002993 | 0.31 | EIA Prime Mover-level Data | Estimated using an emission factor
2019 | MO | Unionville City of | 2164 | 4 | IC | OP | NA | DFO |  | 9.655 | 0.0014965 | 0.31 | EIA Prime Mover-level Data | Estimated using an emission factor
2019 | MO | Unionville City of | 2164 | 5 | IC | OP | NA | DFO |  | 2.897 | 0.00044904 | 0.31 | EIA Prime Mover-level Data | Estimated using an emission factor
2019 | MO | Unionville City of | 2164 | 6 | IC | OP | NA | DFO |  | 2.897 | 0.00044904 | 0.31 | EIA Prime Mover-level Data | Estimated using an emission factor
2019 | MO | Unionville City of | 2164 | 7 | IC | OP | NA | DFO |  | 10.621 | 0.0016463 | 0.31 | EIA Prime Mover-level Data | Estimated using an emission factor
2019 | MO | Unionville City of | 2164 | 8 | IC | OP | NA | DFO |  | 12.552 | 0.0019456 | 0.31 | EIA Prime Mover-level Data | Estimated using an emission factor
2019 | MO | Unionville City of | 2164 | 9 | IC | OP | NA | DFO |  | 19.31 | 0.002993 | 0.31 | EIA Prime Mover-level Data | Estimated using an emission factor
2019 | MO | Utica Renewable Energy Center Hybrid | 63067 | UBESS | BA | P | NA | MWH
2019 | MO | Utica Renewable Energy Center Hybrid | 63067 | UREC | PV | P | NA | SUN
2019 | MO | Viaduct | 2096 | 1 | GT | RE | NA | NG
2019 | MO | Walton Street Substation | 56598 | EP05 | IC | RE | NA | DFO |  |  |  | 0.31
2019 | MO | Walton Street Substation | 56598 | EP06 | IC | RE | NA | DFO |  |  |  | 0.31
2019 | MO | Walton Street Substation | 56598 | EP07 | IC | SB | NA | DFO |  | 35 | 0.005425 | 0.31 | EIA Prime Mover-level Data | Estimated using an emission factor
2019 | MO | Waynesville Solar Farm (MO) | 60706 | WSF1 | PV | OP | NA | SUN |  | 38466 |  | 0 | EIA Prime Mover-level Data | Estimated using an emission factor
2019 | MO | White Cloud Wind Project, LLC | 62624 | WTCWF | WT | U | NA | WND
2019 | MO | Asbury | 2076 | 1 | ST | OP | CYCLONE | SUB | 5560 | 9441756 | 0.28807 | 6.1021e-05 | EPA/CAMD | EPA/NEI | 1970
2019 | MO | Audrain Power Plant | 55234 | CT1 | GT | OP | CT | NG | 61 | 37174.03 | 0.067923 | 0.0036543 | EPA/CAMD | EPA/NEI | 2001
2019 | MO | Audrain Power Plant | 55234 | CT2 | GT | OP | CT | NG | 67 | 43120.58 | 0.071169 | 0.0033009 | EPA/CAMD | EPA/NEI | 2001
2019 | MO | Audrain Power Plant | 55234 | CT3 | GT | OP | CT | NG | 51 | 34221.15 | 0.069672 | 0.0040719 | EPA/CAMD | EPA/NEI | 2001
2019 | MO | Audrain Power Plant | 55234 | CT4 | GT | OP | CT | NG | 58 | 38411.57 | 0.085291 | 0.0044409 | EPA/CAMD | EPA/NEI | 2001
2019 | MO | Audrain Power Plant | 55234 | CT5 | GT | OP | CT | NG | 31 | 18255.79 | 0.043602 | 0.0047768 | EPA/CAMD | EPA/NEI | 2001
2019 | MO | Audrain Power Plant | 55234 | CT6 | GT | OP | CT | NG | 29 | 19876.63 | 0.040594 | 0.0040846 | EPA/CAMD | EPA/NEI | 2001
2019 | MO | Audrain Power Plant | 55234 | CT7 | GT | OP | CT | NG | 20 | 13843.37 | 0.030656 | 0.004429 | EPA/CAMD | EPA/NEI | 2001
2019 | MO | Audrain Power Plant | 55234 | CT8 | GT | OP | CT | NG | 20 | 13729.07 | 0.038537 | 0.0056139 | EPA/CAMD | EPA/NEI | 2001
2019 | MO | Blue Valley | 2132 | 3 | ST | OP | TANGENTIAL | NG | 1655 | 265472.6 | 0.30837 | 0.0023232 | EPA/CAMD | EPA/NEI | 1965
2019 | MO | Chillicothe | 2122 | GT1A | GT | OP | CT | NG | 151 | 24789.9 | 0.096872 | 0.0078154 | EPA/CAMD | NEI avg EF - PM, fuel type, firing type | 1986
2019 | MO | Chillicothe | 2122 | GT1B | GT | OP | CT | NG | 153 | 25657.9 | 0.10026 | 0.0078154 | EPA/CAMD | NEI avg EF - PM, fuel type, firing type | 1986
2019 | MO | Chillicothe | 2122 | GT2A | GT | OP | CT | NG | 98 | 15092.7 | 0.058978 | 0.0078154 | EPA/CAMD | NEI avg EF - PM, fuel type, firing type | 1986
2019 | MO | Chillicothe | 2122 | GT2B | GT | OP | CT | NG | 107 | 17688 | 0.06912 | 0.0078154 | EPA/CAMD | NEI avg EF - PM, fuel type, firing type | 1986
2019 | MO | Columbia | 2123 | 6 | ST | OP | STOKER | NG | 0 |  |  | 0.0080534 |  |  | 1957
2019 | MO | Columbia | 2123 | 7 | ST | OP | STOKER | BIT | 0 |  |  | 0.044409 |  |  | 1965
2019 | MO | Columbia | 2123 | 8 | ST | OP | WALL | NG | 1889 | 312698.1 | 0.06723 | 0.00043 | EPA/CAMD | EPA/NEI | 1970
2019 | MO | Columbia Energy Center (MO) | 55447 | CT01 | GT | OP | CT | NG | 90 | 25985.85 | 0.12441 | 0.0095752 | EPA/CAMD | EPA/NEI | 2001
2019 | MO | Columbia Energy Center (MO) | 55447 | CT02 | GT | OP | CT | NG | 58 | 17206.71 | 0.080107 | 0.0093111 | EPA/CAMD | EPA/NEI | 2001
2019 | MO | Columbia Energy Center (MO) | 55447 | CT03 | GT | OP | CT | NG | 74 | 21687.94 | 0.096401 | 0.0088899 | EPA/CAMD | EPA/NEI | 2001
2019 | MO | Columbia Energy Center (MO) | 55447 | CT04 | GT | OP | CT | NG | 43 | 12717.38 | 0.049457 | 0.0077778 | EPA/CAMD | EPA/NEI | 2001
2019 | MO | Dogwood Energy Facility | 55178 | CT-1 | CT | OP | CC | NG | 5055 | 8641128 | 27.0664 | 0.0062645 | EPA/CAMD | EPA/NEI | 2001
2019 | MO | Dogwood Energy Facility | 55178 | CT-2 | CT | OP | CC | NG | 5368 | 9079970 | 28.4265 | 0.0062614 | EPA/CAMD | EPA/NEI | 2001
2019 | MO | Empire District Elec Co Energy Ctr | 6223 | 1 | GT | OP | CT | NG | 253 | 120561 | 0.011453 | 0.00019 | EPA/CAMD | EPA/NEI | 1978
2019 | MO | Empire District Elec Co Energy Ctr | 6223 | 2 | GT | OP | CT | NG | 226 | 109187.4 | 0.010373 | 0.00019 | EPA/CAMD | EPA/NEI | 1981
2019 | MO | Empire District Elec Co Energy Ctr | 6223 | 3A | GT | OP | CT | NG | 2075 | 340416.8 | 0.03234 | 0.00019 | EPA/CAMD | EPA/NEI | 2003
2019 | MO | Empire District Elec Co Energy Ctr | 6223 | 3B | GT | OP | CT | NG | 2385 | 412018.7 | 0.039142 | 0.00019 | EPA/CAMD | EPA/NEI | 2003
2019 | MO | Empire District Elec Co Energy Ctr | 6223 | 4A | GT | OP | CT | NG | 1588 | 252002.2 | 0.02394 | 0.00019 | EPA/CAMD | EPA/NEI | 2003
2019 | MO | Empire District Elec Co Energy Ctr | 6223 | 4B | GT | OP | CT | NG | 1586 | 248407.8 | 0.023599 | 0.00019 | EPA/CAMD | EPA/NEI | 2003
2019 | MO | Essex Power Plant | 7749 | 1 | GT | OP | CT | NG | 478 | 447625.6 | 2.9183 | 0.013039 | EPA/CAMD | EPA/NEI | 1999
2019 | MO | Fairgrounds | 2082 | CT01 | GT | OP | CT | DFO | 10 | 6504.3 | 0.0062279 | 0.001915 | EPA/CAMD | EPA/NEI | 1974
2019 | MO | Greenwood Energy Center | 6074 | 1 | GT | OP | CT | NG | 517 | 109609.2 | 0.010413 | 0.00019 | EPA/CAMD | EPA/NEI | 1975
2019 | MO | Greenwood Energy Center | 6074 | 2 | GT | OP | CT | NG | 284 | 71938.47 | 0.0022523 | 6.2617e-05 | EPA/CAMD | EPA/NEI | 1975
2019 | MO | Greenwood Energy Center | 6074 | 3 | GT | OP | CT | NG | 415 | 113700.4 | 0.010802 | 0.00019 | EPA/CAMD | EPA/NEI | 1977
2019 | MO | Greenwood Energy Center | 6074 | 4 | GT | OP | CT | NG | 421 | 100750.9 | 0.0095713 | 0.00019 | EPA/CAMD | EPA/NEI | 1979
2019 | MO | Hawthorn | 2079 | 6 | GT | OP | CT | NG | 0 |  |  | 0.0070853 |  |  | 1997
2019 | MO | Hawthorn | 2079 | 7 | GT | OP | CT | NG | 558 | 339945.8 | 0.032295 | 0.00019 | EPA/CAMD | EPA/NEI | 2000
2019 | MO | Hawthorn | 2079 | 8 | GT | OP | CT | NG | 1091 | 654258.1 | 0.062155 | 0.00019 | EPA/CAMD | EPA/NEI | 2000
2019 | MO | Hawthorn | 2079 | 9 | CT | OP | CC | NG | 802 | 858654.9 | 0.081572 | 0.00019 | EPA/CAMD | EPA/NEI | 2000
2019 | MO | Hawthorn | 2079 | 5A | ST | OP | WALL | SUB | 7045 | 28388380 | 120.0119 | 0.008455 | EPA/CAMD | EPA/NEI | 2001
2019 | MO | Higginsville Municipal Power Plant | 2131 | 4A | GT | OP | CT | NG | 190 | 42013.1 | 0.13203 | 0.0062854 | EPA/CAMD | EPA/NEI | 1996
2019 | MO | Higginsville Municipal Power Plant | 2131 | 4B | GT | OP | CT | NG | 187 | 41568.7 | 0.13042 | 0.0062751 | EPA/CAMD | EPA/NEI | 1996
2019 | MO | Holden Power Plant | 7848 | 1 | GT | OP | CT | NG | 453 | 371514.7 | 1.223 | 0.0065841 | EPA/CAMD | EPA/NEI | 2002
2019 | MO | Holden Power Plant | 7848 | 2 | GT | OP | CT | NG | 1069 | 925440.7 | 3.0566 | 0.0066057 | EPA/CAMD | EPA/NEI | 2002
2019 | MO | Holden Power Plant | 7848 | 3 | GT | OP | CT | NG | 943 | 803573.4 | 2.6614 | 0.0066238 | EPA/CAMD | EPA/NEI | 2002
2019 | MO | Iatan | 6065 | 1 | ST | OP | WALL | SUB | 5268 | 25162420 | 239.043 | 0.019 | EPA/CAMD | EPA/NEI | 1980
2019 | MO | Iatan | 6065 | 2 | ST | OP | WALL | SUB | 7702 | 53665180 | 140.9394 | 0.0052525 | EPA/CAMD | EPA/NEI | 2010
2019 | MO | James River | 2161 | 4 | ST | OP | WALL | NG | 0 |  |  | 0.0080534 |  |  | 1964
2019 | MO | James River | 2161 | 5 | ST | OP | WALL | NG | 0 |  |  | 0.0080534 |  |  | 1970
2019 | MO | James River | 2161 | **GT1 | GT | OP | CT | NG | 1466 | 799541.2 | 1.0672 | 0.0026694 | EPA/CAMD | EPA/NEI | 1989
2019 | MO | James River | 2161 | **GT2 | GT | OP | CT | NG | 1829 | 1036814 | 0.098497 | 0.00019 | EPA/CAMD | EPA/NEI | 1992
2019 | MO | John Twitty Energy Center | 6195 | 1 | ST | OP | WALL | SUB | 3342 | 4297541 | 40.8266 | 0.019 | EPA/CAMD | EPA/NEI | 1976
2019 | MO | John Twitty Energy Center | 6195 | 2 | ST | OP | WALL | SUB | 7615 | 13657100 | 60.3812 | 0.0088425 | EPA/CAMD | EPA/NEI | 2010
2019 | MO | John Twitty Energy Center | 6195 | CT1A | GT | OP | CT | NG | 378 | 80613.56 | 0.23659 | 0.0058696 | EPA/CAMD | EPA/NEI | 1982
2019 | MO | John Twitty Energy Center | 6195 | CT1B | GT | OP | CT | NG | 416 | 87738.75 | 0.22312 | 0.005086 | EPA/CAMD | EPA/NEI | 1982
2019 | MO | John Twitty Energy Center | 6195 | CT2A | GT | OP | CT | NG | 1151 | 249552.6 | 0.66877 | 0.0053597 | EPA/CAMD | EPA/NEI | 1982
2019 | MO | John Twitty Energy Center | 6195 | CT2B | GT | OP | CT | NG | 1124 | 262972.8 | 0.67239 | 0.0051138 | EPA/CAMD | EPA/NEI | 1982
2019 | MO | Labadie | 2103 | 1 | ST | OP | TANGENTIAL | SUB | 6488 | 32983150 | 313.3399 | 0.019 | EPA/CAMD | EPA/NEI | 1970
2019 | MO | Labadie | 2103 | 2 | ST | OP | TANGENTIAL | SUB | 6217 | 31730140 | 301.4363 | 0.019 | EPA/CAMD | EPA/NEI | 1971
2019 | MO | Labadie | 2103 | 3 | ST | OP | TANGENTIAL | SUB | 8533 | 43269750 | 411.0627 | 0.019 | EPA/CAMD | EPA/NEI | 1972
2019 | MO | Labadie | 2103 | 4 | ST | OP | TANGENTIAL | SUB | 8188 | 39883960 | 378.8977 | 0.019 | EPA/CAMD | EPA/NEI | 1973
2019 | MO | Lake Road | 2098 | 6 | ST | OP | CYCLONE | NG | 677 | 174685 | 0.40759 | 0.0046666 | EPA/CAMD | EPA/NEI | 1966
2019 | MO | Lake Road | 2098 | GT5 | GT | OP | CT | NG | 847 | 329635.8 | 0.1613 | 0.00097866 | EPA/CAMD | EPA/NEI | 1973
2019 | MO | McCartney Generating Station | 7903 | MGS1A | GT | OP | CT | NG | 1829 | 291017.8 | 0.63738 | 0.0043803 | EPA/CAMD | EPA/NEI | 2002
2019 | MO | McCartney Generating Station | 7903 | MGS1B | GT | OP | CT | NG | 1825 | 303518.3 | 0.67445 | 0.0044442 | EPA/CAMD | EPA/NEI | 2002
2019 | MO | McCartney Generating Station | 7903 | MGS2A | GT | OP | CT | NG | 1697 | 264697.8 | 0.63875 | 0.0048262 | EPA/CAMD | EPA/NEI | 2002
2019 | MO | McCartney Generating Station | 7903 | MGS2B | GT | OP | CT | NG | 1710 | 277299.1 | 0.68907 | 0.0049699 | EPA/CAMD | EPA/NEI | 2002
2019 | MO | Meramec | 2104 | 1 | ST | OP | TANGENTIAL | NG | 282 | 89917.8 | 0.066068 | 0.0014695 | EPA/CAMD | EPA/NEI | 1953
2019 | MO | Meramec | 2104 | 2 | ST | OP | TANGENTIAL | NG | 854 | 145919.9 | 0.1347 | 0.0018462 | EPA/CAMD | EPA/NEI | 1954
2019 | MO | Meramec | 2104 | 3 | ST | OP | WALL | SUB | 664 | 746353.9 | 7.0904 | 0.019 | EPA/CAMD | EPA/NEI | 1958
2019 | MO | Meramec | 2104 | 4 | ST | OP | WALL | SUB | 2557 | 5075275 | 48.2151 | 0.019 | EPA/CAMD | EPA/NEI | 1961
2019 | MO | Meramec | 2104 | CT01 | GT | OP | CT | DFO | 0 |  |  | 0.022973 |  |  | 1974
2019 | MO | Meramec | 2104 | CT2A | GT | OP | CT | NG | 28 | 8079.6 | 0.012967 | 0.0032098 | EPA/CAMD | EPA/NEI | 1974
2019 | MO | Meramec | 2104 | CT2B | GT | OP | CT | NG | 18 | 5653.4 | 0.022092 | 0.0078154 | EPA/CAMD | NEI avg EF - PM, fuel type, firing type | 1974
2019 | MO | Mexico | 6650 | CT01 | GT | OP | CT | DFO | 16 | 10300.1 | 0.038072 | 0.0073925 | EPA/CAMD | EPA/NEI | 1977
2019 | MO | Moberly | 6651 | CT01 | GT | OP | CT | DFO | 38 | 30347.5 | 0.021376 | 0.0014087 | EPA/CAMD | EPA/NEI | 1977
2019 | MO | Moreau | 6652 | CT01 | GT | OP | CT | DFO | 34 | 27852.8 | 0.040615 | 0.0029164 | EPA/CAMD | EPA/NEI | 1977
2019 | MO | New Madrid Power Plant | 2167 | 1 | ST | OP | CYCLONE | RC | 7430 | 32193340 | 187.5262 | 0.01165 | EPA/CAMD | EPA/NEI | 1972
2019 | MO | New Madrid Power Plant | 2167 | 2 | ST | OP | CYCLONE | RC | 7960 | 32872110 | 191.4801 | 0.01165 | EPA/CAMD | EPA/NEI | 1977
2019 | MO | Nodaway Power Plant | 7754 | 1 | GT | OP | CT | NG | 96 | 59090.47 | 0.19828 | 0.0067109 | EPA/CAMD | EPA/NEI | 1999
2019 | MO | Nodaway Power Plant | 7754 | 2 | GT | OP | CT | NG | 70 | 46190.75 | 0.14656 | 0.006346 | EPA/CAMD | EPA/NEI | 1999
2019 | MO | Northeast Generating Station | 2081 | 11 | GT | OP | CT | DFO | 101 | 22046.5 | 0.10424 | 0.0094561 | EPA/CAMD | EPA/NEI | 1972
2019 | MO | Northeast Generating Station | 2081 | 12 | GT | OP | CT | DFO | 64 | 13684.4 | 0.029571 | 0.0043219 | EPA/CAMD | EPA/NEI | 1972
2019 | MO | Northeast Generating Station | 2081 | 13 | GT | OP | CT | DFO | 85 | 15724.4 | 0.02846 | 0.0036199 | EPA/CAMD | EPA/NEI | 1976
2019 | MO | Northeast Generating Station | 2081 | 14 | GT | OP | CT | DFO | 101 | 20150 | 0.047003 | 0.0046653 | EPA/CAMD | EPA/NEI | 1976
2019 | MO | Northeast Generating Station | 2081 | 15 | GT | OP | CT | DFO | 117 | 22780.9 | 0.022835 | 0.0020048 | EPA/CAMD | EPA/NEI | 1975
2019 | MO | Northeast Generating Station | 2081 | 16 | GT | OP | CT | DFO | 104 | 21250.5 | 0.026141 | 0.0024603 | EPA/CAMD | EPA/NEI | 1975
2019 | MO | Northeast Generating Station | 2081 | 17 | GT | OP | CT | DFO | 111 | 26202.5 | 0.070355 | 0.0053701 | EPA/CAMD | EPA/NEI | 1977
2019 | MO | Northeast Generating Station | 2081 | 18 | GT | OP | CT | DFO | 95 | 20173.6 | 0.028804 | 0.0028556 | EPA/CAMD | EPA/NEI | 1977
2019 | MO | Peno Creek Energy Center | 7964 | CT1A | GT | OP | CT | NG | 532 | 115781 | 0.79454 | 0.013725 | EPA/CAMD | EPA/NEI | 2002
2019 | MO | Peno Creek Energy Center | 7964 | CT1B | GT | OP | CT | NG | 524 | 111847.2 | 0.43442 | 0.0077681 | EPA/CAMD | EPA/NEI | 2002
2019 | MO | Peno Creek Energy Center | 7964 | CT2A | GT | OP | CT | NG | 261 | 58132.82 | 0.098451 | 0.0033871 | EPA/CAMD | EPA/NEI | 2002
2019 | MO | Peno Creek Energy Center | 7964 | CT2B | GT | OP | CT | NG | 228 | 49762.02 | 0.054611 | 0.0021949 | EPA/CAMD | EPA/NEI | 2002
2019 | MO | Peno Creek Energy Center | 7964 | CT3A | GT | OP | CT | NG | 480 | 100218.8 | 0.019154 | 0.00038224 | EPA/CAMD | EPA/NEI | 2002
2019 | MO | Peno Creek Energy Center | 7964 | CT3B | GT | OP | CT | NG | 469 | 101203.2 | 0.088258 | 0.0017442 | EPA/CAMD | EPA/NEI | 2002
2019 | MO | Peno Creek Energy Center | 7964 | CT4A | GT | OP | CT | NG | 415 | 88174.77 | 0.26319 | 0.0059697 | EPA/CAMD | EPA/NEI | 2002
2019 | MO | Peno Creek Energy Center | 7964 | CT4B | GT | OP | CT | NG | 389 | 82751.58 | 0.19602 | 0.0047376 | EPA/CAMD | EPA/NEI | 2002
2019 | MO | Ralph Green Station | 2092 | 3 | GT | OP | CT | NG | 657 | 207439.6 | 0.47081 | 0.0045392 | EPA/CAMD | EPA/NEI | 1981
2019 | MO | Rush Island | 6155 | 1 | ST | OP | TANGENTIAL | RC | 6595 | 25998010 | 246.9811 | 0.019 | EPA/CAMD | EPA/NEI | 1976
2019 | MO | Rush Island | 6155 | 2 | ST | OP | TANGENTIAL | RC | 7035 | 29326340 | 278.6002 | 0.019 | EPA/CAMD | EPA/NEI | 1977
2019 | MO | Sikeston | 6768 | 1 | ST | OP | WALL | SUB | 7902 | 16283910 | 154.6971 | 0.019 | EPA/CAMD | EPA/NEI | 1981
2019 | MO | Sioux | 2107 | 1 | ST | OP | CYCLONE | RC | 6966 | 26425320 | 249.9835 | 0.01892 | EPA/CAMD | EPA/NEI | 1967
2019 | MO | Sioux | 2107 | 2 | ST | OP | CYCLONE | RC | 4532 | 15554590 | 147.1464 | 0.01892 | EPA/CAMD | EPA/NEI | 1968
2019 | MO | South Harper Peaking Facility | 56151 | 1 | GT | OP | CT | NG | 349 | 340539.1 | 0.17644 | 0.0010362 | EPA/CAMD | EPA/NEI | 2005
2019 | MO | South Harper Peaking Facility | 56151 | 2 | GT | OP | CT | NG | 331 | 318424.8 | 0.074367 | 0.0004671 | EPA/CAMD | EPA/NEI | 2005
2019 | MO | South Harper Peaking Facility | 56151 | 3 | GT | OP | CT | NG | 409 | 393035.7 | 0.073142 | 0.00037219 | EPA/CAMD | EPA/NEI | 2005
2019 | MO | St. Francis Power Plant | 7604 | 1 | CT | OP | CC | NG | 2869 | 3696062 | 1.2903 | 0.00069821 | EPA/CAMD | EPA/NEI | 1999
2019 | MO | St. Francis Power Plant | 7604 | 2 | CT | OP | CC | NG | 3085 | 3937785 | 1.7098 | 0.00086843 | EPA/CAMD | EPA/NEI | 2001
2019 | MO | State Line (MO) | 7296 | 1 | GT | OP | CT | NG | 1717 | 856457.7 | 0.081363 | 0.00019 | EPA/CAMD | EPA/NEI | 2000
2019 | MO | State Line (MO) | 7296 | 2-1 | CT | OP | CC | NG | 7216 | 10166090 | 0.96578 | 0.00019 | EPA/CAMD | EPA/NEI | 2000
2019 | MO | State Line (MO) | 7296 | 2-2 | CT | OP | CC | NG | 6245 | 8741401 | 0.83043 | 0.00019 | EPA/CAMD | EPA/NEI | 2000
2019 | MO | Thomas Hill Energy Center | 2168 | MB1 | ST | OP | CYCLONE | RC | 7707 | 12232310 | 0.068435 | 1.1189e-05 | EPA/CAMD | EPA/NEI | 1966
2019 | MO | Thomas Hill Energy Center | 2168 | MB2 | ST | OP | CYCLONE | RC | 7042 | 17501340 | 0.033499 | 3.8282e-06 | EPA/CAMD | EPA/NEI | 1969
2019 | MO | Thomas Hill Energy Center | 2168 | MB3 | ST | OP | WALL | RC | 8376 | 52763890 | 1.0319 | 3.9114e-05 | EPA/CAMD | EPA/NEI | 1982
2019 | MS | Arkabutla Lake Hydroelectric Project | 62402 | NA1 | HY | P | NA | WAT
2019 | MS | Arkabutla Lake Hydroelectric Project | 62402 | NA2 | HY | P | NA | WAT
2019 | MS | Benndale | 2068 | 1 | GT | RE | NA | NG
2019 | MS | Benndale | 2068 | BENU1 | IC | TS | NA | NG
2019 | MS | Benndale | 2068 | BENU2 | IC | TS | NA | NG
2019 | MS | CF Industries Yazoo City Complex | 10195 | EXIS | GT | OP | NA | NG |  | 1860677 | 5.1014 | 0.0054834 | EIA Prime Mover-level Data | NEI avg EF - PM, fuel type, firing type
2019 | MS | Columbus MS | 50184 | COMB | ST | OP | CELL | WDS |  | 4157028 | 71.9441 | 0.034613 | EIA Unit-level Data | NEI avg EF - PM, fuel type, firing type
2019 | MS | Columbus MS | 50184 | PKG | ST | OP | WALL | NG |  | 153343 | 0.55007 | 0.0071744 | EIA Unit-level Data | NEI avg EF - PM, fuel type, firing type
2019 | MS | Columbus MS | 50184 | REC | ST | OP | CYCLONE | BLQ |  | 12383140 | 0.38512 | 6.22e-05 | EIA Unit-level Data | Estimated using an emission factor
2019 | MS | Delta (MS) | 2051 | 1 | ST | RE | WALL | NG
2019 | MS | Delta (MS) | 2051 | 2 | ST | RE | WALL | NG
2019 | MS | District 70 Transco Gas Pipe Line | 54744 | 001 | ST | OS | NA | WH
2019 | MS | District 70 Transco Gas Pipe Line | 54744 | 002 | ST | OS | NA | WH
2019 | MS | Eaton | 2046 | 1 | ST | RE | NA | NG
2019 | MS | Eaton | 2046 | 2 | ST | RE | NA | NG
2019 | MS | Eaton | 2046 | 3 | ST | RE | NA | NG
2019 | MS | Enid Lake Hydroelectric Project | 62432 | NA1 | HY | P | NA | WAT
2019 | MS | Enid Lake Hydroelectric Project | 62432 | NA2 | HY | P | NA | WAT
2019 | MS | Ergon Refining Vicksburg | 54918 | TMO1 | GT | OP | NA | NG |  | 522786 | 1.4333 | 0.0054834 | EIA Prime Mover-level Data | NEI avg EF - PM, fuel type, firing type
2019 | MS | Georgia-Pacific Monticello Paper | 10610 | COMB | ST | OP | NA | WDS |  | 1517145 | 17.3047 | 0.022812 | EIA Unit-level Data | NEI avg EF - PM, fuel type
2019 | MS | Georgia-Pacific Monticello Paper | 10610 | PFI | ST | OP | NA | NG |  | 1179703 | 4.7497 | 0.0080524 | EIA Unit-level Data | NEI avg EF - PM, fuel type
2019 | MS | Georgia-Pacific Monticello Paper | 10610 | REC1 | ST | OP | NA | BLQ |  | 1272343 | 0.3957 | 0.000622 | EIA Unit-level Data | Estimated using an emission factor
2019 | MS | Georgia-Pacific Monticello Paper | 10610 | REC2 | ST | OP | NA | BLQ |  | 1290517 | 0.40135 | 0.000622 | EIA Unit-level Data | Estimated using an emission factor
2019 | MS | Georgia-Pacific Taylorsville Plywood | 61927 | CTG1 | GT | OP | NA | NG |  | 815745 | 2.2365 | 0.0054834 | EIA Prime Mover-level Data | NEI avg EF - PM, fuel type, firing type
2019 | MS | Grand Gulf | 6072 | 1 | ST | OP | NA | NUC |  | 115197200 |  | 0 | EIA Prime Mover-level Data | Estimated using an emission factor
2019 | MS | Grenada Lake Hydroelectric Project | 62430 | NA1 | HY | P | NA | WAT
2019 | MS | Grenada Lake Hydroelectric Project | 62430 | NA2 | HY | P | NA | WAT
2019 | MS | Gulfport Naval Base CSG PV System | 61208 | PV1 | PV | OP | NA | SUN |  | 47415 |  | 0 | EIA Prime Mover-level Data | Estimated using an emission factor
2019 | MS | Hattiesburg Solar Farm | 60552 | HATTI | PV | OP | NA | SUN |  | 816266 |  | 0 | EIA Prime Mover-level Data | Estimated using an emission factor
2019 | MS | International Paper Vicksburg Mill | 54100 | N1BABO | ST | OP | NA | WDS |  | 3929318 | 44.8182 | 0.022812 | EIA Unit-level Data | NEI avg EF - PM, fuel type
2019 | MS | International Paper Vicksburg Mill | 54100 | N1REBO | ST | OP | NA | BLQ |  | 5863833 | 55.3478 | 0.018878 | EIA Unit-level Data | Estimated using an emission factor
2019 | MS | L L Wilkins | 2059 | 7 | CS | OP | NA | NG |  | 0 | 0 | 0.000422 | EIA Unit-level Data | NEI avg EF - PM, fuel type, firing type
2019 | MS | L L Wilkins | 2059 | 8 | CT | OP | NA | NG |  | 500 | 0.0014391 | 0.0057564 | EIA Unit-level Data | NEI avg EF - PM, fuel type
2019 | MS | L L Wilkins | 2059 | 9 | CS |  | NA | NG |  | 1259 | 0.00026565 | 0.000422 | EIA Unit-level Data | Estimated using an emission factor
2019 | MS | Leaf River Cellulose LLC | 10233 | PB | ST | OP | NA | WDS |  | 2787006 | 31.7889 | 0.022812 | EIA Unit-level Data | NEI avg EF - PM, fuel type
2019 | MS | Leaf River Cellulose LLC | 10233 | RB | ST | OP | NA | BLQ |  | 13373090 | 12.4771 | 0.001866 | EIA Unit-level Data | Estimated using an emission factor
2019 | MS | Meridian | 7719 | 1 | IC | OP | NA | DFO |  | 50.2 | 0.007781 | 0.31 | EIA Prime Mover-level Data | Estimated using an emission factor
2019 | MS | Meridian | 7719 | 2 | IC | OP | NA | DFO |  | 50.2 | 0.007781 | 0.31 | EIA Prime Mover-level Data | Estimated using an emission factor
2019 | MS | Meridian | 7719 | 3 | IC | OP | NA | DFO |  | 50.2 | 0.007781 | 0.31 | EIA Prime Mover-level Data | Estimated using an emission factor
2019 | MS | Meridian | 7719 | 4 | IC | OP | NA | DFO |  | 50.2 | 0.007781 | 0.31 | EIA Prime Mover-level Data | Estimated using an emission factor
2019 | MS | Meridian | 7719 | 5 | IC | OP | NA | DFO |  | 50.2 | 0.007781 | 0.31 | EIA Prime Mover-level Data | Estimated using an emission factor
2019 | MS | Meridian II | 62164 | MRDII | PV | OP | NA | SUN |  | 8191 |  | 0 | EIA Prime Mover-level Data | Estimated using an emission factor
2019 | MS | Meridian III | 62163 | MRDII | PV | OP | NA | SUN |  | 88328 |  | 0 | EIA Prime Mover-level Data | Estimated using an emission factor
2019 | MS | Mississippi Baptist Medical Center | 54203 | A | GT | SB | NA | NG |  |  |  | 0.0070853
2019 | MS | MPC1 | 7875 | 1 | GT | CN | NA | NG
2019 | MS | Natchez | 2052 | 1 | ST | RE | NA | NG
2019 | MS | Paulding | 2071 | 1 | GT | RE | NA | DFO
2019 | MS | Prairie Bluff | 57408 | GEN1 | IC | OP | NA | LFG |  | 131204 | 0.96435 | 0.0147 | EIA Prime Mover-level Data | Estimated using an emission factor
2019 | MS | R D Morrow | 6061 | 1 | ST | OS | WALL |  |  | 0 |  |  | EIA Unit-level Data
2019 | MS | R D Morrow | 6061 | 2 | ST | OP | WALL |  |  | 0 |  |  | EIA Unit-level Data
2019 | MS | R D Morrow | 6061 | MOR1 | CC | L | NA | NG
2019 | MS | Sardis Lake Hydroelectric Project | 62425 | NA1 | HY | P | NA | WAT
2019 | MS | Sardis Lake Hydroelectric Project | 62425 | NA2 | HY | P | NA | WAT
2019 | MS | SR Houston | 60853 | HOUST | PV | OP | NA | SUN |  | 35393 |  | 0 | EIA Prime Mover-level Data | Estimated using an emission factor
2019 | MS | Sumrall I Solar Farm | 60306 | SUM1 | PV | OP | NA | SUN |  | 973663 |  | 0 | EIA Prime Mover-level Data | Estimated using an emission factor
2019 | MS | Sumrall II Solar Farm | 60303 | SUM2 | PV | OP | NA | SUN |  | 900861 |  | 0 | EIA Prime Mover-level Data | Estimated using an emission factor
2019 | MS | Third Street | 2060 | 4 | ST | RE | NA | NG
2019 | MS | Third Street | 2060 | 5 | ST | RE | NA | NG
2019 | MS | Yazoo | 2067 | 3 | CA | SB | NA | NG |  | 0 | 0 | 0.0017814 | EIA Unit-level Data | NEI avg EF - PM, fuel type, firing type
2019 | MS | Yazoo | 2067 | GT1 | CT |  | NA | NG |  | 9371 | 0.026972 | 0.0057564 | EIA Unit-level Data | NEI avg EF - PM, fuel type
2019 | MS | Yazoo | 2067 | HRSG1 | CA | OP | NA | NG |  | 0 | 0 | 0.0017814 | EIA Unit-level Data | NEI avg EF - PM, fuel type, firing type
2019 | MS | Ackerman Combined Cycle Plant | 55694 | AA-001 | CT | OP | CC | NG | 5265 | 10889280 | 1.0345 | 0.00019 | EPA/CAMD | EPA/NEI | 2006
2019 | MS | Ackerman Combined Cycle Plant | 55694 | AA-002 | CT | OP | CC | NG | 5519 | 11513520 | 1.0938 | 0.00019 | EPA/CAMD | EPA/NEI | 2006
2019 | MS | Attala Generating Plant | 55220 | A01 | CT | OP | CC | NG | 3928 | 6020171 | 0.57192 | 0.00019 | EPA/CAMD | EPA/NEI | 2001
2019 | MS | Attala Generating Plant | 55220 | A02 | CT | OP | CC | NG | 3719 | 5705354 | 0.54201 | 0.00019 | EPA/CAMD | EPA/NEI | 2001
2019 | MS | Batesville Generation Facility | 55063 | 1 | CT | OP | CC | NG | 5718 | 10654790 | 1.0122 | 0.00019 | EPA/CAMD | EPA/NEI | 2000
2019 | MS | Batesville Generation Facility | 55063 | 2 | CT | OP | CC | NG | 5376 | 10032720 | 0.95311 | 0.00019 | EPA/CAMD | EPA/NEI | 2000
2019 | MS | Batesville Generation Facility | 55063 | 3 | CT | OP | CC | NG | 5750 | 10528350 | 1.0002 | 0.00019 | EPA/CAMD | EPA/NEI | 2000
2019 | MS | Baxter Wilson | 2050 | 1 | ST | OP | TANGENTIAL | NG | 4174 | 15827480 | 40.7452 | 0.0051487 | EPA/CAMD | EPA/NEI | 1966
2019 | MS | Caledonia | 55197 | AA-001 | CT | OP | CC | NG | 6124 | 9922815 | 0.94267 | 0.00019 | EPA/CAMD | EPA/NEI | 2003
2019 | MS | Caledonia | 55197 | AA-002 | CT | OP | CC | NG | 5812 | 9434052 | 0.89624 | 0.00019 | EPA/CAMD | EPA/NEI | 2003
2019 | MS | Caledonia | 55197 | AA-003 | CT | OP | CC | NG | 5031 | 8405509 | 0.79852 | 0.00019 | EPA/CAMD | EPA/NEI | 2003
2019 | MS | Chevron Cogenerating Station | 2047 | 5 | GT | OP | CT | NG | 7530 | 6435523 | 0.61137 | 0.00019 | EPA/CAMD | EPA/NEI | 1994
2019 | MS | Choctaw County Gen | 55706 | CTG1 | CT | OP | CC | NG | 6501 | 11138560 | 1.2126 | 0.00021772 | EPA/CAMD | EPA/NEI | 2003
2019 | MS | Choctaw County Gen | 55706 | CTG2 | CT | OP | CC | NG | 6533 | 11055900 | 34.9697 | 0.006326 | EPA/CAMD | EPA/NEI | 2003
2019 | MS | Choctaw County Gen | 55706 | CTG3 | CT | OP | CC | NG | 5608 | 9775422 | 19.4037 | 0.0039699 | EPA/CAMD | EPA/NEI | 2003
2019 | MS | Crossroads Energy Center (CPU) | 55395 | CT01 | GT | OP | CT | NG | 722 | 447263.5 | 0.71983 | 0.0032188 | EPA/CAMD | EPA/NEI | 2002
2019 | MS | Crossroads Energy Center (CPU) | 55395 | CT02 | GT | OP | CT | NG | 682 | 417184.3 | 0.48522 | 0.0023262 | EPA/CAMD | EPA/NEI | 2002
2019 | MS | Crossroads Energy Center (CPU) | 55395 | CT03 | GT | OP | CT | NG | 722 | 452329.3 | 0.47544 | 0.0021022 | EPA/CAMD | EPA/NEI | 2002
2019 | MS | Crossroads Energy Center (CPU) | 55395 | CT04 | GT | OP | CT | NG | 645 | 381735.4 | 0.4466 | 0.0023399 | EPA/CAMD | EPA/NEI | 2002
2019 | MS | Daniel Electric Generating Plant | 6073 | 1 | ST | OP | TANGENTIAL | SUB | 4750 | 11925230 | 8.9439 | 0.0015 | EPA/CAMD | EPA/NEI | 1977
2019 | MS | Daniel Electric Generating Plant | 6073 | 2 | ST | OP | TANGENTIAL | SUB | 5664 | 14407650 | 10.8057 | 0.0015 | EPA/CAMD | EPA/NEI | 1981
2019 | MS | Daniel Electric Generating Plant | 6073 | 3A | CT | OP | CC | NG | 8188 | 14495880 | 3.9527 | 0.00054536 | EPA/CAMD | EPA/NEI | 2001
2019 | MS | Daniel Electric Generating Plant | 6073 | 3B | CT | OP | CC | NG | 8240 | 14520960 | 13.2229 | 0.0018212 | EPA/CAMD | EPA/NEI | 2001
2019 | MS | Daniel Electric Generating Plant | 6073 | 4A | CT | OP | CC | NG | 8248 | 14365150 | 26.1364 | 0.0036389 | EPA/CAMD | EPA/NEI | 2000
2019 | MS | Daniel Electric Generating Plant | 6073 | 4B | CT | OP | CC | NG | 7416 | 12278870 | 22.3425 | 0.0036392 | EPA/CAMD | EPA/NEI | 2000
2019 | MS | David M Ratcliffe | 57037 | AB-001 | ST | OP | IGC | NG | 7793 | 14949260 | 4.4848 | 0.0006 | EPA/CAMD | EPA/NEI | 2013
2019 | MS | David M Ratcliffe | 57037 | AB-002 | ST | OP | IGC | NG | 8458 | 16428930 | 4.9287 | 0.0006 | EPA/CAMD | EPA/NEI | 2013
2019 | MS | Gerald Andrus | 8054 | 1 | ST | OP | WALL | NG | 2068 | 6756180 | 11.288 | 0.0033415 | EPA/CAMD | EPA/NEI | 1975
2019 | MS | Hinds Energy Facility | 55218 | 2 | GT | OP | CT | NG | 115 | 22099.78 | 0.08636 | 0.0078154 | EPA/CAMD | NEI avg EF - PM, fuel type, firing type | 2019
2019 | MS | Hinds Energy Facility | 55218 | H01 | CT | OP | CC | NG | 7037 | 11348470 | 1.0781 | 0.00019 | EPA/CAMD | EPA/NEI | 2001
2019 | MS | Hinds Energy Facility | 55218 | H02 | CT | OP | CC | NG | 6671 | 10741700 | 1.0205 | 0.00019 | EPA/CAMD | EPA/NEI | 2001
2019 | MS | Kemper County | 7960 | KCT1 | GT | OP | CT | DFO | 892 | 658957.3 | 1.3623 | 0.0041347 | EPA/CAMD | EPA/NEI | 2002
2019 | MS | Kemper County | 7960 | KCT2 | GT | OP | CT | DFO | 968 | 708941.3 | 2.3099 | 0.0065166 | EPA/CAMD | EPA/NEI | 2002
2019 | MS | Kemper County | 7960 | KCT3 | GT | OP | CT | DFO | 1052 | 791463.6 | 2.9051 | 0.0073411 | EPA/CAMD | EPA/NEI | 2002
2019 | MS | Kemper County | 7960 | KCT4 | GT | OP | CT | DFO | 1071 | 812577.5 | 3.1285 | 0.0077002 | EPA/CAMD | EPA/NEI | 2002
2019 | MS | Magnolia Combined Cycle Plant | 55451 | CTG-1 | CT | OP | CC | NG | 4005 | 7979738 | 0.75808 | 0.00019 | EPA/CAMD | EPA/NEI | 2002
2019 | MS | Magnolia Combined Cycle Plant | 55451 | CTG-2 | CT | OP | CC | NG | 5017 | 9387126 | 0.89178 | 0.00019 | EPA/CAMD | EPA/NEI | 2002
2019 | MS | Magnolia Combined Cycle Plant | 55451 | CTG-3 | CT | OP | CC | NG | 5965 | 11163120 | 1.0605 | 0.00019 | EPA/CAMD | EPA/NEI | 2003
2019 | MS | Moselle Generation Complex | 2070 | 3 | ST | OP | WALL | NG | 854 | 192126.8 | 0.041307 | 0.00043 | EPA/CAMD | EPA/NEI | 1970
2019 | MS | Moselle Generation Complex | 2070 | 5 | GT | OP | CT | NG | 507 | 349709.2 | 0.033222 | 0.00019 | EPA/CAMD | EPA/NEI | 2006
2019 | MS | Moselle Generation Complex | 2070 | 6 | CT | OP | CC | NG | 3719 | 3778154 | 10.8743 | 0.0057564 | EPA/CAMD | NEI avg EF - PM, fuel type, firing type | 2011
2019 | MS | Moselle Generation Complex | 2070 | 7 | CT | OP | CC | NG | 5787 | 6000002 | 17.2693 | 0.0057564 | EPA/CAMD | NEI avg EF - PM, fuel type, firing type | 2011
2019 | MS | Moselle Generation Complex | 2070 | **4 | GT | OP | CT | NG | 549 | 366756.4 | 0.034842 | 0.00019 | EPA/CAMD | EPA/NEI | 1997
2019 | MS | Red Hills Generation Facility | 55076 | AA001 | ST | OP | FLUIDIZED | RC | 6358 | 14375540 | 81.9406 | 0.0114 | EPA/CAMD | EPA/NEI | 2001
2019 | MS | Red Hills Generation Facility | 55076 | AA002 | ST | OP | FLUIDIZED | RC | 6472 | 15472030 | 88.1905 | 0.0114 | EPA/CAMD | EPA/NEI | 2001
2019 | MS | Rex Brown | 2053 | 4 | ST | OP | WALL | NG | 1257 | 1427775 | 0.30697 | 0.00043 | EPA/CAMD | EPA/NEI | 1959
2019 | MS | Silver Creek Generating Plant | 7988 | 1 | GT | OP | CT | NG | 233 | 157513 | 0.998 | 0.012672 | EPA/CAMD | EPA/NEI | 2003
2019 | MS | Silver Creek Generating Plant | 7988 | 2 | GT | OP | CT | NG | 372 | 254443.9 | 1.9526 | 0.015348 | EPA/CAMD | EPA/NEI | 2004
2019 | MS | Silver Creek Generating Plant | 7988 | 3 | GT | OP | CT | NG | 282 | 188521.2 | 1.3444 | 0.014263 | EPA/CAMD | EPA/NEI | 2005
2019 | MS | Southaven Combined Cycle Plant | 55269 | AA-001 | CT | OP | CC | NG | 3629 | 6037124 | 0.57353 | 0.00019 | EPA/CAMD | EPA/NEI | 2003
2019 | MS | Southaven Combined Cycle Plant | 55269 | AA-002 | CT | OP | CC | NG | 5025 | 8203355 | 0.77932 | 0.00019 | EPA/CAMD | EPA/NEI | 2003
2019 | MS | Southaven Combined Cycle Plant | 55269 | AA-003 | CT | OP | CC | NG | 5908 | 9753580 | 0.92659 | 0.00019 | EPA/CAMD | EPA/NEI | 2003
2019 | MS | Sweatt Electric Generating Plant | 2048 | CTA | GT | OP | CT | NG | 301 | 49395.8 | 0.1025 | 0.0041503 | EPA/CAMD | EPA/NEI | 1971
2019 | MS | Sweatt Electric Generating Plant | 2048 | CTB | GT | OP | CT | NG | 304 | 47839.6 | 0.10345 | 0.004325 | EPA/CAMD | EPA/NEI | 1971
2019 | MS | Sylvarena Generating Plant | 7989 | 1 | GT | OP | CT | NG | 2081 | 682354.9 | 0.064824 | 0.00019 | EPA/CAMD | EPA/NEI | 2003
2019 | MS | Sylvarena Generating Plant | 7989 | 2 | GT | OP | CT | NG | 2017 | 656907.6 | 0.062406 | 0.00019 | EPA/CAMD | EPA/NEI | 2003
2019 | MS | Sylvarena Generating Plant | 7989 | 3 | GT | OP | CT | NG | 1970 | 647537.6 | 0.061516 | 0.00019 | EPA/CAMD | EPA/NEI | 2003
2019 | MS | Watson Electric Generating Plant | 2049 | 4 | ST | OP | WALL | NG | 5224 | 7814407 | 0 | 0 | EPA/CAMD | EPA/NEI | 1968
2019 | MS | Watson Electric Generating Plant | 2049 | 5 | ST | OP | WALL | NG | 6886 | 19205820 | 0 | 0 | EPA/CAMD | EPA/NEI | 1973
2019 | MS | Watson Electric Generating Plant | 2049 | CTA | GT | OP | CT | NG | 195 | 32575.8 | 0.088613 | 0.0054404 | EPA/CAMD | EPA/NEI | 1970
2019 | MS | Watson Electric Generating Plant | 2049 | CTB | GT | OP | CT | NG | 197 | 31593 | 0.088088 | 0.0055764 | EPA/CAMD | EPA/NEI | 1970
2019 | MT | Basin Creek Plant | 55866 | 1 | IC | OP | NA | NG |  | 160828.7 | 0.033935 | 0.000422 | EIA Prime Mover-level Data | Estimated using an emission factor
2019 | MT | Basin Creek Plant | 55866 | 2 | IC | OP | NA | NG |  | 160828.7 | 0.033935 | 0.000422 | EIA Prime Mover-level Data | Estimated using an emission factor
2019 | MT | Basin Creek Plant | 55866 | 3 | IC | OP | NA | NG |  | 160828.7 | 0.033935 | 0.000422 | EIA Prime Mover-level Data | Estimated using an emission factor
2019 | MT | Basin Creek Plant | 55866 | 4 | IC | OP | NA | NG |  | 160828.7 | 0.033935 | 0.000422 | EIA Prime Mover-level Data | Estimated using an emission factor
2019 | MT | Basin Creek Plant | 55866 | 5 | IC | OP | NA | NG |  | 160828.7 | 0.033935 | 0.000422 | EIA Prime Mover-level Data | Estimated using an emission factor
2019 | MT | Basin Creek Plant | 55866 | 6 | IC | OP | NA | NG |  | 160828.7 | 0.033935 | 0.000422 | EIA Prime Mover-level Data | Estimated using an emission factor
2019 | MT | Basin Creek Plant | 55866 | 7 | IC | OP | NA | NG |  | 160828.7 | 0.033935 | 0.000422 | EIA Prime Mover-level Data | Estimated using an emission factor
2019 | MT | Basin Creek Plant | 55866 | 8 | IC | OP | NA | NG |  | 160828.7 | 0.033935 | 0.000422 | EIA Prime Mover-level Data | Estimated using an emission factor
2019 | MT | Basin Creek Plant | 55866 | 9 | IC | OP | NA | NG |  | 160828.7 | 0.033935 | 0.000422 | EIA Prime Mover-level Data | Estimated using an emission factor
2019 | MT | Big Fork | 6459 | 1 | HY | OP | NA | WAT |  | 100434.8 |  | 1.5381e-07 | EIA Prime Mover-level Data | NEI avg EF - PM, fuel type, firing type
2019 | MT | Big Fork | 6459 | 2 | HY | OP | NA | WAT |  | 100434.8 |  | 1.5381e-07 | EIA Prime Mover-level Data | NEI avg EF - PM, fuel type, firing type
2019 | MT | Big Fork | 6459 | 3 | HY | OP | NA | WAT |  | 41355.49 |  | 1.5381e-07 | EIA Prime Mover-level Data | NEI avg EF - PM, fuel type, firing type
2019 | MT | Big Timber Wind Farm | 61155 | BT-MT | WT | OP | NA | WND |  | 701903 |  | 0 | EIA Prime Mover-level Data | Estimated using an emission factor
2019 | MT | Black Bear Wind (MT) | 62808 | BBW | WT | P | NA | WND
2019 | MT | Black Eagle | 2181 | BLA1 | HY | OP | NA | WAT |  | 411521.2 |  | 1.5381e-07 | EIA Prime Mover-level Data | NEI avg EF - PM, fuel type, firing type
2019 | MT | Black Eagle | 2181 | BLA2 | HY | OP | NA | WAT |  | 411521.2 |  | 1.5381e-07 | EIA Prime Mover-level Data | NEI avg EF - PM, fuel type, firing type
2019 | MT | Black Eagle | 2181 | BLA3 | HY | OP | NA | WAT |  | 443176.7 |  | 1.5381e-07 | EIA Prime Mover-level Data | NEI avg EF - PM, fuel type, firing type
2019 | MT | Black Eagle Solar, LLC | 61336 | BESMT | PV | OP | NA | SUN |  | 51198 |  | 0 | EIA Prime Mover-level Data | Estimated using an emission factor
2019 | MT | Broadwater Power Project | 54006 | GEN1 | HY | OP | NA | WAT |  | 489452 |  | 1.5381e-07 | EIA Prime Mover-level Data | NEI avg EF - PM, fuel type, firing type
2019 | MT | Canyon Ferry | 6400 | 1 | HY | OP | NA | WAT |  | 1094830 |  | 1.5381e-07 | EIA Prime Mover-level Data | NEI avg EF - PM, fuel type, firing type
2019 | MT | Canyon Ferry | 6400 | 2 | HY | OP | NA | WAT |  | 1094830 |  | 1.5381e-07 | EIA Prime Mover-level Data | NEI avg EF - PM, fuel type, firing type
2019 | MT | Canyon Ferry | 6400 | 3 | HY | OP | NA | WAT |  | 1094830 |  | 1.5381e-07 | EIA Prime Mover-level Data | NEI avg EF - PM, fuel type, firing type
2019 | MT | Clark Canyon Hydro-Electric Facility | 60483 | FRNS1 | HY | P | NA | WAT
2019 | MT | Clark Canyon Hydro-Electric Facility | 60483 | FRNS2 | HY | P | NA | WAT
2019 | MT | Cochrane | 2182 | COC1 | HY | OP | NA | WAT |  | 1365199 |  | 1.5381e-07 | EIA Prime Mover-level Data | NEI avg EF - PM, fuel type, firing type
2019 | MT | Cochrane | 2182 | COC2 | HY | OP | NA | WAT |  | 1538252 |  | 1.5381e-07 | EIA Prime Mover-level Data | NEI avg EF - PM, fuel type, firing type
2019 | MT | Colstrip Energy LP | 10784 | BLR1 | ST | OP | NA | WC |  | 4193688 | 13.0111 | 0.0062051 | EIA Unit-level Data | NEI avg EF - PM, fuel type, firing type
2019 | MT | Crazy Mountain Wind LLC | 61859 | WT | WT | CN | NA | WND
2019 | MT | Diamond Willow Wind Facility | 56782 | DIAW | WT | OP | NA | WND |  | 845415 |  | 0 | EIA Prime Mover-level Data | Estimated using an emission factor
2019 | MT | Fairfield Wind | 58966 | T 1-6 | WT | OP | NA | WND |  | 253676 |  | 0 | EIA Prime Mover-level Data | Estimated using an emission factor
2019 | MT | Flint Creek Hydroelectric LLC | 58392 | GEN1 | HY | OP | NA | WAT |  | 122750 |  | 1.5381e-07 | EIA Prime Mover-level Data | NEI avg EF - PM, fuel type, firing type
2019 | MT | Fort Peck | 6623 | 1 | HY | OP | NA | WAT |  | 2460565 |  | 1.5381e-07 | EIA Prime Mover-level Data | NEI avg EF - PM, fuel type, firing type
2019 | MT | Fort Peck | 6623 | 2 | HY | OS | NA | WAT |  | 1033199 |  | 1.5381e-07 | EIA Prime Mover-level Data | NEI avg EF - PM, fuel type, firing type
2019 | MT | Fort Peck | 6623 | 3 | HY | OP | NA | WAT |  | 2460565 |  | 1.5381e-07 | EIA Prime Mover-level Data | NEI avg EF - PM, fuel type, firing type
2019 | MT | Fort Peck | 6623 | 4 | HY | OP | NA | WAT |  | 2388899 |  | 1.5381e-07 | EIA Prime Mover-level Data | NEI avg EF - PM, fuel type, firing type
2019 | MT | Fort Peck | 6623 | 5 | HY | OP | NA | WAT |  | 2388899 |  | 1.5381e-07 | EIA Prime Mover-level Data | NEI avg EF - PM, fuel type, firing type
2019 | MT | Fresno Dam Site Water Power Project | 61061 | 1 | HY | CN | NA | WAT
2019 | MT | Fresno Dam Site Water Power Project | 61061 | 2 | HY | CN | NA | WAT
2019 | MT | Fresno Dam Site Water Power Project | 61061 | 3 | HY | CN | NA | WAT
2019 | MT | Gordon Butte Wind LLC | 57748 | DAW | WT | OP | NA | WND |  | 90200.9 |  | 0 | EIA Prime Mover-level Data | Estimated using an emission factor
2019 | MT | Gordon Butte Wind LLC | 57748 | GBW | WT | OP | NA | WND |  | 320714.3 |  | 0 | EIA Prime Mover-level Data | Estimated using an emission factor
2019 | MT | Gordon Butte Wind LLC | 57748 | OSR | WT | OP | NA | WND |  | 90200.9 |  | 0 | EIA Prime Mover-level Data | Estimated using an emission factor
2019 | MT | Gordon Butte Wind LLC | 57748 | SOR | WT | OP | NA | WND |  | 90200.9 |  | 0 | EIA Prime Mover-level Data | Estimated using an emission factor
2019 | MT | Great Divide Solar, LLC | 61335 | GDSMT | PV | OP | NA | SUN |  | 52837 |  | 0 | EIA Prime Mover-level Data | Estimated using an emission factor
2019 | MT | Green Meadow Solar, LLC | 61291 | GMSMT | PV | OP | NA | SUN |  | 46336 |  | 0 | EIA Prime Mover-level Data | Estimated using an emission factor
2019 | MT | Greenfield Wind - MT | 60486 | 1 | WT | OP | NA | WND |  | 735122 |  | 0 | EIA Prime Mover-level Data | Estimated using an emission factor
2019 | MT | Grizzly Wind LLC | 62802 | GW | WT | P | NA | WND
2019 | MT | Hauser | 2185 | HAU1 | HY | OP | NA | WAT |  | 177595 |  | 1.5381e-07 | EIA Prime Mover-level Data | NEI avg EF - PM, fuel type, firing type
2019 | MT | Hauser | 2185 | HAU2 | HY | OS | NA | WAT |  | 177595 |  | 1.5381e-07 | EIA Prime Mover-level Data | NEI avg EF - PM, fuel type, firing type
2019 | MT | Hauser | 2185 | HAU3 | HY | OP | NA | WAT |  | 177595 |  | 1.5381e-07 | EIA Prime Mover-level Data | NEI avg EF - PM, fuel type, firing type
2019 | MT | Hauser | 2185 | HAU4 | HY | RE | NA | WAT
2019 | MT | Hauser | 2185 | HAU5 | HY | OP | NA | WAT |  | 177595 |  | 1.5381e-07 | EIA Prime Mover-level Data | NEI avg EF - PM, fuel type, firing type
2019 | MT | Hauser | 2185 | HAU6 | HY | OP | NA | WAT |  | 190280.3 |  | 1.5381e-07 | EIA Prime Mover-level Data | NEI avg EF - PM, fuel type, firing type
2019 | MT | Hauser | 2185 | HAU7 | HY | OP | NA | WAT |  | 221993.7 |  | 1.5381e-07 | EIA Prime Mover-level Data | NEI avg EF - PM, fuel type, firing type
2019 | MT | Haymaker Hybrid | 63878 | HAY | WT | P | NA | WND
2019 | MT | Haymaker Hybrid | 63878 | HBESS | BA | P | NA | MWH
2019 | MT | Holter | 2186 | HOL1 | HY | OP | NA | WAT |  | 767731.5 |  | 1.5381e-07 | EIA Prime Mover-level Data | NEI avg EF - PM, fuel type, firing type
2019 | MT | Holter | 2186 | HOL2 | HY | OP | NA | WAT |  | 767731.5 |  | 1.5381e-07 | EIA Prime Mover-level Data | NEI avg EF - PM, fuel type, firing type
2019 | MT | Holter | 2186 | HOL3 | HY | OP | NA | WAT |  | 767731.5 |  | 1.5381e-07 | EIA Prime Mover-level Data | NEI avg EF - PM, fuel type, firing type
2019 | MT | Holter | 2186 | HOL4 | HY | OP | NA | WAT |  | 767731.5 |  | 1.5381e-07 | EIA Prime Mover-level Data | NEI avg EF - PM, fuel type, firing type
2019 | MT | Horse Thief Wind Project, LLC | 59758 | 1 | WT | L | NA | WND
2019 | MT | Horseshoe Bend Wind Park | 56591 | HBWP | WT | OP | NA | WND |  | 206128 |  | 0 | EIA Prime Mover-level Data | Estimated using an emission factor
2019 | MT | Hungry Horse | 2203 | 1 | HY | OP | NA | WAT |  | 1466803 |  | 1.5381e-07 | EIA Prime Mover-level Data | NEI avg EF - PM, fuel type, firing type
2019 | MT | Hungry Horse | 2203 | 2 | HY | OP | NA | WAT |  | 1466803 |  | 1.5381e-07 | EIA Prime Mover-level Data | NEI avg EF - PM, fuel type, firing type
2019 | MT | Hungry Horse | 2203 | 3 | HY | OP | NA | WAT |  | 1466803 |  | 1.5381e-07 | EIA Prime Mover-level Data | NEI avg EF - PM, fuel type, firing type
2019 | MT | Hungry Horse | 2203 | 4 | HY | OP | NA | WAT |  | 1466803 |  | 1.5381e-07 | EIA Prime Mover-level Data | NEI avg EF - PM, fuel type, firing type
2019 | MT | J E Corette Plant | 2187 | 1 | ST | RE | NA | SUB
2019 | MT | Jawbone Wind Project | 58175 | JWPI | WT | U | NA | WND
2019 | MT | Judith Gap Wind Energy Center | 56377 | 1 | WT | OP | NA | WND |  | 3931669 |  | 0 | EIA Prime Mover-level Data | Estimated using an emission factor
2019 | MT | Libby | 6172 | 1 | HY | OP | NA | WAT |  | 2691549 |  | 1.5381e-07 | EIA Prime Mover-level Data | NEI avg EF - PM, fuel type, firing type
2019 | MT | Libby | 6172 | 2 | HY | OP | NA | WAT |  | 2691549 |  | 1.5381e-07 | EIA Prime Mover-level Data | NEI avg EF - PM, fuel type, firing type
2019 | MT | Libby | 6172 | 3 | HY | OP | NA | WAT |  | 2691549 |  | 1.5381e-07 | EIA Prime Mover-level Data | NEI avg EF - PM, fuel type, firing type
2019 | MT | Libby | 6172 | 4 | HY | OP | NA | WAT |  | 2691549 |  | 1.5381e-07 | EIA Prime Mover-level Data | NEI avg EF - PM, fuel type, firing type
2019 | MT | Libby | 6172 | 5 | HY | OP | NA | WAT |  | 2691549 |  | 1.5381e-07 | EIA Prime Mover-level Data | NEI avg EF - PM, fuel type, firing type
2019 | MT | Madison Dam | 6422 | MAD1 | HY | OP | NA | WAT |  | 114253.8 |  | 1.5381e-07 | EIA Prime Mover-level Data | NEI avg EF - PM, fuel type, firing type
2019 | MT | Madison Dam | 6422 | MAD2 | HY | OP | NA | WAT |  | 114253.8 |  | 1.5381e-07 | EIA Prime Mover-level Data | NEI avg EF - PM, fuel type, firing type
2019 | MT | Madison Dam | 6422 | MAD3 | HY | OP | NA | WAT |  | 114253.8 |  | 1.5381e-07 | EIA Prime Mover-level Data | NEI avg EF - PM, fuel type, firing type
2019 | MT | Madison Dam | 6422 | MAD4 | HY | OP | NA | WAT |  | 114253.8 |  | 1.5381e-07 | EIA Prime Mover-level Data | NEI avg EF - PM, fuel type, firing type
2019 | MT | Magpie Solar, LLC | 61337 | MSMT | PV | OP | NA | SUN |  | 46594 |  | 0 | EIA Prime Mover-level Data | Estimated using an emission factor
2019 | MT | Martinsdale Wind Farm | 61108 | MTD | WT | P | NA | WND
2019 | MT | Miles City GT | 2177 | 1 | GT | OP | NA | NG |  | 6449 | 0.017681 | 0.0054834 | EIA Prime Mover-level Data | NEI avg EF - PM, fuel type, firing type
2019 | MT | Milltown | 2190 | 1 | HY | RE | NA | WAT
2019 | MT | Milltown | 2190 | 2 | HY | RE | NA | WAT
2019 | MT | Milltown | 2190 | 3 | HY | RE | NA | WAT
2019 | MT | Milltown | 2190 | 4 | HY | RE | NA | WAT
2019 | MT | Milltown | 2190 | 5 | HY | RE | NA | WAT
2019 | MT | Morony | 2191 | MOR1 | HY | OP | NA | WAT |  | 1418906 |  | 1.5381e-07 | EIA Prime Mover-level Data | NEI avg EF - PM, fuel type, firing type
2019 | MT | Morony | 2191 | MOR2 | HY | OP | NA | WAT |  | 1418906 |  | 1.5381e-07 | EIA Prime Mover-level Data | NEI avg EF - PM, fuel type, firing type
2019 | MT | Mud Springs Wind Project, LLC | 59756 | 1 | WT | L | NA | WND
2019 | MT | Musselshell Wind Project | 57963 | MS01 | WT | OP | NA | WND |  | 117462 |  | 0 | EIA Prime Mover-level Data | Estimated using an emission factor
2019 | MT | Musselshell Wind Project Two LLC | 57965 | MS02 | WT | OP | NA | WND |  | 139597 |  | 0 | EIA Prime Mover-level Data | Estimated using an emission factor
2019 | MT | Mystic | 2192 | MYS1 | HY | OP | NA | WAT |  | 257334.5 |  | 1.5381e-07 | EIA Prime Mover-level Data | NEI avg EF - PM, fuel type, firing type
2019 | MT | Mystic | 2192 | MYS2 | HY | OP | NA | WAT |  | 257334.5 |  | 1.5381e-07 | EIA Prime Mover-level Data | NEI avg EF - PM, fuel type, firing type
2019 | MT | NaturEner Glacier Wind Energy 1 | 57049 | NGW1 | WT | OP | NA | WND |  | 2268857 |  | 0 | EIA Prime Mover-level Data | Estimated using an emission factor
2019 | MT | NaturEner Glacier Wind Energy 2 | 57050 | NGW2 | WT | OP | NA | WND |  | 2352963 |  | 0 | EIA Prime Mover-level Data | Estimated using an emission factor
2019 | MT | NaturEner Rim Rock Energy | 57995 | RR | WT | OP | NA | WND |  | 5317139 |  | 0 | EIA Prime Mover-level Data | Estimated using an emission factor
2019 | MT | New Colony Wind Project | 60718 | WT1 | WT | CN | NA | WND
2019 | MT | Noxon Rapids | 2199 | 1 | HY | OP | NA | WAT |  | 2802113 |  | 1.5381e-07 | EIA Prime Mover-level Data | NEI avg EF - PM, fuel type, firing type
2019 | MT | Noxon Rapids | 2199 | 2 | HY | OP | NA | WAT |  | 2802113 |  | 1.5381e-07 | EIA Prime Mover-level Data | NEI avg EF - PM, fuel type, firing type
2019 | MT | Noxon Rapids | 2199 | 3 | HY | OP | NA | WAT |  | 2802113 |  | 1.5381e-07 | EIA Prime Mover-level Data | NEI avg EF - PM, fuel type, firing type
2019 | MT | Noxon Rapids | 2199 | 4 | HY | OP | NA | WAT |  | 2799652 |  | 1.5381e-07 | EIA Prime Mover-level Data | NEI avg EF - PM, fuel type, firing type
2019 | MT | Noxon Rapids | 2199 | 5 | HY | OP | NA | WAT |  | 2804573 |  | 1.5381e-07 | EIA Prime Mover-level Data | NEI avg EF - PM, fuel type, firing type
2019 | MT | OREG 1 Inc | 56833 | CS10 | OT | OP | NA | WH |  | 348317.8 |  | 0 | EIA Prime Mover-level Data | Estimated using an emission factor
2019 | MT | OREG 1 Inc | 56833 | CS11 | OT | OP | NA | WH |  | 348317.8 |  | 0 | EIA Prime Mover-level Data | Estimated using an emission factor
2019 | MT | OREG 1 Inc | 56833 | CS7 | OT | OP | NA | WH |  | 348317.8 |  | 0 | EIA Prime Mover-level Data | Estimated using an emission factor
2019 | MT | OREG 1 Inc | 56833 | CS9 | OT | OP | NA | WH |  | 348317.8 |  | 0 | EIA Prime Mover-level Data | Estimated using an emission factor
2019 | MT | OREG 2 Inc | 56880 | CS12 | OT | OP | NA | WH |  | 290900.8 |  | 0 | EIA Prime Mover-level Data | Estimated using an emission factor
2019 | MT | OREG 2 Inc | 56880 | CS3 | OT | OP | NA | WH |  | 290900.8 |  | 0 | EIA Prime Mover-level Data | Estimated using an emission factor
2019 | MT | OREG 2 Inc | 56880 | CS5 | OT | OP | NA | WH |  | 290900.8 |  | 0 | EIA Prime Mover-level Data | Estimated using an emission factor
2019 | MT | OREG 2 Inc | 56880 | CS8 | OT | OP | NA | WH |  | 290900.8 |  | 0 | EIA Prime Mover-level Data | Estimated using an emission factor
2019 | MT | Phillips 66 Billings Refinery | 56496 | 3701 | ST | OA | NA | OG |  |  |  | 0.018006
2019 | MT | Pryor Caves Wind Project, LLC | 59757 | 1 | WT | L | NA | WND
2019 | MT | Rainbow (MT) | 2193 | RAI1 | HY | RE | NA | WAT
2019 | MT | Rainbow (MT) | 2193 | RAI2 | HY | RE | NA | WAT
2019 | MT | Rainbow (MT) | 2193 | RAI3 | HY | RE | NA | WAT
2019 | MT | Rainbow (MT) | 2193 | RAI4 | HY | RE | NA | WAT
2019 | MT | Rainbow (MT) | 2193 | RAI5 | HY | RE | NA | WAT
2019 | MT | Rainbow (MT) | 2193 | RAI6 | HY | RE | NA | WAT
2019 | MT | Rainbow (MT) | 2193 | RAI7 | HY | RE | NA | WAT
2019 | MT | Rainbow (MT) | 2193 | RAI8 | HY | RE | NA | WAT
2019 | MT | Rainbow (MT) | 2193 | RAI9 | HY | OP | NA | WAT |  | 4036806 |  | 1.5381e-07 | EIA Prime Mover-level Data | NEI avg EF - PM, fuel type, firing type
2019 | MT | River Bend Solar, LLC | 61289 | RBSMT | PV | OP | NA | SUN |  | 26126 |  | 0 | EIA Prime Mover-level Data | Estimated using an emission factor
2019 | MT | Ryan | 2194 | RYA1 | HY | OP | NA | WAT |  | 653123.5 |  | 1.5381e-07 | EIA Prime Mover-level Data | NEI avg EF - PM, fuel type, firing type
2019 | MT | Ryan | 2194 | RYA2 | HY | OP | NA | WAT |  | 751092 |  | 1.5381e-07 | EIA Prime Mover-level Data | NEI avg EF - PM, fuel type, firing type
2019 | MT | Ryan | 2194 | RYA3 | HY | OP | NA | WAT |  | 751092 |  | 1.5381e-07 | EIA Prime Mover-level Data | NEI avg EF - PM, fuel type, firing type
2019 | MT | Ryan | 2194 | RYA4 | HY | OP | NA | WAT |  | 751092 |  | 1.5381e-07 | EIA Prime Mover-level Data | NEI avg EF - PM, fuel type, firing type
2019 | MT | Ryan | 2194 | RYA5 | HY | OP | NA | WAT |  | 751092 |  | 1.5381e-07 | EIA Prime Mover-level Data | NEI avg EF - PM, fuel type, firing type
2019 | MT | Ryan | 2194 | RYA6 | HY | OP | NA | WAT |  | 653123.5 |  | 1.5381e-07 | EIA Prime Mover-level Data | NEI avg EF - PM, fuel type, firing type
2019 | MT | Sand Creek Wind Farm | 60595 | WT1 | WT | IP | NA | WND
2019 | MT | Selis Ksanka Qlispe | 2188 | KER1 | HY | OP | NA | WAT |  | 2534366 |  | 1.5381e-07 | EIA Prime Mover-level Data | NEI avg EF - PM, fuel type, firing type
2019 | MT | Selis Ksanka Qlispe | 2188 | KER2 | HY | OP | NA | WAT |  | 1809236 |  | 1.5381e-07 | EIA Prime Mover-level Data | NEI avg EF - PM, fuel type, firing type
2019 | MT | Selis Ksanka Qlispe | 2188 | KER3 | HY | OP | NA | WAT |  | 3108727 |  | 1.5381e-07 | EIA Prime Mover-level Data | NEI avg EF - PM, fuel type, firing type
2019 | MT | Sidney MT Plant | 57914 | CE1 | ST | OP | NA | LIG |  | 282820.8 | 2.1829 | 0.015437 | EIA Unit-level Data | NEI avg EF - PM, fuel type
2019 | MT | Sidney MT Plant | 57914 | CE2 | ST | OP | NA | LIG |  | 280647.6 | 2.1662 | 0.015437 | EIA Unit-level Data | NEI avg EF - PM, fuel type
2019 | MT | Sidney MT Plant | 57914 | UI3 | ST | OP | NA | NG |  | 315015.3 | 1.2683 | 0.0080524 | EIA Unit-level Data | NEI avg EF - PM, fuel type
2019 | MT | Sidney MT Plant | 57914 | UI4 | ST | OP | NA | NG |  | 109771.9 | 0.44197 | 0.0080524 | EIA Unit-level Data | NEI avg EF - PM, fuel type
2019 | MT | South Dry Creek Hydro | 10138 | 1 | HY | OP | NA | WAT |  | 38028 |  | 1.5381e-07 | EIA Prime Mover-level Data | NEI avg EF - PM, fuel type, firing type
2019 | MT | South Mills Solar, LLC | 61290 | SMSMT | PV | OP | NA | SUN |  | 38625 |  | 0 | EIA Prime Mover-level Data | Estimated using an emission factor
2019 | MT | South Peak Wind | 62939 | 41001 | WT | V | NA | WND
2019 | MT | Spion Kop Wind Farm | 58218 | SKW25 | WT | OP | NA | WND |  | 1076154 |  | 0 | EIA Prime Mover-level Data | Estimated using an emission factor
2019 | MT | Stillwater Wind, LLC | 61858 | WT | WT | OP | NA | WND |  | 2293021 |  | 0 | EIA Prime Mover-level Data | Estimated using an emission factor
2019 | MT | Stoltze CoGen1 | 58523 | STL2 | ST | OP | NA | WDS |  | 530709 | 6.0533 | 0.022812 | EIA Prime Mover-level Data | NEI avg EF - PM, fuel type
2019 | MT | Thompson Falls | 2195 | TF1 | HY | OP | NA | WAT |  | 285322.5 |  | 1.5381e-07 | EIA Prime Mover-level Data | NEI avg EF - PM, fuel type, firing type
2019 | MT | Thompson Falls | 2195 | TF2 | HY | OP | NA | WAT |  | 285322.5 |  | 1.5381e-07 | EIA Prime Mover-level Data | NEI avg EF - PM, fuel type, firing type
2019 | MT | Thompson Falls | 2195 | TF3 | HY | OP | NA | WAT |  | 285322.5 |  | 1.5381e-07 | EIA Prime Mover-level Data | NEI avg EF - PM, fuel type, firing type
2019 | MT | Thompson Falls | 2195 | TF4 | HY | OP | NA | WAT |  | 244562.1 |  | 1.5381e-07 | EIA Prime Mover-level Data | NEI avg EF - PM, fuel type, firing type
2019 | MT | Thompson Falls | 2195 | TF5 | HY | OP | NA | WAT |  | 285322.5 |  | 1.5381e-07 | EIA Prime Mover-level Data | NEI avg EF - PM, fuel type, firing type
2019 | MT | Thompson Falls | 2195 | TF6 | HY | OP | NA | WAT |  | 285322.5 |  | 1.5381e-07 | EIA Prime Mover-level Data | NEI avg EF - PM, fuel type, firing type
2019 | MT | Thompson Falls | 2195 | TF7 | HY | OP | NA | WAT |  | 2327416 |  | 1.5381e-07 | EIA Prime Mover-level Data | NEI avg EF - PM, fuel type, firing type
2019 | MT | Tiber Dam Hydroelectric Plant | 56499 | HY1 | HY | OP | NA | WAT |  | 496532 |  | 1.5381e-07 | EIA Prime Mover-level Data | NEI avg EF - PM, fuel type, firing type
2019 | MT | Turnbull Hydro | 57690 | 1 | HY | OP | NA | WAT |  | 93743.55 |  | 1.5381e-07 | EIA Prime Mover-level Data | NEI avg EF - PM, fuel type, firing type
2019 | MT | Turnbull Hydro | 57690 | 2 | HY | OP | NA | WAT |  | 136193.5 |  | 1.5381e-07 | EIA Prime Mover-level Data | NEI avg EF - PM, fuel type, firing type
2019 | MT | Two Dot Wind Farm | 59003 | 1 | WT | OP | NA | WND |  | 301944 |  | 0 | EIA Prime Mover-level Data | Estimated using an emission factor
2019 | MT | Western Sugar Cooperative - Billings | 62319 | 1 | ST | OP | NA | BIT |  | 975202 | 21.6918 | 0.044487 | EIA Prime Mover-level Data | NEI avg EF - PM, fuel type
2019 | MT | Yellowstone Energy LP | 50931 | BLR1 | ST | OP | NA | PC |  | 3781615 | 11.9191 | 0.0063037 | EIA Unit-level Data | NEI avg EF - PM, fuel type
2019 | MT | Yellowstone Energy LP | 50931 | BLR2 | ST | OP | NA | PC |  | 3772212 | 11.8895 | 0.0063037 | EIA Unit-level Data | NEI avg EF - PM, fuel type
2019 | MT | Yellowtail | 2204 | 1 | HY | OP | NA | WAT |  | 2176829 |  | 1.5381e-07 | EIA Prime Mover-level Data | NEI avg EF - PM, fuel type, firing type
2019 | MT | Yellowtail | 2204 | 2 | HY | OP | NA | WAT |  | 1892237 |  | 1.5381e-07 | EIA Prime Mover-level Data | NEI avg EF - PM, fuel type, firing type
2019 | MT | Yellowtail | 2204 | 3 | HY | OP | NA | WAT |  | 2176829 |  | 1.5381e-07 | EIA Prime Mover-level Data | NEI avg EF - PM, fuel type, firing type
2019 | MT | Yellowtail | 2204 | 4 | HY | OP | NA | WAT |  | 1892237 |  | 1.5381e-07 | EIA Prime Mover-level Data | NEI avg EF - PM, fuel type, firing type
2019 | MT | Colstrip | 6076 | 1 | ST | OP | TANGENTIAL | SUB | 6065 | 19415320 | 519.3598 | 0.0535 | EPA/CAMD | EPA/NEI | 1975
2019 | MT | Colstrip | 6076 | 2 | ST | OP | TANGENTIAL | SUB | 6448 | 20709550 | 553.9804 | 0.0535 | EPA/CAMD | EPA/NEI | 1976
2019 | MT | Colstrip | 6076 | 3 | ST | OP | TANGENTIAL | SUB | 8019 | 55260210 | 1478.2105 | 0.0535 | EPA/CAMD | EPA/NEI | 1984
2019 | MT | Colstrip | 6076 | 4 | ST | OP | TANGENTIAL | SUB | 8088 | 53528690 | 1431.8929 | 0.0535 | EPA/CAMD | EPA/NEI | 1986
2019 | MT | Culbertson Station | 56606 | CT01 | GT | OP | CT | NG | 3243 | 1226058 | 4.2006 | 0.0068522 | EPA/CAMD | EPA/NEI | 2010
2019 | MT | Dave Gates Generating Station | 56908 | 1A | GT | OP | CT | NG | 2741 | 393475.9 | 6.5939 | 0.033516 | EPA/CAMD | EPA/NEI | 2010
2019 | MT | Dave Gates Generating Station | 56908 | 1B | GT | OP | CT | NG | 3982 | 553809.4 | 8.2753 | 0.029885 | EPA/CAMD | EPA/NEI | 2010
2019 | MT | Dave Gates Generating Station | 56908 | 2A | GT | OP | CT | NG | 2847 | 433560.6 | 3.8175 | 0.01761 | EPA/CAMD | EPA/NEI | 2010
2019 | MT | Dave Gates Generating Station | 56908 | 2B | GT | OP | CT | NG | 3579 | 521354.3 | 4.3427 | 0.016659 | EPA/CAMD | EPA/NEI | 2010
2019 | MT | Dave Gates Generating Station | 56908 | 3A | GT | OP | CT | NG | 3017 | 396302.7 | 3.4264 | 0.017292 | EPA/CAMD | EPA/NEI | 2010
2019 | MT | Dave Gates Generating Station | 56908 | 3B | GT | OP | CT | NG | 3791 | 527741.4 | 4.8294 | 0.018302 | EPA/CAMD | EPA/NEI | 2010
2019 | MT | Glendive Generating Station | 2176 | GT-2 | GT | OP | CT | NG | 171 | 26517.46 | 0.0025192 | 0.00019 | EPA/CAMD | EPA/NEI | 2003
2019 | MT | Hardin Generating Station | 55749 | U1 | ST | OP | WALL | SUB | 1953 | 2216507 | 78.9631 | 0.07125 | EPA/CAMD | EPA/NEI | 2006
2019 | MT | Lewis & Clark | 6089 | B1 | ST | OP | TANGENTIAL | LIG | 7463 | 3526086 | 159.7317 | 0.0906 | EPA/CAMD | EPA/NEI | 1958
2019 | NC | 1001 Ebenezer Church Solar | 63444 | 1001 | PV | P | NA | SUN
2019 | NC | 1008 Matthews Solar | 63447 | 1008 | PV | P | NA | SUN
2019 | NC | 1009 Yadkin Solar | 63445 | 1009 | PV | P | NA | SUN
2019 | NC | 1025 Traveller Solar, LLC | 62660 | 1025 | PV | OP | NA | SUN |  | 11860 |  | 0 | EIA Prime Mover-level Data | Estimated using an emission factor
2019 | NC | 1045 Tomlin Mill Solar | 63448 | 1045 | PV | P | NA | SUN
2019 | NC | 1047 Little Mountain Solar, LLC | 62661 | 1047 | PV | OP | NA | SUN |  | 12617 |  | 0 | EIA Prime Mover-level Data | Estimated using an emission factor
2019 | NC | 1073 Onslow Solar | 63446 | 1073 | PV | P | NA | SUN
2019 | NC | 231 Dixon 74 Solar I, LLC | 61195 | DIXON | PV | OP | NA | SUN |  | 35838 |  | 0 | EIA Prime Mover-level Data | Estimated using an emission factor
2019 | NC | 232 Long Branch 29 Solar I, LLC | 63296 | NCLFT | PV | OP | NA | SUN |  | 22178 |  | 0 | EIA Prime Mover-level Data | Estimated using an emission factor
2019 | NC | 4Oaks | 59534 | 4OAKS | PV | OP | NA | SUN |  | 56675 |  | 0 | EIA Prime Mover-level Data | Estimated using an emission factor
2019 | NC | 510 REPP One | 57363 | 1 | PV | OP | NA | SUN |  | 13933 |  | 0 | EIA Prime Mover-level Data | Estimated using an emission factor
2019 | NC | ABD Farms | 61525 | GEN1 | PV | OP | NA | SUN |  | 85753 |  | 0 | EIA Prime Mover-level Data | Estimated using an emission factor
2019 | NC | Achilles Solar | 62621 | ACHIL | PV | OP | NA | SUN |  | 83403 |  | 0 | EIA Prime Mover-level Data | Estimated using an emission factor
2019 | NC | Adams Solar | 60949 | PV1 | PV | P | NA | SUN
2019 | NC | AGA TAG Solar IV LLC | 63225 | PV1 | PV | OP | NA | SUN |  | 2244 |  | 0 | EIA Prime Mover-level Data | Estimated using an emission factor
2019 | NC | Ahoskie | 59795 | FLS1 | PV | OP | NA | SUN |  | 69710 |  | 0 | EIA Prime Mover-level Data | Estimated using an emission factor
2019 | NC | Ajax Solar | 60288 | PV1 | PV | OP | NA | SUN |  | 36258 |  | 0 | EIA Prime Mover-level Data | Estimated using an emission factor
2019 | NC | Albemarle Hospital Unit | 56339 | 1 | IC | OP | NA | DFO |  | 1519 | 0.23544 | 0.31 | EIA Prime Mover-level Data | Estimated using an emission factor
2019 | NC | Albemarle Prime Power Park | 56263 | Unit1 | IC | OP | NA | DFO |  | 1181 | 0.18305 | 0.31 | EIA Prime Mover-level Data | Estimated using an emission factor
2019 | NC | Albemarle Prime Power Park | 56263 | Unit2 | IC | OP | NA | DFO |  | 1181 | 0.18305 | 0.31 | EIA Prime Mover-level Data | Estimated using an emission factor
2019 | NC | Albemarle Solar Center LLC | 58806 | ASC1 | PV | OP | NA | SUN |  | 82158 |  | 0 | EIA Prime Mover-level Data | Estimated using an emission factor
2019 | NC | Albertson Solar LLC | 59901 | ALBRT | PV | OP | NA | SUN |  | 93277 |  | 0 | EIA Prime Mover-level Data | Estimated using an emission factor
2019 | NC | Alexis Solar | 60139 | PV1 | PV | CN | NA | SUN
2019 | NC | Alpha Value Solar | 62054 | AVS01 | PV | OP | NA | SUN
2019 | NC | AM Best Farm | 58344 | 1 | PV | OP | NA | SUN |  | 76183 |  | 0 | EIA Prime Mover-level Data | Estimated using an emission factor
2019 | NC | American Legion PV 1 | 59516 | AMLEG | PV | OP | NA | SUN |  | 224390 |  | 0 | EIA Prime Mover-level Data | Estimated using an emission factor
2019 | NC | Amethyst Solar | 58730 | PV1 | PV | OP | NA | SUN |  | 52747 |  | 0 | EIA Prime Mover-level Data | Estimated using an emission factor
2019 | NC | Anderson Farm LLC | 59115 | 1 | PV | OP | NA | SUN |  | 34628 |  | 0 | EIA Prime Mover-level Data | Estimated using an emission factor
2019 | NC | Andrew Solar | 59497 | PV1 | PV | OP | NA | SUN |  | 84267 |  | 0 | EIA Prime Mover-level Data | Estimated using an emission factor
2019 | NC | Angel Solar | 58731 | PV1 | PV | OP | NA | SUN |  | 82486 |  | 0 | EIA Prime Mover-level Data | Estimated using an emission factor
2019 | NC | Angier Farm | 58867 | 1 | PV | OP | NA | SUN |  | 66602 |  | 0 | EIA Prime Mover-level Data | Estimated using an emission factor
2019 | NC | Anna Solar | 60176 | PV1 | PV | CN | NA | SUN
2019 | NC | Apple Data Center - Fuel Cell 1&2 | 58264 | FC1 | FC | OP | NA | LFG |  | 210556.7 | 0 | 0 | EIA Prime Mover-level Data | Estimated using an emission factor
2019 | NC | Apple Data Center - Fuel Cell 1&2 | 58264 | FC2 | FC | OP | NA | LFG |  | 231612.3 | 0 | 0 | EIA Prime Mover-level Data | Estimated using an emission factor
2019 | NC | Apple Data Center - PV2 | 58701 | PV2 | PV | OP | NA | SUN |  | 355590 |  | 0 | EIA Prime Mover-level Data | Estimated using an emission factor
2019 | NC | Apple Data Center PV | 57994 | PV1 | PV | OP | NA | SUN |  | 297474 |  | 0 | EIA Prime Mover-level Data | Estimated using an emission factor
2019 | NC | Apple Data Center PV3 | 59474 | DCPV3 | PV | OP | NA | SUN |  | 321826 |  | 0 | EIA Prime Mover-level Data | Estimated using an emission factor
2019 | NC | Apple One | 58828 | PV1 | PV | OP | NA | SUN |  | 87660 |  | 0 | EIA Prime Mover-level Data | Estimated using an emission factor
2019 | NC | Ararat Rock Solar, LLC | 58492 | ARARR | PV | OP | NA | SUN |  | 49043 |  | 0 | EIA Prime Mover-level Data | Estimated using an emission factor
2019 | NC | Arba Solar, LLC | 58801 | INV1 | PV | OP | NA | SUN |  | 7000.5 |  | 0 | EIA Prime Mover-level Data | Estimated using an emission factor
2019 | NC | Arba Solar, LLC | 58801 | INV2 | PV | OP | NA | SUN |  | 7000.5 |  | 0 | EIA Prime Mover-level Data | Estimated using an emission factor
2019 | NC | Arba Solar, LLC | 58801 | INV3 | PV | OP | NA | SUN |  | 7000.5 |  | 0 | EIA Prime Mover-level Data | Estimated using an emission factor
2019 | NC | Arba Solar, LLC | 58801 | INV4 | PV | OP | NA | SUN |  | 7000.5 |  | 0 | EIA Prime Mover-level Data | Estimated using an emission factor
2019 | NC | Arborgate Solar | 62623 | ARBOR | PV | OP | NA | SUN |  | 66004 |  | 0 | EIA Prime Mover-level Data | Estimated using an emission factor
2019 | NC | Archer Daniels Midland Southport | 54316 | GEN1 | GT | SB | NA | NG |  |  |  | 0.0070853
2019 | NC | Archer Daniels Midland Southport | 54316 | GEN2 | GT | SB | NA | NG |  |  |  | 0.0070853
2019 | NC | Archer Daniels Midland Southport | 54316 | GEN3 | GT | SB | NA | NG |  |  |  | 0.0070853
2019 | NC | Arndt Farm | 58315 | 1 | PV | OP | NA | SUN |  | 79327 |  | 0 | EIA Prime Mover-level Data | Estimated using an emission factor
2019 | NC | Arthur Solar, LLC | 62136 | ART01 | PV | OP | NA | SUN |  | 85459 |  | 0 | EIA Prime Mover-level Data | Estimated using an emission factor
2019 | NC | Asheville-Rock Hill Battery | 63064 | ES1 | BA | U | NA | MWH
2019 | NC | Ashley Solar Farm | 59566 | PV1 | PV | OP | NA | SUN |  | 62052 |  | 0 | EIA Prime Mover-level Data | Estimated using an emission factor
2019 | NC | Aspen Solar, LLC | 59694 | GEN1 | PV | OP | NA | SUN |  | 82700 |  | 0 | EIA Prime Mover-level Data | Estimated using an emission factor
2019 | NC | Atkinson Farm Solar | 60982 | 1 | PV | OP | NA | SUN |  | 80404 |  | 0 | EIA Prime Mover-level Data | Estimated using an emission factor
2019 | NC | Atkinson Solar II | 62096 | PGRF3 | PV | OP | NA | SUN |  | 33808 |  | 0 | EIA Prime Mover-level Data | Estimated using an emission factor
2019 | NC | ATOOD Solar IV, LLC | 63383 | NCATD | PV | OP | NA | SUN |  | 1631 |  | 0 | EIA Prime Mover-level Data | Estimated using an emission factor
2019 | NC | Audrey Solar | 58732 | PV1 | PV | OP | NA | SUN |  | 43834 |  | 0 | EIA Prime Mover-level Data | Estimated using an emission factor
2019 | NC | Augustus Farm, LLC | 60313 | 1 | PV | OP | NA | SUN |  | 87241 |  | 0 | EIA Prime Mover-level Data | Estimated using an emission factor
2019 | NC | Aulander Holloman Solar, LLC | 62340 | HOLLO | PV | OP | NA | SUN |  | 754881 |  | 0 | EIA Prime Mover-level Data | Estimated using an emission factor
2019 | NC | Aulander Hwy 42 Solar, LLC | 63332 | NCAUL | PV | OP | NA | SUN |  | 93350 |  | 0 | EIA Prime Mover-level Data | Estimated using an emission factor
2019 | NC | Austin Solar | 58733 | PV1 | PV | CN | NA | SUN
2019 | NC | Auten Road Farm, LLC | 60634 | PV1 | PV | OP | NA | SUN |  | 89112 |  | 0 | EIA Prime Mover-level Data | Estimated using an emission factor
2019 | NC | Avalon Hydropower | 54801 | GEN1 | HY | OP | NA | WAT |  | 33757.33 |  | 1.5381e-07 | EIA Prime Mover-level Data | NEI avg EF - PM, fuel type, firing type
2019 | NC | Avalon Hydropower | 54801 | GEN2 | HY | OP | NA | WAT |  | 12659 |  | 1.5381e-07 | EIA Prime Mover-level Data | NEI avg EF - PM, fuel type, firing type
2019 | NC | Avalon Hydropower | 54801 | GEN3 | HY | OP | NA | WAT |  | 4219.667 |  | 1.5381e-07 | EIA Prime Mover-level Data | NEI avg EF - PM, fuel type, firing type
2019 | NC | Ayrshire | 58792 | PV1 | PV | OP | NA | SUN |  | 307239 |  | 0 | EIA Prime Mover-level Data | Estimated using an emission factor
2019 | NC | Badger | 62603 | BADGE | PV | OP | NA | SUN |  | 61829 |  | 0 | EIA Prime Mover-level Data | Estimated using an emission factor
2019 | NC | Bailey Farm LLC | 59127 | 1 | PV | OP | NA | SUN |  | 80642 |  | 0 | EIA Prime Mover-level Data | Estimated using an emission factor
2019 | NC | Bakatsias Solar | 61527 | GEN1 | PV | OP | NA | SUN |  | 68561 |  | 0 | EIA Prime Mover-level Data | Estimated using an emission factor
2019 | NC | Baker PV 1 | 59517 | BAKE1 | PV | OP | NA | SUN |  | 78035 |  | 0 | EIA Prime Mover-level Data | Estimated using an emission factor
2019 | NC | Balsam | 59828 | 5375 | PV | OP | NA | SUN |  | 80938 |  | 0 | EIA Prime Mover-level Data | Estimated using an emission factor
2019 | NC | Baltimore Church Solar, LLC | 60144 | FLS1 | PV | OP | NA | SUN |  | 70110 |  | 0 | EIA Prime Mover-level Data | Estimated using an emission factor
2019 | NC | Barker Solar, LLC | 61194 | BARK | PV | OP | NA | SUN |  | 82174 |  | 0 | EIA Prime Mover-level Data | Estimated using an emission factor
2019 | NC | Barnhill Road Solar, LLC | 60782 | 1 | PV | OP | NA | SUN |  | 46898 |  | 0 | EIA Prime Mover-level Data | Estimated using an emission factor
2019 | NC | Battleboro Farm | 60369 | BFPV | PV | OP | NA | SUN |  | 78647 |  | 0 | EIA Prime Mover-level Data | Estimated using an emission factor
2019 | NC | Battleground | 59038 | GEN1 | PV | OP | NA | SUN |  | 51189 |  | 0 | EIA Prime Mover-level Data | Estimated using an emission factor
2019 | NC | Bay Branch Solar | 60601 | BBSOL | PV | OP | NA | SUN |  | 75498 |  | 0 | EIA Prime Mover-level Data | Estimated using an emission factor
2019 | NC | Bayboro Solar Farm | 61528 | GEN1 | PV | OP | NA | SUN |  | 82754 |  | 0 | EIA Prime Mover-level Data | Estimated using an emission factor
2019 | NC | Bear Creek Dam | 2741 | 1 | HY | OP | NA | WAT |  | 190616 |  | 1.5381e-07 | EIA Prime Mover-level Data | NEI avg EF - PM, fuel type, firing type
2019 | NC | Bear Creek Solar | 61351 | GEN1 | PV | OP | NA | SUN |  | 36140 |  | 0 | EIA Prime Mover-level Data | Estimated using an emission factor
2019 | NC | Bearford Farm Solar Project | 59567 | PV1 | PV | OP | NA | SUN |  | 81176 |  | 0 | EIA Prime Mover-level Data | Estimated using an emission factor
2019 | NC | Bearford Solar II | 59488 | BEARF | PV | OP | NA | SUN |  | 85666 |  | 0 | EIA Prime Mover-level Data | Estimated using an emission factor
2019 | NC | BearPond Solar Center LLC | 58955 | BEAR | PV | OP | NA | SUN |  | 79736 |  | 0 | EIA Prime Mover-level Data | Estimated using an emission factor
2019 | NC | Beaufort Solar, LLC | 59887 | GEN | PV | OP | NA | SUN |  | 259818 |  | 0 | EIA Prime Mover-level Data | Estimated using an emission factor
2019 | NC | Beetle Solar | 59511 | PV1 | PV | OP | NA | SUN |  | 62015 |  | 0 | EIA Prime Mover-level Data | Estimated using an emission factor
2019 | NC | Belwood Farm | 58314 | 1 | PV | OP | NA | SUN |  | 69682 |  | 0 | EIA Prime Mover-level Data | Estimated using an emission factor
2019 | NC | Benson Solar, LLC | 63836 | PV1 | PV | T | NA | SUN
2019 | NC | Benthall Bridge PV 1 | 59515 | BENT1 | PV | OP | NA | SUN |  | 39847 |  | 0 | EIA Prime Mover-level Data | Estimated using an emission factor
2019 | NC | Bernhardt Furniture Solar Farm | 60881 | BERN4 | PV | OP | NA | SUN |  | 16249 |  | 0 | EIA Prime Mover-level Data | Estimated using an emission factor
2019 | NC | Bethel Price Solar, LLC | 58843 | 1 | PV | OP | NA | SUN |  | 61481 |  | 0 | EIA Prime Mover-level Data | Estimated using an emission factor
2019 | NC | Bethel Solar | 59173 | 5MWPV | PV | OP | NA | SUN |  | 65250 |  | 0 | EIA Prime Mover-level Data | Estimated using an emission factor
2019 | NC | Beulaville | 59039 | GEN 1 | PV | OP | NA | SUN |  | 30684 |  | 0 | EIA Prime Mover-level Data | Estimated using an emission factor
2019 | NC | BG Stewart Solar Farm, LLC | 59930 | NB005 | PV | OP | NA | SUN |  | 79690 |  | 0 | EIA Prime Mover-level Data | Estimated using an emission factor
2019 | NC | Biltmore Solar Fields | 61271 | 18950 | PV | OP | NA | SUN |  | 10587 |  | 0 | EIA Prime Mover-level Data | Estimated using an emission factor
2019 | NC | Binks Solar | 58737 | PV1 | PV | CN | NA | SUN
2019 | NC | Biscoe Solar LLC | 58667 | BISCO | PV | OP | NA | SUN |  | 82834 |  | 0 | EIA Prime Mover-level Data | Estimated using an emission factor
2019 | NC | Bizzell Church Solar 1, LLC | 60401 | BCSPV | PV | OP | NA | SUN |  | 84697 |  | 0 | EIA Prime Mover-level Data | Estimated using an emission factor
2019 | NC | Bizzell Church Solar 2 | 61158 | BIZZE | PV | OP | NA | SUN |  | 85175 |  | 0 | EIA Prime Mover-level Data | Estimated using an emission factor
2019 | NC | Blackburn Landfill Co-Generation | 55488 | BB1 | IC | OP | NA | LFG |  | 62070 | 0.45621 | 0.0147 | EIA Prime Mover-level Data | Estimated using an emission factor
2019 | NC | Blackburn Landfill Co-Generation | 55488 | BB2 | IC | OP | NA | LFG |  | 62070 | 0.45621 | 0.0147 | EIA Prime Mover-level Data | Estimated using an emission factor
2019 | NC | Blackburn Landfill Co-Generation | 55488 | BB3 | IC | OP | NA | LFG |  | 55863 | 0.41059 | 0.0147 | EIA Prime Mover-level Data | Estimated using an emission factor
2019 | NC | Bladen Solar | 61561 | GEN1 | PV | OP | NA | SUN |  | 906132 |  | 0 | EIA Prime Mover-level Data | Estimated using an emission factor
2019 | NC | Bladenboro Farm | 58868 | 1 | PV | OP | NA | SUN |  | 73395 |  | 0 | EIA Prime Mover-level Data | Estimated using an emission factor
2019 | NC | Bladenboro Solar 2 | 62101 | PGRF6 | PV | OP | NA | SUN |  | 78701 |  | 0 | EIA Prime Mover-level Data | Estimated using an emission factor
2019 | NC | Bladenboro Solar, LLC | 61283 | GEN1 | PV | OP | NA | SUN |  | 84419 |  | 0 | EIA Prime Mover-level Data | Estimated using an emission factor
2019 | NC | Blewett | 2707 | 1 | HY | OP | NA | WAT |  | 0 |  | 0.00031908 | EIA Prime Mover-level Data | NEI avg EF - PM, fuel type, firing type
2019 | NC | Blewett | 2707 | 2 | HY | OP | NA | WAT |  | 0 |  | 0.00090271 | EIA Prime Mover-level Data | NEI avg EF - PM, fuel type, firing type
2019 | NC | Blewett | 2707 | 3 | HY | OP | NA | WAT |  | 0 |  | 0.0012781 | EIA Prime Mover-level Data | NEI avg EF - PM, fuel type, firing type
2019 | NC | Blewett | 2707 | 4 | HY | OP | NA | WAT |  | 0 |  | 0.00090505 | EIA Prime Mover-level Data | NEI avg EF - PM, fuel type, firing type
2019 | NC | Blewett | 2707 | 5 | HY | OP | NA | WAT |  | 0 |  | 1.5381e-07 | EIA Prime Mover-level Data | NEI avg EF - PM, fuel type, firing type
2019 | NC | Blewett | 2707 | 6 | HY | OP | NA | WAT |  | 0 |  | 1.5381e-07 | EIA Prime Mover-level Data | NEI avg EF - PM, fuel type, firing type
2019 | NC | Blue Bird Solar | 60177 | PV1 | PV | CN | NA | SUN
2019 | NC | Blueberry One | 58605 | PV1 | PV | OP | NA | SUN |  | 83796 |  | 0 | EIA Prime Mover-level Data | Estimated using an emission factor
2019 | NC | Boaz Farm Solar | 61157 | BOAZF | PV | OP | NA | SUN |  | 81052 |  | 0 | EIA Prime Mover-level Data | Estimated using an emission factor
2019 | NC | Bolton Farm | 58349 | 1 | PV | OP | NA | SUN |  | 79112 |  | 0 | EIA Prime Mover-level Data | Estimated using an emission factor
2019 | NC | Bondi Solar | 61352 | GEN1 | PV | OP | NA | SUN |  | 91293 |  | 0 | EIA Prime Mover-level Data | Estimated using an emission factor
2019 | NC | Bonnie Solar | 60175 | PV1 | PV | CN | NA | SUN
2019 | NC | Boseman Solar Center LLC | 58807 | BSC1 | PV | OP | NA | SUN |  | 77305 |  | 0 | EIA Prime Mover-level Data | Estimated using an emission factor
2019 | NC | Bostic Delivery No 2 | 56547 | 1 | IC | OP | NA | DFO |  | 12 | 0.00186 | 0.31 | EIA Prime Mover-level Data | Estimated using an emission factor
2019 | NC | Boykin PV1 | 59996 | BOYK1 | PV | L | NA | SUN
2019 | NC | Bradley Farm (Dudley) | 62593 | PV1 | PV | P | NA | SUN
2019 | NC | Bradley PV1 | 59154 | BRAD1 | PV | OP | NA | SUN |  | 71391 |  | 0 | EIA Prime Mover-level Data | Estimated using an emission factor
2019 | NC | Brantley Solar | 60623 | PV1 | PV | OP | NA | SUN |  | 916433 |  | 0 | EIA Prime Mover-level Data | Estimated using an emission factor
2019 | NC | BRE | 59706 | NB005 | PV | OP | NA | SUN |  | 76994 |  | 0 | EIA Prime Mover-level Data | Estimated using an emission factor
2019 | NC | BRE NC Solar 2 | 60626 | BEAM2 | PV | L | NA | SUN
2019 | NC | BRE NC Solar 3 | 60627 | BEAM3 | PV | L | NA | SUN
2019 | NC | BRE NC Solar 4 | 60628 | BEAM4 | PV | L | NA | SUN
2019 | NC | Bridgewater | 2719 | 1 | HY | OP | NA | WAT |  | 342856 |  | 1.5381e-07 | EIA Prime Mover-level Data | NEI avg EF - PM, fuel type, firing type
2019 | NC | Bridgewater | 2719 | 2 | HY | OP | NA | WAT |  | 342856 |  | 1.5381e-07 | EIA Prime Mover-level Data | NEI avg EF - PM, fuel type, firing type
2019 | NC | Bridgewater | 2719 | 3 | HY | OP | NA | WAT |  | 44835.02 |  | 1.5381e-07 | EIA Prime Mover-level Data | NEI avg EF - PM, fuel type, firing type
2019 | NC | Broad River Solar, LLC | 62822 | GEN1 | PV | P | NA | SUN
2019 | NC | Broadridge Solar, LLC | 61218 | BROAD | PV | OP | NA | SUN |  | 88595 |  | 0 | EIA Prime Mover-level Data | Estimated using an emission factor
2019 | NC | Broadway Solar Center, LLC | 59762 | BRDWY | PV | OP | NA | SUN |  | 80564 |  | 0 | EIA Prime Mover-level Data | Estimated using an emission factor
2019 | NC | Brooke Solar | 60140 | PV1 | PV | CN | NA | SUN
2019 | NC | Brunswick Nuclear | 6014 | 1 | ST | OP | NA | NUC |  | 80862420 |  | 0 | EIA Prime Mover-level Data | Estimated using an emission factor
2019 | NC | Brunswick Nuclear | 6014 | 2 | ST | OP | NA | NUC |  | 72804180 |  | 0 | EIA Prime Mover-level Data | Estimated using an emission factor
2019 | NC | Buckleberry Solar | 61693 | GEN | PV | OP | NA | SUN |  | 945226 |  | 0 | EIA Prime Mover-level Data | Estimated using an emission factor
2019 | NC | Buddy Solar | 58735 | PV1 | PV | OP | NA | SUN |  | 56398 |  | 0 | EIA Prime Mover-level Data | Estimated using an emission factor
2019 | NC | Bullock Solar, LLC | 61512 | GEN1 | PV | OP | NA | SUN |  | 909774 |  | 0 | EIA Prime Mover-level Data | Estimated using an emission factor
2019 | NC | Bunn Level Farm, LLC | 60636 | 1 | PV | OP | NA | SUN |  | 84501 |  | 0 | EIA Prime Mover-level Data | Estimated using an emission factor
2019 | NC | Burgaw Solar, LLC | 62240 | 1072 | PV | OP | NA | SUN |  | 7924 |  | 0 | EIA Prime Mover-level Data | Estimated using an emission factor
2019 | NC | Buxton | 2783 | 1A | IC | OP | NA | DFO |  | 1436.8 | 0.2227 | 0.31 | EIA Prime Mover-level Data | Estimated using an emission factor
2019 | NC | Buxton | 2783 | 2A | IC | OP | NA | DFO |  | 1436.8 | 0.2227 | 0.31 | EIA Prime Mover-level Data | Estimated using an emission factor
2019 | NC | Buxton | 2783 | 3A | IC | OP | NA | DFO |  | 1436.8 | 0.2227 | 0.31 | EIA Prime Mover-level Data | Estimated using an emission factor
2019 | NC | Buxton | 2783 | 4A | IC | OP | NA | DFO |  | 1436.8 | 0.2227 | 0.31 | EIA Prime Mover-level Data | Estimated using an emission factor
2019 | NC | Buxton | 2783 | 5A | IC | OP | NA | DFO |  | 1436.8 | 0.2227 | 0.31 | EIA Prime Mover-level Data | Estimated using an emission factor
2019 | NC | Cabaniss Solar | 60430 | PV1 | PV | T | NA | SUN
2019 | NC | Camden Dam Solar, LLC | 62330 | CMDND | PV | OP | NA | SUN |  | 20106 |  | 0 | EIA Prime Mover-level Data | Estimated using an emission factor
2019 | NC | Camp Lejeune Solar | 59966 | PV1 | PV | OP | NA | SUN |  | 193590 |  | 0 | EIA Prime Mover-level Data | Estimated using an emission factor
2019 | NC | Candace Solar | 59499 | PV1 | PV | OP | NA | SUN |  | 81365 |  | 0 | EIA Prime Mover-level Data | Estimated using an emission factor
2019 | NC | Canton North Carolina | 50244 | 10REC | ST | OP | NA |  |  | 4394924 |  |  | EIA Unit-level Data
2019 | NC | Canton North Carolina | 50244 | 11REC | ST | OP | NA |  |  | 4396905 |  |  | EIA Unit-level Data
2019 | NC | Canton North Carolina | 50244 | 4PB | ST | OP | NA |  |  | 3268762 |  |  | EIA Unit-level Data
2019 | NC | Canton North Carolina | 50244 | BBB | ST | RE | NA |  |  | 0 |  |  | EIA Unit-level Data
2019 | NC | Canton North Carolina | 50244 | EPB | ST | OP | NA |  |  | 1364911 |  |  | EIA Unit-level Data
2019 | NC | Canton North Carolina | 50244 | PGB | ST | RE | NA |  |  | 0 |  |  | EIA Unit-level Data
2019 | NC | Canton North Carolina | 50244 | RBB | ST | OP | NA |  |  | 1543564 |  |  | EIA Unit-level Data
2019 | NC | Canton North Carolina | 50244 | RCB | ST | OP | NA |  |  | 1684348 |  |  | EIA Unit-level Data
2019 | NC | Canton North Carolina | 50244 | WPB | ST | OP | NA |  |  | 1536619 |  |  | EIA Unit-level Data
2019 | NC | Cape Fear | 2708 | 1 | CA | RE | NA | DFO
2019 | NC | Cape Fear | 2708 | 2 | CA | RE | NA | DFO
2019 | NC | Cape Fear | 2708 | 5 | ST | RE | TANGENTIAL | BIT
2019 | NC | Cape Fear | 2708 | 6 | ST | RE | TANGENTIAL | BIT
2019 | NC | Cape Fear | 2708 | 1A | CT | RE | NA | DFO
2019 | NC | Cape Fear | 2708 | 1B | CT | RE | NA | DFO
2019 | NC | Cape Fear | 2708 | 2A | CT | RE | NA | DFO
2019 | NC | Cape Fear | 2708 | 2B | CT | RE | NA | DFO
2019 | NC | Cardinal Solar | 60174 | PV1 | PV | CN | NA | SUN
2019 | NC | Carl Friedrich Gauss Solar | 60882 | GAUSS | PV | OP | NA | SUN |  | 56978 |  | 0 | EIA Prime Mover-level Data | Estimated using an emission factor
2019 | NC | Carol Jean Solar | 59017 | GEN 1 | PV | OP | NA | SUN |  | 63805 |  | 0 | EIA Prime Mover-level Data | Estimated using an emission factor
2019 | NC | Carolina Lily Solar | 63016 | 1096 | PV | L | NA | SUN
2019 | NC | Carolina Poultry Power Farmville | 62873 | 7474 | ST | OP | NA | AB |  | 30264.94 | 2.232 | 0.1475 | EIA Prime Mover-level Data | NEI avg EF - PM, fuel type, firing type
2019 | NC | Carolina Poultry Power Farmville | 62873 | 7475 | ST | OP | NA | AB |  | 30264.94 | 2.232 | 0.1475 | EIA Prime Mover-level Data | NEI avg EF - PM, fuel type, firing type
2019 | NC | Carolina Poultry Power Farmville | 62873 | 7476 | ST | OP | NA | AB |  | 3783.118 | 0.279 | 0.1475 | EIA Prime Mover-level Data | NEI avg EF - PM, fuel type, firing type
2019 | NC | Carter PV1 | 59156 | CTR1 | PV | OP | NA | SUN |  | 83521 |  | 0 | EIA Prime Mover-level Data | Estimated using an emission factor
2019 | NC | Carter Solar | 60167 | PV1 | PV | CN | NA | SUN
2019 | NC | Cash Solar | 60178 | PV1 | PV | T | NA | SUN
2019 | NC | Castalia Solar | 58849 | 1 | PV | OP | NA | SUN |  | 32411 |  | 0 | EIA Prime Mover-level Data | Estimated using an emission factor
2019 | NC | Catawba River Pollution Control | 56553 | 1234 | IC | OP | NA | DFO |  | 683 | 0.10587 | 0.31 | EIA Prime Mover-level Data | Estimated using an emission factor
2019 | NC | Catawba Solar LLC | 60800 | PV1 | PV | OP | NA | SUN |  | 30399 |  | 0 | EIA Prime Mover-level Data | Estimated using an emission factor
2019 | NC | CB Bladen Solar, LLC | 60402 | CBPV | PV | OP | NA | SUN |  | 83645 |  | 0 | EIA Prime Mover-level Data | Estimated using an emission factor
2019 | NC | CBC Solar Energy Gen Fac Phase 2 | 59451 | PV2 | PV | OP | NA | SUN |  | 26407 |  | 0 | EIA Prime Mover-level Data | Estimated using an emission factor
2019 | NC | Cedar Cliff | 2743 | 1 | HY | OP | NA | WAT |  | 217793 |  | 1.5381e-07 | EIA Prime Mover-level Data | NEI avg EF - PM, fuel type, firing type
2019 | NC | Cedar Solar, LLC | 60135 | CED | PV | OP | NA | SUN |  | 83440 |  | 0 | EIA Prime Mover-level Data | Estimated using an emission factor
2019 | NC | Century Drive Solar Farm | 61187 | CENT1 | PV | OP | NA | SUN |  | 15021 |  | 0 | EIA Prime Mover-level Data | Estimated using an emission factor
2019 | NC | CenturyLink Regional HQ | 54882 | GEN1 | IC | RE | NA | DFO
2019 | NC | CenturyLink Regional HQ | 54882 | GEN2 | IC | SB | NA | DFO |  |  |  | 0.30942
2019 | NC | Chadbourn Farm | 58311 | 1 | PV | OP | NA | SUN |  | 83030 |  | 0 | EIA Prime Mover-level Data | Estimated using an emission factor
2019 | NC | Changeup | 62601 | CHANG | PV | OP | NA | SUN |  | 30390 |  | 0 | EIA Prime Mover-level Data | Estimated using an emission factor
2019 | NC | Charlotte Solar | 58722 | PV1 | PV | OP | NA | SUN |  | 84026 |  | 0 | EIA Prime Mover-level Data | Estimated using an emission factor
2019 | NC | Chatuge | 2778 | 1 | HY | OP | NA | WAT |  | 272382 |  | 1.5381e-07 | EIA Prime Mover-level Data | NEI avg EF - PM, fuel type, firing type
2019 | NC | Chauncey Farm LLC | 59100 | 1 | PV | OP | NA | SUN |  | 76415 |  | 0 | EIA Prime Mover-level Data | Estimated using an emission factor
2019 | NC | Chei Solar | 59508 | PV1 | PV | OP | NA | SUN |  | 79388 |  | 0 | EIA Prime Mover-level Data | Estimated using an emission factor
2019 | NC | Cheoah | 54899 | 1 | HY | RE | NA | WAT
2019 | NC | Cheoah | 54899 | 2 | HY | RE | NA | WAT
2019 | NC | Cheoah | 54899 | 3 | HY | RE | NA | WAT
2019 | NC | Cheoah | 54899 | 4 | HY | RE | NA | WAT
2019 | NC | Cheoah | 54899 | 5 | HY | OP | NA | WAT |  | 1307119 |  | 1.5381e-07 | EIA Prime Mover-level Data | NEI avg EF - PM, fuel type, firing type
2019 | NC | Cheoah | 54899 | 1A | HY | OP | NA | WAT |  | 1198193 |  | 1.5381e-07 | EIA Prime Mover-level Data | NEI avg EF - PM, fuel type, firing type
2019 | NC | Cheoah | 54899 | 2A | HY | OP | NA | WAT |  | 1198193 |  | 1.5381e-07 | EIA Prime Mover-level Data | NEI avg EF - PM, fuel type, firing type
2019 | NC | Cheoah | 54899 | 3A | HY | OP | NA | WAT |  | 1198193 |  | 1.5381e-07 | EIA Prime Mover-level Data | NEI avg EF - PM, fuel type, firing type
2019 | NC | Cheoah | 54899 | 4A | HY | OP | NA | WAT |  | 1198193 |  | 1.5381e-07 | EIA Prime Mover-level Data | NEI avg EF - PM, fuel type, firing type
2019 | NC | Cherryville City Hall | 56340 | 1 | IC | OP | NA | DFO |  | 969 | 0.15019 | 0.31 | EIA Prime Mover-level Data | Estimated using an emission factor
2019 | NC | Chestnut Solar | 61011 | PV1 | PV | V | NA | SUN
2019 | NC | Choco Solar, LLC | 59899 | CHOCO | PV | OP | NA | SUN |  | 95628 |  | 0 | EIA Prime Mover-level Data | Estimated using an emission factor
2019 | NC | Chocowinity Solar LLC | 58675 | CHOCO | PV | OP | NA | SUN |  | 76654 |  | 0 | EIA Prime Mover-level Data | Estimated using an emission factor
2019 | NC | Chowan Jehu Solar | 62693 | PGR03 | PV | OP | NA | SUN |  | 81872 |  | 0 | EIA Prime Mover-level Data | Estimated using an emission factor
2019 | NC | Christina Solar | 60172 | PV1 | PV | CN | NA | SUN
2019 | NC | Church Road Solar LLC | 62168 | CHU01 | PV | OP | NA | SUN |  | 67866 |  | 0 | EIA Prime Mover-level Data | Estimated using an emission factor
2019 | NC | CII Methane Management IV, LLC | 59711 | GEN1 | IC | OP | NA | LFG |  | 106917 | 0.78584 | 0.0147 | EIA Prime Mover-level Data | Estimated using an emission factor
2019 | NC | Cirrus Solar LLC | 58674 | CIRRU | PV | OP | NA | SUN |  | 79424 |  | 0 | EIA Prime Mover-level Data | Estimated using an emission factor
2019 | NC | Clayton Solar | 60171 | PV1 | PV | CN | NA | SUN
2019 | NC | Climax Solar | 60286 | PV1 | PV | IP | NA | SUN
2019 | NC | Cline Solar Farm, LLC | 59929 | NB007 | PV | OP | NA | SUN |  | 75935 |  | 0 | EIA Prime Mover-level Data | Estimated using an emission factor
2019 | NC | Clipperton Holdings | 59213 | PV1 | PV | OP | NA | SUN |  | 88043 |  | 0 | EIA Prime Mover-level Data | Estimated using an emission factor
2019 | NC | Coats Solar Farm, LLC | 59937 | NB006 | PV | OP | NA | SUN |  | 87090 |  | 0 | EIA Prime Mover-level Data | Estimated using an emission factor
2019 | NC | COC Surry LFG, LLC | 59439 | UNIT1 | IC | OP | NA | LFG |  | 83873 | 0.61647 | 0.0147 | EIA Prime Mover-level Data | Estimated using an emission factor
2019 | NC | Cohen Farm Solar, LLC | 60146 | FLS1 | PV | OP | NA | SUN |  | 85488 |  | 0 | EIA Prime Mover-level Data | Estimated using an emission factor
2019 | NC | Colin Solar | 58723 | PV1 | PV | CN | NA | SUN
2019 | NC | Collard Holdings Solar | 62317 | PV | PV | L | NA | SUN
2019 | NC | Concord Energy | 57896 | UNT1 | GT | OP | NA | LFG |  | 453420.5 | 4.8969 | 0.0216 | EIA Prime Mover-level Data | Estimated using an emission factor
2019 | NC | Concord Energy | 57896 | UNT2 | GT | OP | NA | LFG |  | 453420.5 | 4.8969 | 0.0216 | EIA Prime Mover-level Data | Estimated using an emission factor
2019 | NC | Concord Farm | 59818 | 1 | PV | OP | NA | SUN |  | 38644 |  | 0 | EIA Prime Mover-level Data | Estimated using an emission factor
2019 | NC | Conetoe II Solar, LLC | 59944 | CONE1 | PV | OP | NA | SUN |  | 1394373 |  | 0 | EIA Prime Mover-level Data | Estimated using an emission factor
2019 | NC | Conetoe Solar | 60188 | CON15 | PV | OP | NA | SUN |  | 89451 |  | 0 | EIA Prime Mover-level Data | Estimated using an emission factor
2019 | NC | Cookstown | 62600 | COOKS | PV | OP | NA | SUN |  | 89886 |  | 0 | EIA Prime Mover-level Data | Estimated using an emission factor
2019 | NC | Copperfield | 61882 | GEN1 | PV | OP | NA | SUN |  | 32821 |  | 0 | EIA Prime Mover-level Data | Estimated using an emission factor
2019 | NC | Cork Oak Solar | 60637 | NC160 | PV | OP | NA | SUN |  | 355020 |  | 0 | EIA Prime Mover-level Data | Estimated using an emission factor
2019 | NC | Cornelius Delivery No 1 | 56546 | 1 | IC | OP | NA | DFO |  | 133 | 0.020615 | 0.31 | EIA Prime Mover-level Data | Estimated using an emission factor
2019 | NC | Cornwall Solar Center, LLC | 59663 | CSC1 | PV | OP | NA | SUN |  | 83305 |  | 0 | EIA Prime Mover-level Data | Estimated using an emission factor
2019 | NC | Cotten Farm, LLC | 60965 | COT | PV | OP | NA | SUN |  | 86341 |  | 0 | EIA Prime Mover-level Data | Estimated using an emission factor
2019 | NC | Cottonwood Solar, LLC | 63293 | NCCWD | PV | OP | NA | SUN |  | 52257 |  | 0 | EIA Prime Mover-level Data | Estimated using an emission factor
2019 | NC | Cougar Solar, LLC | 61658 | COUGR | PV | OP | NA | SUN |  | 32757 |  | 0 | EIA Prime Mover-level Data | Estimated using an emission factor
2019 | NC | County Home Solar Center, LLC | 60199 | CHSC1 | PV | OP | NA | SUN |  | 31868 |  | 0 | EIA Prime Mover-level Data | Estimated using an emission factor
2019 | NC | County Home Solar LLC | 62167 | COU01 | PV | OP | NA | SUN |  | 91221 |  | 0 | EIA Prime Mover-level Data | Estimated using an emission factor
2019 | NC | Cowans Ford | 2722 | 1 | HY | OP | NA | WAT |  | 587027.5 |  | 1.5381e-07 | EIA Prime Mover-level Data | NEI avg EF - PM, fuel type, firing type
2019 | NC | Cowans Ford | 2722 | 2 | HY | OP | NA | WAT |  | 587027.5 |  | 1.5381e-07 | EIA Prime Mover-level Data | NEI avg EF - PM, fuel type, firing type
2019 | NC | Cowans Ford | 2722 | 3 | HY | OP | NA | WAT |  | 587027.5 |  | 1.5381e-07 | EIA Prime Mover-level Data | NEI avg EF - PM, fuel type, firing type
2019 | NC | Cowans Ford | 2722 | 4 | HY | OP | NA | WAT |  | 587027.5 |  | 1.5381e-07 | EIA Prime Mover-level Data | NEI avg EF - PM, fuel type, firing type
2019 | NC | Crawford Solar | 60294 | PV1 | PV | IP | NA | SUN
2019 | NC | Creech Solar 2, LLC | 60635 | PV1 | PV | OP | NA | SUN |  | 79976 |  | 0 | EIA Prime Mover-level Data | Estimated using an emission factor
2019 | NC | Crestwood Solar Center LLC | 59914 | CREST | PV | OP | NA | SUN |  | 81151 |  | 0 | EIA Prime Mover-level Data | Estimated using an emission factor
2019 | NC | Creswell Alligood Solar, LLC | 59548 | CRES1 | PV | OP | NA | SUN |  | 224986 |  | 0 | EIA Prime Mover-level Data | Estimated using an emission factor
2019 | NC | Crimson Solar | 60295 | PV1 | PV | CN | NA | SUN
2019 | NC | Crockett Farm | 59561 | PV1 | PV | OP | NA | SUN |  | 75400 |  | 0 | EIA Prime Mover-level Data | Estimated using an emission factor
2019 | NC | Crooked Run | 62678 | 299 | PV | OP | NA | SUN |  | 23720 |  | 0 | EIA Prime Mover-level Data | Estimated using an emission factor
2019 | NC | CS Murphy Point, LLC | 57687 | 1 | PV | OP | NA | SUN |  | 11824 |  | 0 | EIA Prime Mover-level Data | Estimated using an emission factor
2019 | NC | Cubera Solar, LLC | 63346 | PGR06 | PV | TS | NA | SUN
2019 | NC | Currin Solar, LLC | 60403 | CSPV | PV | OP | NA | SUN |  | 79878 |  | 0 | EIA Prime Mover-level Data | Estimated using an emission factor
2019 | NC | Daniel Farm LLC | 59126 | 1 | PV | OP | NA | SUN |  | 70583 |  | 0 | EIA Prime Mover-level Data | Estimated using an emission factor
2019 | NC | Davidson Gas Producers LLC | 57436 | 1 | IC | OP | NA | LFG |  | 139656 | 1.0265 | 0.0147 | EIA Prime Mover-level Data | Estimated using an emission factor
2019 | NC | Davis Lane Solar, LLC | 61581 | DAVIS | PV | OP | NA | SUN |  | 86121 |  | 0 | EIA Prime Mover-level Data | Estimated using an emission factor
2019 | NC | Daystar Solar | 60179 | PV1 | PV | OP | NA | SUN |  | 86538 |  | 0 | EIA Prime Mover-level Data | Estimated using an emission factor
2019 | NC | DD Fayetteville Solar NC LLC | 59117 | PV1 | PV | OP | NA | SUN |  | 290324 |  | 0 | EIA Prime Mover-level Data | Estimated using an emission factor
2019 | NC | DE Solar 10240 Old Dowd Rd | 57334 | PV01 | PV | OP | NA | SUN |  | 14790 |  | 0 | EIA Prime Mover-level Data | Estimated using an emission factor
2019 | NC | DE Solar 1725 Drywall Dr | 57336 | PV01 | PV | OP | NA | SUN |  | 11450 |  | 0 | EIA Prime Mover-level Data | Estimated using an emission factor
2019 | NC | DE Solar 657 Brigham Rd | 57335 | PV01 | PV | OP | NA | SUN |  | 16420 |  | 0 | EIA Prime Mover-level Data | Estimated using an emission factor
2019 | NC | Deep Branch Farm | 61403 | 1 | PV | OP | NA | SUN |  | 83254 |  | 0 | EIA Prime Mover-level Data | Estimated using an emission factor
2019 | NC | Delco Farm | 61088 | 1 | PV | OP | NA | SUN |  | 77428 |  | 0 | EIA Prime Mover-level Data | Estimated using an emission factor
2019 | NC | Dement Farm LLC | 58874 | DF1 | PV | OP | NA | SUN |  | 79512 |  | 0 | EIA Prime Mover-level Data | Estimated using an emission factor
2019 | NC | Desert Wind Farm, LLC | 59968 | 1 | WT | OP | NA | WND |  | 4658029 |  | 0 | EIA Prime Mover-level Data | Estimated using an emission factor
2019 | NC | Dessie Solar Center LLC | 58952 | DESS | PV | OP | NA | SUN |  | 77663 |  | 0 | EIA Prime Mover-level Data | Estimated using an emission factor
2019 | NC | Dibrell Farm | 58346 | 1 | PV | OP | NA | SUN |  | 79486 |  | 0 | EIA Prime Mover-level Data | Estimated using an emission factor
2019 | NC | Dixon Dairy Road Solar | 58453 | 1 | PV | OP | NA | SUN |  | 61749 |  | 0 | EIA Prime Mover-level Data | Estimated using an emission factor
2019 | NC | Dogwood Solar, LLC | 58844 | 1 | PV | OP | NA | SUN |  | 313192 |  | 0 | EIA Prime Mover-level Data | Estimated using an emission factor
2019 | NC | Domtar Paper Co LLC Plymouth NC | 50189 | 1HFB | ST | OP | STOKER | WDS |  | 2930866 | 50.7234 | 0.034613 | EIA Unit-level Data | NEI avg EF - PM, fuel type, firing type
2019 | NC | Domtar Paper Co LLC Plymouth NC | 50189 | 2HFB | ST | OP | STOKER | WDS |  | 6247728 | 108.1271 | 0.034613 | EIA Unit-level Data | NEI avg EF - PM, fuel type, firing type
2019 | NC | Domtar Paper Co LLC Plymouth NC | 50189 | 5REC | ST | OP | OTHER BOILER | BLQ |  | 10866050 | 1.6897 | 0.000311 | EIA Unit-level Data | Estimated using an emission factor
2019 | NC | Domtar Paper Co LLC Plymouth NC | 50189 | TG4 | ST | RE | NA | BIT
2019 | NC | Domtar Paper Co LLC Plymouth NC | 50189 | TG6 | ST | RE | NA | BIT
2019 | NC | Downs Farm Solar | 59429 | DOWN1 | PV | OP | NA | SUN |  | 76219 |  | 0 | EIA Prime Mover-level Data | Estimated using an emission factor
2019 | NC | Dragstrip Farm | 59102 | 1 | PV | OP | NA | SUN |  | 79743 |  | 0 | EIA Prime Mover-level Data | Estimated using an emission factor
2019 | NC | Drexel Operations Center | 56548 | 1 | IC | OP | NA | DFO |  | 981 | 0.15205 | 0.31 | EIA Prime Mover-level Data | Estimated using an emission factor
2019 | NC | DSM Pharmaceuticals | 54887 | GEN1 | GT | SB | NA | NG |  | 8003 | 0.021942 | 0.0054834 | EIA Prime Mover-level Data | NEI avg EF - PM, fuel type, firing type
2019 | NC | DSM Pharmaceuticals | 54887 | GEN2 | IC | SB | NA | DFO |  | 531.981 | 0.082457 | 0.31 | EIA Prime Mover-level Data | Estimated using an emission factor
2019 | NC | DSM Pharmaceuticals | 54887 | GEN3 | IC | SB | NA | DFO |  | 1950.596 | 0.30234 | 0.31 | EIA Prime Mover-level Data | Estimated using an emission factor
2019 | NC | DSM Pharmaceuticals | 54887 | GEN4 | IC | SB | NA | DFO |  | 2127.923 | 0.32983 | 0.31 | EIA Prime Mover-level Data | Estimated using an emission factor
2019 | NC | DSM Pharmaceuticals | 54887 | GEN5 | IC | SB | NA | DFO |  | 1773.269 | 0.27486 | 0.31 | EIA Prime Mover-level Data | Estimated using an emission factor
2019 | NC | DSM Pharmaceuticals | 54887 | GEN6 | IC | SB | NA | DFO |  | 2127.923 | 0.32983 | 0.31 | EIA Prime Mover-level Data | Estimated using an emission factor
2019 | NC | DSM Pharmaceuticals | 54887 | GEN7 | IC | SB | NA | DFO |  | 177.327 | 0.027486 | 0.31 | EIA Prime Mover-level Data | Estimated using an emission factor
2019 | NC | DSM Pharmaceuticals | 54887 | GEN8 | IC | SB | NA | DFO |  | 531.981 | 0.082457 | 0.31 | EIA Prime Mover-level Data | Estimated using an emission factor
2019 | NC | Duck Solar | 58724 | PV1 | PV | CN | NA | SUN
2019 | NC | Dunn | 59376 | DUNN1 | PV | OP | NA | SUN |  | 31361 |  | 0 | EIA Prime Mover-level Data | Estimated using an emission factor
2019 | NC | Duplin Solar I LLC (160 Houston Lane) | 60599 | DPLN | PV | OP | NA | SUN |  | 71463 |  | 0 | EIA Prime Mover-level Data | Estimated using an emission factor
2019 | NC | Duplin Solar LLC | 58879 | DF | PV | OP | NA | SUN |  | 79452 |  | 0 | EIA Prime Mover-level Data | Estimated using an emission factor
2019 | NC | Durham Solar | 60131 | DURM | PV | OP | NA | SUN |  | 54076 |  | 0 | EIA Prime Mover-level Data | Estimated using an emission factor
2019 | NC | E Nash PV1 | 60002 | NASH1 | PV | L | NA | SUN
2019 | NC | Eagle Solar | 60161 | PV1 | PV | T | NA | SUN
2019 | NC | East Nash PV2 | 63789 | ENSH2 | PV | L | NA | SUN
2019 | NC | East Wayne Solar LLC | 59189 | 1 | PV | OP | NA | SUN |  | 33461 |  | 0 | EIA Prime Mover-level Data | Estimated using an emission factor
2019 | NC | Eastover Farm | 59562 | PV1 | PV | OP | NA | SUN |  | 78025 |  | 0 | EIA Prime Mover-level Data | Estimated using an emission factor
2019 | NC | Eastside WWTP | 57606 | 1 | IC | OP | NA | DFO |  | 782 | 0.12121 | 0.31 | EIA Prime Mover-level Data | Estimated using an emission factor
2019 | NC | Eastside WWTP | 57606 | 2 | IC | OP | NA | DFO |  | 782 | 0.12121 | 0.31 | EIA Prime Mover-level Data | Estimated using an emission factor
2019 | NC | Eastside WWTP | 57606 | 3 | IC | OP | NA | DFO |  | 782 | 0.12121 | 0.31 | EIA Prime Mover-level Data | Estimated using an emission factor
2019 | NC | Eastway Solar, LLC | 60829 | PV1 | PV | IP | NA | SUN
2019 | NC | Eden Solar LLC | 59778 | EDENS | PV | OP | NA | SUN |  | 762004 |  | 0 | EIA Prime Mover-level Data | Estimated using an emission factor
2019 | NC | Edenton Generators | 7429 | 1 | IC | RE | NA | DFO
2019 | NC | Edenton Generators | 7429 | 2 | IC | OP | NA | DFO |  | 1565 | 0.24258 | 0.31 | EIA Prime Mover-level Data | Estimated using an emission factor
2019 | NC | Edenton Generators | 7429 | 3 | IC | OP | NA | DFO |  | 1565 | 0.24258 | 0.31 | EIA Prime Mover-level Data | Estimated using an emission factor
2019 | NC | Edenton Solar | 61781 | EDE | PV | OP | NA | SUN |  | 1131 |  | 0 | EIA Prime Mover-level Data | Estimated using an emission factor
2019 | NC | Ellerbe | 59042 | GEN 1 | PV | OP | NA | SUN |  | 28787 |  | 0 | EIA Prime Mover-level Data | Estimated using an emission factor
2019 | NC | Elliana Solar | 58725 | PV1 | PV | OP | NA | SUN |  | 80777 |  | 0 | EIA Prime Mover-level Data | Estimated using an emission factor
2019 | NC | Elm City Solar Facility | 59164 | NSC 1 | PV | OP | NA | SUN |  | 709097 |  | 0 | EIA Prime Mover-level Data | Estimated using an emission factor
2019 | NC | Elm Solar, LLC | 60136 | ELM | PV | OP | NA | SUN |  | 80627 |  | 0 | EIA Prime Mover-level Data | Estimated using an emission factor
2019 | NC | Enka | 10320 | GE10 | ST | RE | NA | BIT
2019 | NC | Enka | 10320 | GE11 | ST | RE | NA | BIT
2019 | NC | Enka | 10320 | GE12 | ST | RE | NA | BIT
2019 | NC | Enka | 10320 | GEN8 | ST | RE | NA | BIT
2019 | NC | Enka | 10320 | GEN9 | ST | RE | NA | BIT
2019 | NC | Ennis Solar, LLC | 62662 | 22503 | PV | OP | NA | SUN |  | 7622 |  | 0 | EIA Prime Mover-level Data | Estimated using an emission factor
2019 | NC | Eros Solar, LLC | 63733 | 11631 | PV | U | NA | SUN
2019 | NC | Erwin Farm | 58859 | 1 | PV | OP | NA | SUN |  | 65293 |  | 0 | EIA Prime Mover-level Data | Estimated using an emission factor
2019 | NC | ESA Buies Creek, LLC | 63732 | 11630 | PV | U | NA | SUN
2019 | NC | ESA Four Oaks 2 NC LLC | 62996 | PGR08 | PV | OP | NA | SUN
2019 | NC | ESA Hamlet NC , LLC | 63377 | PGR10 | PV | U | NA | SUN
2019 | NC | ESA Selma | 59956 | GEN02 | PV | OP | NA | SUN |  | 25706 |  | 0 | EIA Prime Mover-level Data | Estimated using an emission factor
2019 | NC | ESA Smithfield | 59955 | GEN01 | PV | OP | NA | SUN |  | 28867 |  | 0 | EIA Prime Mover-level Data | Estimated using an emission factor
2019 | NC | Everett PV1 | 60997 | EVRT1 | PV | OP | NA | SUN
2019 | NC | Everetts Wildcat Solar, LLC | 59549 | EVER1 | PV | OP | NA | SUN |  | 83670 |  | 0 | EIA Prime Mover-level Data | Estimated using an emission factor
2019 | NC | Exum Farm Solar, LLC | 60400 | FLS1 | PV | OP | NA | SUN |  | 83954 |  | 0 | EIA Prime Mover-level Data | Estimated using an emission factor
2019 | NC | Facile Solar | 59406 | SYS1 | PV | OP | NA | SUN |  | 26337 |  | 0 | EIA Prime Mover-level Data | Estimated using an emission factor
2019 | NC | Fairmont-FLS 100 | 59052 | GEN 1 | PV | OP | NA | SUN |  | 61037 |  | 0 | EIA Prime Mover-level Data | Estimated using an emission factor
2019 | NC | Faison Solar | 59333 | FAIS1 | PV | OP | NA | SUN |  | 28706 |  | 0 | EIA Prime Mover-level Data | Estimated using an emission factor
2019 | NC | Falls Hydro | 54895 | YF1 | HY | OP | NA | WAT |  | 400036.8 |  | 1.5381e-07 | EIA Prime Mover-level Data | NEI avg EF - PM, fuel type, firing type
2019 | NC | Falls Hydro | 54895 | YF2 | HY | OP | NA | WAT |  | 497823.6 |  | 1.5381e-07 | EIA Prime Mover-level Data | NEI avg EF - PM, fuel type, firing type
2019 | NC | Falls Hydro | 54895 | YF3 | HY | OP | NA | WAT |  | 497823.6 |  | 1.5381e-07 | EIA Prime Mover-level Data | NEI avg EF - PM, fuel type, firing type
2019 | NC | Farrington Farm | 58318 | 1 | PV | OP | NA | SUN |  | 12163 |  | 0 | EIA Prime Mover-level Data | Estimated using an emission factor
2019 | NC | Fern Solar LLC | 62798 | FERN | PV | P | NA | SUN
2019 | NC | First Citizens Bank | 61491 | FCB | PV | RE | NA | SUN |  |  |  | 0
2019 | NC | Fisher Solar Farm - NC | 61089 | 1 | PV | OP | NA | SUN |  | 74322 |  | 0 | EIA Prime Mover-level Data | Estimated using an emission factor
2019 | NC | Five Forks Solar | 59951 | 5FRK | PV | OP | NA | SUN |  | 2475 |  | 0 | EIA Prime Mover-level Data | Estimated using an emission factor
2019 | NC | Flash Solar | 58726 | PV1 | PV | OP | NA | SUN |  | 77894 |  | 0 | EIA Prime Mover-level Data | Estimated using an emission factor
2019 | NC | Flat Meeks PV 1 | 59514 | FLAT1 | PV | OP | NA | SUN |  | 63140 |  | 0 | EIA Prime Mover-level Data | Estimated using an emission factor
2019 | NC | Flemming Solar Center LLC | 58808 | FSC1 | PV | OP | NA | SUN |  | 79452 |  | 0 | EIA Prime Mover-level Data | Estimated using an emission factor
2019 | NC | Flint Hill Solar, LLC | 60370 | FHSPV | PV | OP | NA | SUN |  | 80171 |  | 0 | EIA Prime Mover-level Data | Estimated using an emission factor
2019 | NC | Flowers Solar LLC | 62487 | FLOW | PV | OP | NA | SUN |  | 58125 |  | 0 | EIA Prime Mover-level Data | Estimated using an emission factor
2019 | NC | Floyd Road Solar Farm | 61031 | PV1 | PV | OP | NA | SUN |  | 62451 |  | 0 | EIA Prime Mover-level Data | Estimated using an emission factor
2019 | NC | Floyd Solar, LLC | 60147 | FLS1 | PV | OP | NA | SUN |  | 84295 |  | 0 | EIA Prime Mover-level Data | Estimated using an emission factor
2019 | NC | FLS Solar 170, LLC | 59552 | FLS1 | PV | OP | NA | SUN |  | 32081 |  | 0 | EIA Prime Mover-level Data | Estimated using an emission factor
2019 | NC | FLS Solar 200, LLC | 59551 | FLS1 | PV | OP | NA | SUN |  | 56495 |  | 0 | EIA Prime Mover-level Data | Estimated using an emission factor
2019 | NC | FLS Solar 230 (Warren) | 59646 | FLS1 | PV | OP | NA | SUN |  | 76762 |  | 0 | EIA Prime Mover-level Data | Estimated using an emission factor
2019 | NC | Fontana Dam | 2779 | 1 | HY | OP | NA | WAT |  | 3217350 |  | 1.5381e-07 | EIA Prime Mover-level Data | NEI avg EF - PM, fuel type, firing type
2019 | NC | Fontana Dam | 2779 | 2 | HY | OP | NA | WAT |  | 3682078 |  | 1.5381e-07 | EIA Prime Mover-level Data | NEI avg EF - PM, fuel type, firing type
2019 | NC | Fontana Dam | 2779 | 3 | HY | OP | NA | WAT |  | 3217350 |  | 1.5381e-07 | EIA Prime Mover-level Data | NEI avg EF - PM, fuel type, firing type
2019 | NC | Fox Creek Solar | 60624 | PV1 | PV | OP | NA | SUN |  | 822930 |  | 0 | EIA Prime Mover-level Data | Estimated using an emission factor
2019 | NC | Foxfire Solar Farm | 59563 | PV1 | PV | OP | NA | SUN |  | 85524 |  | 0 | EIA Prime Mover-level Data | Estimated using an emission factor
2019 | NC | Franklin (NC) | 2745 | 1 | HY | OP | NA | WAT |  | 12444 |  | 1.5381e-07 | EIA Prime Mover-level Data | NEI avg EF - PM, fuel type, firing type
2019 | NC | Franklin (NC) | 2745 | 2 | HY | OP | NA | WAT |  | 12444 |  | 1.5381e-07 | EIA Prime Mover-level Data | NEI avg EF - PM, fuel type, firing type
2019 | NC | Franklin Solar 2 | 59579 | PV1 | PV | OP | NA | SUN |  | 32598 |  | 0 | EIA Prime Mover-level Data | Estimated using an emission factor
2019 | NC | Franklin Solar, LLC | 58802 | INV1 | PV | OP | NA | SUN |  | 7268 |  | 0 | EIA Prime Mover-level Data | Estimated using an emission factor
2019 | NC | Franklin Solar, LLC | 58802 | INV2 | PV | OP | NA | SUN |  | 7268 |  | 0 | EIA Prime Mover-level Data | Estimated using an emission factor
2019 | NC | Franklin Solar, LLC | 58802 | INV3 | PV | OP | NA | SUN |  | 7268 |  | 0 | EIA Prime Mover-level Data | Estimated using an emission factor
2019 | NC | Franklin Solar, LLC | 58802 | INV4 | PV | OP | NA | SUN |  | 7268 |  | 0 | EIA Prime Mover-level Data | Estimated using an emission factor
2019 | NC | Franklinton Solar | 59708 | 5MWPV | PV | OP | NA | SUN |  | 84908 |  | 0 | EIA Prime Mover-level Data | Estimated using an emission factor
2019 | NC | Freemont Solar Center LLC | 59912 | FREE | PV | OP | NA | SUN |  | 82174 |  | 0 | EIA Prime Mover-level Data | Estimated using an emission factor
2019 | NC | Freight Line Solar, LLC | 63693 | 13503 | PV | U | NA | SUN
2019 | NC | Fremont Farm | 59103 | 1 | PV | OP | NA | SUN |  | 86484 |  | 0 | EIA Prime Mover-level Data | Estimated using an emission factor
2019 | NC | Friesian Holdings | 60692 | PV1 | PV | L | NA | SUN
2019 | NC | Future Gen Plant 1 | 7727 | 1 | CC | CN | NA | NG
2019 | NC | Future Gen Plant 2 | 7728 | 1 | CC | CN | NA | NG
2019 | NC | Gainey Solar, LLC | 60633 | PV1 | PV | OP | NA | SUN |  | 35671 |  | 0 | EIA Prime Mover-level Data | Estimated using an emission factor
2019 | NC | Gamble Solar | 61127 | 12348 | PV | OP | NA | SUN |  | 1336 |  | 0 | EIA Prime Mover-level Data | Estimated using an emission factor
2019 | NC | Garrell Solar Farm | 58866 | 1 | PV | OP | NA | SUN |  | 60120 |  | 0 | EIA Prime Mover-level Data | Estimated using an emission factor
2019 | NC | Garysburg Solar | 59641 | 5MWPV | PV | OP | NA | SUN |  | 82051 |  | 0 | EIA Prime Mover-level Data | Estimated using an emission factor
2019 | NC | Gaston | 2756 | 1 | HY | OP | NA | WAT |  | 819784.5 |  | 1.5381e-07 | EIA Prime Mover-level Data | NEI avg EF - PM, fuel type, firing type
2019 | NC | Gaston | 2756 | 2 | HY | OP | NA | WAT |  | 819784.5 |  | 1.5381e-07 | EIA Prime Mover-level Data | NEI avg EF - PM, fuel type, firing type
2019 | NC | Gaston | 2756 | 3 | HY | OP | NA | WAT |  | 819784.5 |  | 1.5381e-07 | EIA Prime Mover-level Data | NEI avg EF - PM, fuel type, firing type
2019 | NC | Gaston | 2756 | 4 | HY | OP | NA | WAT |  | 819784.5 |  | 1.5381e-07 | EIA Prime Mover-level Data | NEI avg EF - PM, fuel type, firing type
2019 | NC | Gaston County Renewable Energy Center | 61758 | GEN1 | IC | OP | NA | LFG |  | 107393.7 | 0.78934 | 0.0147 | EIA Prime Mover-level Data | Estimated using an emission factor
2019 | NC | Gaston County Renewable Energy Center | 61758 | GEN2 | IC | OP | NA | LFG |  | 107393.7 | 0.78934 | 0.0147 | EIA Prime Mover-level Data | Estimated using an emission factor
2019 | NC | Gaston County Renewable Energy Center | 61758 | GEN3 | IC | OP | NA | LFG |  | 107393.7 | 0.78934 | 0.0147 | EIA Prime Mover-level Data | Estimated using an emission factor
2019 | NC | Gaston Memorial Hospital | 57629 | GMH1 | IC | OP | NA | DFO |  | 418 | 0.06479 | 0.31 | EIA Prime Mover-level Data | Estimated using an emission factor
2019 | NC | Gaston Solar | 59642 | 5MWPV | PV | OP | NA | SUN |  | 72506 |  | 0 | EIA Prime Mover-level Data | Estimated using an emission factor
2019 | NC | Gaston Solar Power Plant | 62669 | PV1 | PV | T | NA | SUN
2019 | NC | Gastonia Duke Street | 56061 | 1 | IC | RE | NA | DFO
2019 | NC | Gastonia Prime Power Park | 56954 | 1 | IC | OP | NA | DFO |  | 426.475 | 0.066104 | 0.31 | EIA Prime Mover-level Data | Estimated using an emission factor
2019 | NC | Gastonia Prime Power Park | 56954 | 2 | IC | OP | NA | DFO |  | 426.475 | 0.066104 | 0.31 | EIA Prime Mover-level Data | Estimated using an emission factor
2019 | NC | Gastonia Prime Power Park | 56954 | 3 | IC | OP | NA | DFO |  | 333.763 | 0.051733 | 0.31 | EIA Prime Mover-level Data | Estimated using an emission factor
2019 | NC | Gastonia Prime Power Park | 56954 | 4 | IC | OP | NA | DFO |  | 333.763 | 0.051733 | 0.31 | EIA Prime Mover-level Data | Estimated using an emission factor
2019 | NC | Gastonia Prime Power Park | 56954 | 5 | IC | OP | NA | DFO |  | 333.763 | 0.051733 | 0.31 | EIA Prime Mover-level Data | Estimated using an emission factor
2019 | NC | Gastonia Prime Power Park | 56954 | 6 | IC | OP | NA | DFO |  | 333.763 | 0.051733 | 0.31 | EIA Prime Mover-level Data | Estimated using an emission factor
2019 | NC | Gastonia Rankin Lake | 56060 | 1 | IC | RE | NA | DFO
2019 | NC | Gastonia Solar Center | 60359 | 60916 | PV | OP | NA | SUN |  | 39276 |  | 0 | EIA Prime Mover-level Data | Estimated using an emission factor
2019 | NC | Gastonia, Tulip Drive | 56262 | DG3 | IC | OP | NA | DFO |  | 787.333 | 0.12204 | 0.31 | EIA Prime Mover-level Data | Estimated using an emission factor
2019 | NC | Gastonia, Tulip Drive | 56262 | Unit1 | IC | OP | NA | DFO |  | 787.333 | 0.12204 | 0.31 | EIA Prime Mover-level Data | Estimated using an emission factor
2019 | NC | Gastonia, Tulip Drive | 56262 | Unit2 | IC | OP | NA | DFO |  | 787.333 | 0.12204 | 0.31 | EIA Prime Mover-level Data | Estimated using an emission factor
2019 | NC | Gates Solar LLC | 58673 | GATES | PV | OP | NA | SUN |  | 85835 |  | 0 | EIA Prime Mover-level Data | Estimated using an emission factor
2019 | NC | Germantown Solar, LLC | 60480 | PV1 | PV | OP | NA | SUN |  | 26027 |  | 0 | EIA Prime Mover-level Data | Estimated using an emission factor
2019 | NC | GKS Solar | 59426 | GKS1 | PV | OP | NA | SUN |  | 74765 |  | 0 | EIA Prime Mover-level Data | Estimated using an emission factor
2019 | NC | Graham Solar Center LLC | 58957 | GRAH | PV | OP | NA | SUN |  | 81863 |  | 0 | EIA Prime Mover-level Data | Estimated using an emission factor
2019 | NC | Grandy PV 1 | 59518 | GRAND | PV | TS | NA | SUN
2019 | NC | Granite Falls Walmart | 56549 | 1 | IC | OP | NA | DFO |  | 950 | 0.14725 | 0.31 | EIA Prime Mover-level Data | Estimated using an emission factor
2019 | NC | Granville Solar PV Power Project | 58487 | 1 | PV | OP | NA | SUN |  | 44699 |  | 0 | EIA Prime Mover-level Data | Estimated using an emission factor
2019 | NC | Green Farm | 59148 | GREEN | PV | OP | NA | SUN |  | 70546 |  | 0 | EIA Prime Mover-level Data | Estimated using an emission factor
2019 | NC | Grifton PV2 | 63568 | GRFT2 | PV | L | NA | SUN
2019 | NC | Grove Solar | 60181 | PV1 | PV | OP | NA | SUN |  | 119830 |  | 0 | EIA Prime Mover-level Data | Estimated using an emission factor
2019 | NC | GRS CMS | 55599 | 1 | GT | OP | NA | LFG |  | 418041 | 4.5148 | 0.0216 | EIA Prime Mover-level Data | Estimated using an emission factor
2019 | NC | Gutenberg Solar | 63076 | GUTN | PV | OP | NA | SUN |  | 160103 |  | 0 | EIA Prime Mover-level Data | Estimated using an emission factor
2019 | NC | Halifax | 58943 | 1 | PV | OP | NA | SUN |  | 329609 |  | 0 | EIA Prime Mover-level Data | Estimated using an emission factor
2019 | NC | Halifax Solar LLC | 60884 | HALFX | PV | CN | NA | SUN
2019 | NC | Hanover Solar, LLC | 61877 | HAN01 | PV | OP | NA | SUN |  | 85049 |  | 0 | EIA Prime Mover-level Data | Estimated using an emission factor
2019 | NC | Happy Solar | 59512 | PV1 | PV | OP | NA | SUN |  | 62559 |  | 0 | EIA Prime Mover-level Data | Estimated using an emission factor
2019 | NC | Hardison Farm Solar, LLC | 60415 | HFSPV | PV | OP | NA | SUN |  | 84829 |  | 0 | EIA Prime Mover-level Data | Estimated using an emission factor
2019 | NC | Harrell's Hill Solar Center LLC | 59337 | HHS1 | PV | OP | NA | SUN |  | 81854 |  | 0 | EIA Prime Mover-level Data | Estimated using an emission factor
2019 | NC | Harris | 6015 | 1 | ST | OP | NA | NUC |  | 79466850 |  | 0 | EIA Prime Mover-level Data | Estimated using an emission factor
2019 | NC | Harvest Beulaville, LLC | 63299 | NCBVL | PV | OP | NA | SUN |  | 33496 |  | 0 | EIA Prime Mover-level Data | Estimated using an emission factor
2019 | NC | Haw River Hydro | 10258 | 1 | HY | OP | NA | WAT |  | 41900.67 |  | 1.5381e-07 | EIA Prime Mover-level Data | NEI avg EF - PM, fuel type, firing type
2019 | NC | Haw River Hydro | 10258 | 2 | HY | OP | NA | WAT |  | 20950.33 |  | 1.5381e-07 | EIA Prime Mover-level Data | NEI avg EF - PM, fuel type, firing type
2019 | NC | Hawk Solar | 60163 | PV1 | PV | CN | NA | SUN
2019 | NC | Hawkins Solar | 58727 | PV1 | PV | CN | NA | SUN
2019 | NC | Hawtree Solar | 62951 | HAWT1 | PV | T | NA | SUN
2019 | NC | Haynes Farm | 58332 | 1 | PV | OP | NA | SUN |  | 67066 |  | 0 | EIA Prime Mover-level Data | Estimated using an emission factor
2019 | NC | Haywood Farm Solar, LLC | 61255 | HAY02 | PV | OP | NA | SUN |  | 81650 |  | 0 | EIA Prime Mover-level Data | Estimated using an emission factor
2019 | NC | HCE Johnston I, LLC | 60121 | HCEJI | PV | OP | NA | SUN |  | 31305 |  | 0 | EIA Prime Mover-level Data | Estimated using an emission factor
2019 | NC | HCE Moore I | 62539 | PGR02 | PV | OP | NA | SUN |  | 25028 |  | 0 | EIA Prime Mover-level Data | Estimated using an emission factor
2019 | NC | Hector Farm | 60577 | 1 | PV | OP | NA | SUN |  | 80439 |  | 0 | EIA Prime Mover-level Data | Estimated using an emission factor
2019 | NC | Heedeh Solar | 60157 | PV1 | PV | OP | NA | SUN |  | 65605 |  | 0 | EIA Prime Mover-level Data | Estimated using an emission factor
2019 | NC | Hemlock Solar | 60207 | HEMLK | PV | OP | NA | SUN |  | 91560 |  | 0 | EIA Prime Mover-level Data | Estimated using an emission factor
2019 | NC | Hertford Solar Farm | 60384 | HERT | PV | OP | NA | SUN |  | 72398 |  | 0 | EIA Prime Mover-level Data | Estimated using an emission factor
2019 | NC | Hew Fulton Farm, LLC | 60778 | 1 | PV | OP | NA | SUN |  | 80270 |  | 0 | EIA Prime Mover-level Data | Estimated using an emission factor
2019 | NC | Hickory | 59829 | 5515 | PV | OP | NA | SUN |  | 2092 |  | 0 | EIA Prime Mover-level Data | Estimated using an emission factor
2019 | NC | Higgins Solar | 60166 | PV1 | PV | CN | NA | SUN
2019 | NC | High Point, Fairfield | 56059 | 1 | IC | OP | NA | DFO |  | 56 | 0.00868 | 0.31 | EIA Prime Mover-level Data | Estimated using an emission factor
2019 | NC | High Point, Jackson Lake | 56058 | 1 | IC | RE | NA | DFO
2019 | NC | High Point, POLO | 57196 | 1 | IC | OP | NA | DFO |  | 1225 | 0.18987 | 0.31 | EIA Prime Mover-level Data | Estimated using an emission factor
2019 | NC | High Point, Pump Station Rd | 56260 | Unit1 | IC | OP | NA | DFO |  | 1097 | 0.17003 | 0.31 | EIA Prime Mover-level Data | Estimated using an emission factor
2019 | NC | High Point, Pump Station Rd | 56260 | Unit2 | IC | OP | NA | DFO |  | 1097 | 0.17003 | 0.31 | EIA Prime Mover-level Data | Estimated using an emission factor
2019 | NC | High Rock Hydro | 54896 | HR1 | HY | OP | NA | WAT |  | 396931.3 |  | 1.5381e-07 | EIA Prime Mover-level Data | NEI avg EF - PM, fuel type, firing type
2019 | NC | High Rock Hydro | 54896 | HR2 | HY | OP | NA | WAT |  | 396931.3 |  | 1.5381e-07 | EIA Prime Mover-level Data | NEI avg EF - PM, fuel type, firing type
2019 | NC | High Rock Hydro | 54896 | HR3 | HY | OP | NA | WAT |  | 396931.3 |  | 1.5381e-07 | EIA Prime Mover-level Data | NEI avg EF - PM, fuel type, firing type
2019 | NC | High Shoals Hydro (NC) | 10550 | GEN1 | HY | OP | NA | WAT |  | 56820 |  | 1.5381e-07 | EIA Prime Mover-level Data | NEI avg EF - PM, fuel type, firing type
2019 | NC | High Shoals PV1 | 59997 | HISHO | PV | L | NA | SUN
2019 | NC | Highest Power Solar, LLC | 63812 | PGR31 | PV | L | NA | SUN
2019 | NC | Highland Solar Center LLC | 59163 | HSC 1 | PV | OP | NA | SUN |  | 82628 |  | 0 | EIA Prime Mover-level Data | Estimated using an emission factor
2019 | NC | Highwater Solar I | 59487 | HIGHW | PV | OP | NA | SUN |  | 86645 |  | 0 | EIA Prime Mover-level Data | Estimated using an emission factor
2019 | NC | Hilly Branch | 60358 | 28941 | PV | IP | NA | SUN
2019 | NC | Hiwassee Dam | 2780 | 1 | HY | OP | NA | WAT |  | 3047082 |  | 1.5381e-07 | EIA Prime Mover-level Data | NEI avg EF - PM, fuel type, firing type
2019 | NC | Hiwassee Dam | 2780 | 2 | PS | OP | NA | WAT
2019 | NC | Holly Swamp Solar, LLC | 63695 | 13502 | PV | U | NA | SUN
2019 | NC | Holstein Plant | 58623 | PV1 | PV | OP | NA | SUN |  | 307998 |  | 0 | EIA Prime Mover-level Data | Estimated using an emission factor
2019 | NC | Hood Farm Solar, LLC | 61256 | HOF05 | PV | OP | NA | SUN |  | 83715 |  | 0 | EIA Prime Mover-level Data | Estimated using an emission factor
2019 | NC | Hopewell Friends | 61883 | GEN1 | PV | OP | NA | SUN |  | 9411 |  | 0 | EIA Prime Mover-level Data | Estimated using an emission factor
2019 | NC | Howardtown Farm | 60630 | PV1 | PV | L | NA | SUN
2019 | NC | Howell Midland Farm, LLC | 60312 | 1 | PV | OP | NA | SUN |  | 79583 |  | 0 | EIA Prime Mover-level Data | Estimated using an emission factor
2019 | NC | Huntersville Delivery No 2 | 56550 | 1 | IC | OP | NA | DFO |  | 42 | 0.00651 | 0.31 | EIA Prime Mover-level Data | Estimated using an emission factor
2019 | NC | Husky Solar | 59510 | PV1 | PV | OP | NA | SUN |  | 78746 |  | 0 | EIA Prime Mover-level Data | Estimated using an emission factor
2019 | NC | Hutchinson Farm | 59564 | PV1 | PV | OP | NA | SUN |  | 80519 |  | 0 | EIA Prime Mover-level Data | Estimated using an emission factor
2019 | NC | HWY 158 PV | 63566 | HW158 | PV | T | NA | SUN
2019 | NC | HXNAir Solar One | 60209 | HXNAI | PV | OP | NA | SUN |  | 81419 |  | 0 | EIA Prime Mover-level Data | Estimated using an emission factor
2019 | NC | Icarus Solar | 60169 | PV1 | PV | CN | NA | SUN
2019 | NC | Iga Solar | 60170 | PV1 | PV | CN | NA | SUN
2019 | NC | Ingredion Winston Salem | 54618 | 900 | ST | OP | NA | WDS |  | 225598.4 | 2.5732 | 0.022812 | EIA Prime Mover-level Data | NEI avg EF - PM, fuel type
2019 | NC | Ingredion Winston Salem | 54618 | 7500 | ST | OP | NA | WDS |  | 1879987 | 21.4433 | 0.022812 | EIA Prime Mover-level Data | NEI avg EF - PM, fuel type
2019 | NC | Innovative Solar 10 | 60050 | FLS1 | PV | OP | NA | SUN |  | 23292 |  | 0 | EIA Prime Mover-level Data | Estimated using an emission factor
2019 | NC | Innovative Solar 14, LLC | 59553 | FLS1 | PV | OP | NA | SUN |  | 31286 |  | 0 | EIA Prime Mover-level Data | Estimated using an emission factor
2019 | NC | Innovative Solar 15, LLC | 59554 | FLS1 | PV | OP | NA | SUN |  | 29793 |  | 0 | EIA Prime Mover-level Data | Estimated using an emission factor
2019 | NC | Innovative Solar 16 | 60055 | FLS1 | PV | OP | NA | SUN |  | 31957 |  | 0 | EIA Prime Mover-level Data | Estimated using an emission factor
2019 | NC | Innovative Solar 18, LLC | 60051 | FLS1 | PV | OP | NA | SUN |  | 34406 |  | 0 | EIA Prime Mover-level Data | Estimated using an emission factor
2019 | NC | Innovative Solar 23 | 59670 | IS023 | PV | OP | NA | SUN |  | 33372 |  | 0 | EIA Prime Mover-level Data | Estimated using an emission factor
2019 | NC | Innovative Solar 26, LLC | 60052 | FLS1 | PV | OP | NA | SUN |  | 32313 |  | 0 | EIA Prime Mover-level Data | Estimated using an emission factor
2019 | NC | Innovative Solar 31 | 60540 | IS031 | PV | OP | NA | SUN |  | 464067 |  | 0 | EIA Prime Mover-level Data | Estimated using an emission factor
2019 | NC | Innovative Solar 35, LLC | 61258 | ISS35 | PV | OP | NA | SUN |  | 31253 |  | 0 | EIA Prime Mover-level Data | Estimated using an emission factor
2019 | NC | Innovative Solar 37 | 59665 | IS037 | PV | OP | NA | SUN |  | 1340649 |  | 0 | EIA Prime Mover-level Data | Estimated using an emission factor
2019 | NC | Innovative Solar 42 | 60539 | IS042 | PV | OP | NA | SUN |  | 1172524 |  | 0 | EIA Prime Mover-level Data | Estimated using an emission factor
2019 | NC | Innovative Solar 43, LLC | 60149 | FLS1 | PV | OP | NA | SUN |  | 676732 |  | 0 | EIA Prime Mover-level Data | Estimated using an emission factor
2019 | NC | Innovative Solar 44 | 59675 | IS044 | PV | OP | NA | SUN |  | 73101 |  | 0 | EIA Prime Mover-level Data | Estimated using an emission factor
2019 | NC | Innovative Solar 46 | 59671 | IS046 | PV | OP | NA | SUN |  | 1334265 |  | 0 | EIA Prime Mover-level Data | Estimated using an emission factor
2019 | NC | Innovative Solar 47 | 59666 | IS047 | PV | OP | NA | SUN |  | 628775 |  | 0 | EIA Prime Mover-level Data | Estimated using an emission factor
2019 | NC | Innovative Solar 48 | 59667 | IS048 | PV | OP | NA | SUN |  | 76298 |  | 0 | EIA Prime Mover-level Data | Estimated using an emission factor
2019 | NC | Innovative Solar 54 | 59669 | IS054 | PV | OP | NA | SUN |  | 888239 |  | 0 | EIA Prime Mover-level Data | Estimated using an emission factor
2019 | NC | Innovative Solar 55 | 59676 | IS044 | PV | OP | NA | SUN |  | 79042 |  | 0 | EIA Prime Mover-level Data | Estimated using an emission factor
2019 | NC | Innovative Solar 59, LLC | 61259 | ISS59 | PV | OP | NA | SUN |  | 33970 |  | 0 | EIA Prime Mover-level Data | Estimated using an emission factor
2019 | NC | Innovative Solar 6 | 59542 | IS6 | PV | OP | NA | SUN |  | 57538 |  | 0 | EIA Prime Mover-level Data | Estimated using an emission factor
2019 | NC | Innovative Solar 60, LLC | 61260 | ISS60 | PV | OP | NA | SUN |  | 34130 |  | 0 | EIA Prime Mover-level Data | Estimated using an emission factor
2019 | NC | Innovative Solar 63, LLC | 60053 | FLS1 | PV | OP | NA | SUN |  | 80235 |  | 0 | EIA Prime Mover-level Data | Estimated using an emission factor
2019 | NC | Innovative Solar 64 | 59677 | IS064 | PV | OP | NA | SUN |  | 81017 |  | 0 | EIA Prime Mover-level Data | Estimated using an emission factor
2019 | NC | Innovative Solar 65 | 60398 | FLS1 | PV | OP | NA | SUN |  | 78579 |  | 0 | EIA Prime Mover-level Data | Estimated using an emission factor
2019 | NC | Innovative Solar 67 | 59678 | IS067 | PV | OP | NA | SUN |  | 652813 |  | 0 | EIA Prime Mover-level Data | Estimated using an emission factor
2019 | NC | International Paper Co. - New Bern Mill | 50188 | PB1 | ST | OP | NA | NG |  | 363013.6 | 1.4616 | 0.0080524 | EIA Unit-level Data | NEI avg EF - PM, fuel type
2019 | NC | International Paper Co. - New Bern Mill | 50188 | PB2 | ST | OP | NA | NG |  | 468112.9 | 1.8847 | 0.0080524 | EIA Unit-level Data | NEI avg EF - PM, fuel type
2019 | NC | International Paper Co. - New Bern Mill | 50188 | RB | ST | OP | NA | BLQ |  | 7423152 | 0.11543 | 3.11e-05 | EIA Unit-level Data | Estimated using an emission factor
2019 | NC | International Paper Riegelwood Mill | 54656 | PB1 | ST | RE | NA | WDS |  | 0 |  |  | EIA Unit-level Data
2019 | NC | International Paper Riegelwood Mill | 54656 | PB2 | ST | OP | NA | NG |  | 978327 | 3.939 | 0.0080524 | EIA Unit-level Data | NEI avg EF - PM, fuel type
2019 | NC | International Paper Riegelwood Mill | 54656 | PB5 | ST | OP | NA | NG |  | 426274 | 1.7163 | 0.0080524 | EIA Unit-level Data | NEI avg EF - PM, fuel type
2019 | NC | International Paper Riegelwood Mill | 54656 | RB4 | ST | OP | NA | BLQ |  | 2774940 | 0.3452 | 0.0002488 | EIA Unit-level Data | Estimated using an emission factor
2019 | NC | International Paper Riegelwood Mill | 54656 | RB5 | ST | OP | NA | BLQ |  | 11402020 | 1.4184 | 0.0002488 | EIA Unit-level Data | Estimated using an emission factor
2019 | NC | Iredell County LFG Facility | 56962 | 1 | IC | OP | NA | LFG |  | 134717 | 0.99017 | 0.0147 | EIA Prime Mover-level Data | Estimated using an emission factor
2019 | NC | Iredell County LFG Facility | 56962 | 2 | IC | OP | NA | LFG |  | 134717 | 0.99017 | 0.0147 | EIA Prime Mover-level Data | Estimated using an emission factor
2019 | NC | Island Grove Solar | 61531 | GEN1 | PV | CN | NA | SUN
2019 | NC | Ivy River Hydro | 50890 | GEN1 | HY | OP | NA | WAT |  |  |  | 1.5381e-07
2019 | NC | Ivy River Hydro | 50890 | GEN2 | HY | OP | NA | WAT |  |  |  | 1.5381e-07
2019 | NC | Ivy River Hydro | 50890 | GEN3 | HY | OP | NA | WAT |  |  |  | 1.5381e-07
2019 | NC | Ivy River Hydro | 50890 | GEN4 | HY | OP | NA | WAT |  |  |  | 1.5381e-07
2019 | NC | Ivy River Hydro | 50890 | GEN5 | HY | OS | NA | WAT |  |  |  | 1.5381e-07
2019 | NC | Ivy River Hydro | 50890 | GEN6 | HY | OS | NA | WAT |  |  |  | 1.5381e-07
2019 | NC | Izia Solar | 60141 | PV1 | PV | CN | NA | SUN
2019 | NC | Jackson Solar Farm | 61292 | JAKSN | PV | OP | NA | SUN |  | 152669 |  | 0 | EIA Prime Mover-level Data | Estimated using an emission factor
2019 | NC | Jacob Solar | 59503 | PV1 | PV | OP | NA | SUN |  | 80536 |  | 0 | EIA Prime Mover-level Data | Estimated using an emission factor
2019 | NC | Jakana Solar | 59170 | 5MWPV | PV | OP | NA | SUN |  | 85310 |  | 0 | EIA Prime Mover-level Data | Estimated using an emission factor
2019 | NC | Jamesville Road Solar, LLC | 62329 | JMVLR | PV | OP | NA | SUN |  | 19037 |  | 0 | EIA Prime Mover-level Data | Estimated using an emission factor
2019 | NC | Jersey Holdings | 60784 | PV1 | PV | OP | NA | SUN |  | 78560 |  | 0 | EIA Prime Mover-level Data | Estimated using an emission factor
2019 | NC | Jester Solar | 60290 | PV1 | PV | P | NA | SUN
2019 | NC | Jordan Hydroelectric Project | 58390 | EMOD | HY | OP | NA | WAT |  | 43807.5 |  | 1.5381e-07 | EIA Prime Mover-level Data | NEI avg EF - PM, fuel type, firing type
2019 | NC | Jordan Hydroelectric Project | 58390 | WMOD | HY | OP | NA | WAT |  | 43807.5 |  | 1.5381e-07 | EIA Prime Mover-level Data | NEI avg EF - PM, fuel type, firing type
2019 | NC | Jordan Solar | 60164 | PV1 | PV | CN | NA | SUN
2019 | NC | June Solar | 60158 | PV1 | PV | CN | NA | SUN
2019 | NC | KapStone Kraft Paper Corp | 50254 | 1PB | ST | OP | NA | BIT |  | 2675418 | 59.5104 | 0.044487 | EIA Unit-level Data | NEI avg EF - PM, fuel type
2019 | NC | KapStone Kraft Paper Corp | 50254 | 4PB | ST | OP | NA | NG |  | 815287 | 3.2825 | 0.0080524 | EIA Unit-level Data | NEI avg EF - PM, fuel type
2019 | NC | KapStone Kraft Paper Corp | 50254 | 7RB | ST | OP | NA | BLQ |  | 6575443 | 2.045 | 0.000622 | EIA Unit-level Data | Estimated using an emission factor
2019 | NC | Katherine Solar | 58728 | PV1 | PV | CN | NA | SUN
2019 | NC | Kathleen Solar | 60180 | PV1 | PV | OP | NA | SUN |  | 82978 |  | 0 | EIA Prime Mover-level Data | Estimated using an emission factor
2019 | NC | Keen Farm | 59565 | PV1 | PV | OP | NA | SUN |  | 79878 |  | 0 | EIA Prime Mover-level Data | Estimated using an emission factor
2019 | NC | Kelford | 59796 | FLS1 | PV | OP | NA | SUN |  | 69140 |  | 0 | EIA Prime Mover-level Data | Estimated using an emission factor
2019 | NC | Kelford | 59527 | KELF1 | PV | OP | NA | SUN |  | 310243 |  | 0 | EIA Prime Mover-level Data | Estimated using an emission factor
2019 | NC | Kelly Solar, LLC | 61219 | KELLY | PV | OP | NA | SUN |  | 86360 |  | 0 | EIA Prime Mover-level Data | Estimated using an emission factor
2019 | NC | Kenansville | 59051 | GEN 1 | PV | OP | NA | SUN |  | 30131 |  | 0 | EIA Prime Mover-level Data | Estimated using an emission factor
2019 | NC | Kenansville Solar 2, LLC | 58803 | INV1 | PV | OP | NA | SUN |  | 31226 |  | 0 | EIA Prime Mover-level Data | Estimated using an emission factor
2019 | NC | Kenansville Solar Farm, LLC | 58840 | INV1 | PV | OP | NA | SUN |  | 7408.222 |  | 0 | EIA Prime Mover-level Data | Estimated using an emission factor
2019 | NC | Kenansville Solar Farm, LLC | 58840 | INV2 | PV | OP | NA | SUN |  | 7408.222 |  | 0 | EIA Prime Mover-level Data | Estimated using an emission factor
2019 | NC | Kenansville Solar Farm, LLC | 58840 | INV3 | PV | OP | NA | SUN |  | 7408.222 |  | 0 | EIA Prime Mover-level Data | Estimated using an emission factor
2019 | NC | Kenansville Solar Farm, LLC | 58840 | INV4 | PV | OP | NA | SUN |  | 7408.222 |  | 0 | EIA Prime Mover-level Data | Estimated using an emission factor
2019 | NC | Kenansville Solar Farm, LLC | 58840 | INV5 | PV | OP | NA | SUN |  | 7408.222 |  | 0 | EIA Prime Mover-level Data | Estimated using an emission factor
2019 | NC | Kenansville Solar Farm, LLC | 58840 | INV6 | PV | OP | NA | SUN |  | 7408.222 |  | 0 | EIA Prime Mover-level Data | Estimated using an emission factor
2019 | NC | Kenansville Solar Farm, LLC | 58840 | INV7 | PV | OP | NA | SUN |  | 7408.222 |  | 0 | EIA Prime Mover-level Data | Estimated using an emission factor
2019 | NC | Kenansville Solar Farm, LLC | 58840 | INV8 | PV | OP | NA | SUN |  | 7408.222 |  | 0 | EIA Prime Mover-level Data | Estimated using an emission factor
2019 | NC | Kenansville Solar Farm, LLC | 58840 | INV9 | PV | OP | NA | SUN |  | 7408.222 |  | 0 | EIA Prime Mover-level Data | Estimated using an emission factor
2019 | NC | Kennedy Solar, LLC | 60397 | FLS1 | PV | OP | NA | SUN |  | 79201 |  | 0 | EIA Prime Mover-level Data | Estimated using an emission factor
2019 | NC | Kenneth Solar | 59507 | PV1 | PV | OP | NA | SUN |  | 44066 |  | 0 | EIA Prime Mover-level Data | Estimated using an emission factor
2019 | NC | Kinston | 59125 | 1 | PV | OP | NA | SUN |  | 33212 |  | 0 | EIA Prime Mover-level Data | Estimated using an emission factor
2019 | NC | Kinston Davis Farm | 61090 | 1 | PV | OP | NA | SUN |  | 79406 |  | 0 | EIA Prime Mover-level Data | Estimated using an emission factor
2019 | NC | Kinston Solar | 59832 | FLS1 | PV | OP | NA | SUN |  | 78195 |  | 0 | EIA Prime Mover-level Data | Estimated using an emission factor
2019 | NC | Kirkwall Holdings | 58791 | PV1 | PV | OP | NA | SUN |  | 83173 |  | 0 | EIA Prime Mover-level Data | Estimated using an emission factor
2019 | NC | Kitty Hawk | 2757 | GT1 | GT | RE | NA | DFO
2019 | NC | Kitty Hawk | 2757 | GT2 | GT | RE | NA | DFO
2019 | NC | Kojak Farm | 60578 | 1 | PV | OP | NA | SUN |  | 79149 |  | 0 | EIA Prime Mover-level Data | Estimated using an emission factor
2019 | NC | Kruger Energy Hertford, LLC | 63024 | KEH | PV | T | NA | SUN
2019 | NC | Lafayette Solar I, LLC | 60105 | LAF | PV | OP | NA | SUN |  | 29622 |  | 0 | EIA Prime Mover-level Data | Estimated using an emission factor
2019 | NC | Lake Lure | 2773 | 1 | HY | OA | NA | WAT |  | 30187.67 |  | 1.5381e-07 | EIA Prime Mover-level Data | NEI avg EF - PM, fuel type, firing type
2019 | NC | Lake Lure | 2773 | 2 | HY | OP | NA | WAT |  | 60375.33 |  | 1.5381e-07 | EIA Prime Mover-level Data | NEI avg EF - PM, fuel type, firing type
2019 | NC | Lake Solar Center LLC | 59161 | LSC 1 | PV | CN | NA | SUN
2019 | NC | Landis Delivery No 2 | 56551 | 1 | IC | OP | NA | DFO |  | 31 | 0.004805 | 0.31 | EIA Prime Mover-level Data | Estimated using an emission factor
2019 | NC | Lane II Solar, LLC | 63837 | PV1 | PV | T | NA | SUN
2019 | NC | Lane Solar | 62104 | PGRF2 | PV | OP | NA | SUN |  | 83020 |  | 0 | EIA Prime Mover-level Data | Estimated using an emission factor
2019 | NC | Lang Solar Farm | 63449 | PV1 | PV | OP | NA | SUN |  | 81230 |  | 0 | EIA Prime Mover-level Data | Estimated using an emission factor
2019 | NC | Langdon Solar Farm, LLC | 60538 | 1 | PV | OP | NA | SUN |  | 78275 |  | 0 | EIA Prime Mover-level Data | Estimated using an emission factor
2019 | NC | Langley PV1 | 59158 | LNG1 | PV | OP | NA | SUN |  | 86058 |  | 0 | EIA Prime Mover-level Data | Estimated using an emission factor
2019 | NC | Lanier Solar | 59486 | LANIE | PV | OP | NA | SUN |  | 84979 |  | 0 | EIA Prime Mover-level Data | Estimated using an emission factor
2019 | NC | Laurinburg Farm | 61091 | 1 | PV | OP | NA | SUN |  | 71517 |  | 0 | EIA Prime Mover-level Data | Estimated using an emission factor
2019 | NC | Laurinburg Solar | 59833 | FLS1 | PV | OP | NA | SUN |  | 80679 |  | 0 | EIA Prime Mover-level Data | Estimated using an emission factor
2019 | NC | Laurinburg Solar, LLC (Heelstone) | 60200 | LAUR | PV | OP | NA | SUN |  | 34966 |  | 0 | EIA Prime Mover-level Data | Estimated using an emission factor
2019 | NC | Leggett Solar, LLC | 60783 | 1 | PV | OP | NA | SUN |  | 92700 |  | 0 | EIA Prime Mover-level Data | Estimated using an emission factor
2019 | NC | Lenoir Farm | 58333 | 1 | PV | OP | NA | SUN |  | 73146 |  | 0 | EIA Prime Mover-level Data | Estimated using an emission factor
2019 | NC | Lenoir Farm 2 | 58334 | 1 | PV | OP | NA | SUN |  | 71313 |  | 0 | EIA Prime Mover-level Data | Estimated using an emission factor
2019 | NC | Lewiston Solar | 59174 | 5MWPV | PV | OP | NA | SUN |  | 68685 |  | 0 | EIA Prime Mover-level Data | Estimated using an emission factor
2019 | NC | Lexington | 56261 | Unit1 | IC | OP | NA | DFO |  | 54.5 | 0.0084475 | 0.31 | EIA Prime Mover-level Data | Estimated using an emission factor
2019 | NC | Lexington | 56261 | Unit2 | IC | OP | NA | DFO |  | 54.5 | 0.0084475 | 0.31 | EIA Prime Mover-level Data | Estimated using an emission factor
2019 | NC | Lexington Health Center | 56067 | 1 | IC | OP | NA | DFO |  | 56 | 0.00868 | 0.31 | EIA Prime Mover-level Data | Estimated using an emission factor
2019 | NC | Lexington Hickory Street | 56066 | 1 | IC | RE | NA | DFO
2019 | NC | Lick Creek Solar, LLC | 63811 | PGR27 | PV | L | NA | SUN
2019 | NC | Lillington Solar | 59921 | 5MWPV | PV | OP | NA | SUN |  | 86538 |  | 0 | EIA Prime Mover-level Data | Estimated using an emission factor
2019 | NC | Lincoln Solar, LLC (NC) | 60399 | FLS1 | PV | OP | NA | SUN |  | 84340 |  | 0 | EIA Prime Mover-level Data | Estimated using an emission factor
2019 | NC | Lincolnton High School | 56341 | 1 | IC | OP | NA | DFO |  | 1079 | 0.16724 | 0.31 | EIA Prime Mover-level Data | Estimated using an emission factor
2019 | NC | Little River PV 1 | 59521 | LTLRV | PV | OP | NA | SUN |  | 79612 |  | 0 | EIA Prime Mover-level Data | Estimated using an emission factor
2019 | NC | Littlefield Solar Center LLC | 58809 | LSC1 | PV | OP | NA | SUN |  | 82107 |  | 0 | EIA Prime Mover-level Data | Estimated using an emission factor
2019 | NC | Lockville Hydropower | 10051 | GEN1 | HY | OP | NA | WAT |  | 8182 |  | 1.5381e-07 | EIA Prime Mover-level Data | NEI avg EF - PM, fuel type, firing type
2019 | NC | Lockville Hydropower | 10051 | GEN2 | HY | OP | NA | WAT |  | 8182 |  | 1.5381e-07 | EIA Prime Mover-level Data | NEI avg EF - PM, fuel type, firing type
2019 | NC | Long Creek Waste Water Plant | 57630 | ES1 | IC | OP | NA | DFO |  | 1125.333 | 0.17443 | 0.31 | EIA Prime Mover-level Data | Estimated using an emission factor
2019 | NC | Long Creek Waste Water Plant | 57630 | ES2 | IC | OP | NA | DFO |  | 1125.333 | 0.17443 | 0.31 | EIA Prime Mover-level Data | Estimated using an emission factor
2019 | NC | Long Creek Waste Water Plant | 57630 | ES3 | IC | OP | NA | DFO |  | 1125.333 | 0.17443 | 0.31 | EIA Prime Mover-level Data | Estimated using an emission factor
2019 | NC | Long Farm 46 Solar, LLC | 60208 | PV1 | PV | OP | NA | SUN |  | 78784 |  | 0 | EIA Prime Mover-level Data | Estimated using an emission factor
2019 | NC | Long Henry Solar | 61347 | GEN1 | PV | OP | NA | SUN |  | 35928 |  | 0 | EIA Prime Mover-level Data | Estimated using an emission factor
2019 | NC | Longleaf Solar | 60173 | PV1 | PV | CN | NA | SUN
2019 | NC | Lookout Shoals | 2726 | 1 | HY | OP | NA | WAT |  | 424507.3 |  | 1.5381e-07 | EIA Prime Mover-level Data | NEI avg EF - PM, fuel type, firing type
2019 | NC | Lookout Shoals | 2726 | 2 | HY | OP | NA | WAT |  | 424507.3 |  | 1.5381e-07 | EIA Prime Mover-level Data | NEI avg EF - PM, fuel type, firing type
2019 | NC | Lookout Shoals | 2726 | 3 | HY | OP | NA | WAT |  | 424507.3 |  | 1.5381e-07 | EIA Prime Mover-level Data | NEI avg EF - PM, fuel type, firing type
2019 | NC | Lux Solar, LLC | 61284 | GEN1 | PV | OP | NA | SUN |  | 35553 |  | 0 | EIA Prime Mover-level Data | Estimated using an emission factor
2019 | NC | Maiden Community Center | 56342 | 1 | IC | OP | NA | DFO |  | 1128 | 0.17484 | 0.31 | EIA Prime Mover-level Data | Estimated using an emission factor
2019 | NC | Maiden Creek Solar Power Plant | 62668 | PV1 | PV | T | NA | SUN
2019 | NC | Maiden Finger Street | 56065 | 1 | IC | RE | NA | DFO
2019 | NC | Manning PV 1 | 59520 | MANN | PV | OP | NA | SUN |  | 80838 |  | 0 | EIA Prime Mover-level Data | Estimated using an emission factor
2019 | NC | Manway Solar Farm | 59575 | PV1 | PV | OP | NA | SUN |  | 83485 |  | 0 | EIA Prime Mover-level Data | Estimated using an emission factor
2019 | NC | Mariposa Solar Center LLC | 59162 | MSC 1 | PV | OP | NA | SUN |  | 81705 |  | 0 | EIA Prime Mover-level Data | Estimated using an emission factor
2019 | NC | Market Farm | 59105 | 1 | PV | OP | NA | SUN |  | 62327 |  | 0 | EIA Prime Mover-level Data | Estimated using an emission factor
2019 | NC | Marshall Dam | 2710 | HC1 | HY | OP | NA | WAT |  | 0 |  | 1.5381e-07 | EIA Prime Mover-level Data | NEI avg EF - PM, fuel type, firing type
2019 | NC | Marshall Dam | 2710 | HC2 | HY | OP | NA | WAT |  | 0 |  | 1.5381e-07 | EIA Prime Mover-level Data | NEI avg EF - PM, fuel type, firing type
2019 | NC | Marshville Farm | 58335 | 1 | PV | OP | NA | SUN |  | 68123 |  | 0 | EIA Prime Mover-level Data | Estimated using an emission factor
2019 | NC | Martin Creek Farm LLC | 59124 | 1 | PV | OP | NA | SUN |  | 43994 |  | 0 | EIA Prime Mover-level Data | Estimated using an emission factor
2019 | NC | Martins Creek Solar NC, LLC | 57461 | 1 | PV | OP | NA | SUN |  | 11682 |  | 0 | EIA Prime Mover-level Data | Estimated using an emission factor
2019 | NC | Mason Solar Center LLC | 59165 | MSC 1 | PV | CN | NA | SUN
2019 | NC | Maxton Solar, LLC | 60416 | MSPV | PV | OP | NA | SUN |  | 84204 |  | 0 | EIA Prime Mover-level Data | Estimated using an emission factor
2019 | NC | Mayberry Solar LLC | 57321 | 1PV | PV | OP | NA | SUN |  | 13791 |  | 0 | EIA Prime Mover-level Data | Estimated using an emission factor
2019 | NC | MC1 Solar | 60395 | MC1PV | PV | OP | NA | SUN |  | 84001 |  | 0 | EIA Prime Mover-level Data | Estimated using an emission factor
2019 | NC | McCallum Farm | 58350 | 1 | PV | OP | NA | SUN |  | 74731 |  | 0 | EIA Prime Mover-level Data | Estimated using an emission factor
2019 | NC | McCaskey Solar Farm, LLC | 58804 | INV1 | PV | CN | NA | SUN
2019 | NC | McCaskey Solar Farm, LLC | 58804 | INV2 | PV | CN | NA | SUN
2019 | NC | McCaskey Solar Farm, LLC | 58804 | INV3 | PV | CN | NA | SUN
2019 | NC | McCaskey Solar Farm, LLC | 58804 | INV4 | PV | CN | NA | SUN
2019 | NC | McCaskey Solar Farm, LLC | 58804 | INV5 | PV | CN | NA | SUN
2019 | NC | McCaskey Solar Farm, LLC | 58804 | INV6 | PV | CN | NA | SUN
2019 | NC | McCaskey Solar Farm, LLC | 58804 | INV7 | PV | CN | NA | SUN
2019 | NC | McCaskey Solar Farm, LLC | 58804 | INV8 | PV | CN | NA | SUN
2019 | NC | McGoogan Farm, LLC | 60779 | 1 | PV | OP | NA | SUN |  | 83485 |  | 0 | EIA Prime Mover-level Data | Estimated using an emission factor
2019 | NC | McGrigor Farm Solar | 60440 | PV1 | PV | OP | NA | SUN |  | 3597 |  | 0 | EIA Prime Mover-level Data | Estimated using an emission factor
2019 | NC | McGuire | 6038 | 1 | ST | OP | NA | NUC |  | 96813160 |  | 0 | EIA Prime Mover-level Data | Estimated using an emission factor
2019 | NC | McGuire | 6038 | 2 | ST | OP | NA | NUC |  | 107719700 |  | 0 | EIA Prime Mover-level Data | Estimated using an emission factor
2019 | NC | McKenzie Farm | 58853 | 1 | PV | OP | NA | SUN |  | 82139 |  | 0 | EIA Prime Mover-level Data | Estimated using an emission factor
2019 | NC | McLean Homestead | 60020 | PV1 | PV | L | NA | SUN
2019 | NC | Meadowbrook Solar Farm | 59936 | NB008 | PV | OP | NA | SUN |  | 82308 |  | 0 | EIA Prime Mover-level Data | Estimated using an emission factor
2019 | NC | Meadows PV 1 | 59513 | MEAD1 | PV | OP | NA | SUN |  | 304908 |  | 0 | EIA Prime Mover-level Data | Estimated using an emission factor
2019 | NC | Meeks Solar, LLC | 63267 | NCMKS | PV | OP | NA | SUN |  | 32017 |  | 0 | EIA Prime Mover-level Data | Estimated using an emission factor
2019 | NC | Melinda Solar | 59502 | PV1 | PV | OP | NA | SUN |  | 74945 |  | 0 | EIA Prime Mover-level Data | Estimated using an emission factor
2019 | NC | Meriwether Farm | 60579 | 1 | PV | OP | NA | SUN |  | 85115 |  | 0 | EIA Prime Mover-level Data | Estimated using an emission factor
2019 | NC | Metropolitan Sewerage District | 10181 | GEN1 | HY | SB | NA | WAT |  | 24955 |  | 1.5381e-07 | EIA Prime Mover-level Data | NEI avg EF - PM, fuel type, firing type
2019 | NC | Metropolitan Sewerage District | 10181 | GEN2 | HY | OP | NA | WAT |  | 24955 |  | 1.5381e-07 | EIA Prime Mover-level Data | NEI avg EF - PM, fuel type, firing type
2019 | NC | Metropolitan Sewerage District | 10181 | GEN3 | HY | OP | NA | WAT |  | 24955 |  | 1.5381e-07 | EIA Prime Mover-level Data | NEI avg EF - PM, fuel type, firing type
2019 | NC | Mile Farm | 58336 | 1 | PV | OP | NA | SUN |  | 71240 |  | 0 | EIA Prime Mover-level Data | Estimated using an emission factor
2019 | NC | Mill Pond Solar Farm, LLC | 61196 | MILLL | PV | OP | NA | SUN |  | 88611 |  | 0 | EIA Prime Mover-level Data | Estimated using an emission factor
2019 | NC | Mill Pond Solar, LLC | 62328 | MLLPD | PV | OP | NA | SUN |  | 26748 |  | 0 | EIA Prime Mover-level Data | Estimated using an emission factor
2019 | NC | MILL SOLAR 1 | 61160 | MILL1 | PV | OP | NA | SUN |  | 11781 |  | 0 | EIA Prime Mover-level Data | Estimated using an emission factor
2019 | NC | Millikan Farm | 59576 | GEN1 | PV | OP | NA | SUN |  | 86076 |  | 0 | EIA Prime Mover-level Data | Estimated using an emission factor
2019 | NC | Mills Anson Farm | 61093 | 1 | PV | OP | NA | SUN |  | 77367 |  | 0 | EIA Prime Mover-level Data | Estimated using an emission factor
2019 | NC | Milo Solar | 58739 | PV1 | PV | OP | NA | SUN |  | 50975 |  | 0 | EIA Prime Mover-level Data | Estimated using an emission factor
2019 | NC | Minnie Solar | 58740 | PV1 | PV | OP | NA | SUN |  | 49569 |  | 0 | EIA Prime Mover-level Data | Estimated using an emission factor
2019 | NC | Misenheimer Farm | 59577 | PV1 | PV | OP | NA | SUN |  | 77010 |  | 0 | EIA Prime Mover-level Data | Estimated using an emission factor
2019 | NC | Mission | 2746 | 1 | HY | OP | NA | WAT |  | 17220 |  | 1.5381e-07 | EIA Prime Mover-level Data | NEI avg EF - PM, fuel type, firing type
2019 | NC | Mission | 2746 | 2 | HY | OP | NA | WAT |  | 17220 |  | 1.5381e-07 | EIA Prime Mover-level Data | NEI avg EF - PM, fuel type, firing type
2019 | NC | Mission | 2746 | 3 | HY | OP | NA | WAT |  | 17220 |  | 1.5381e-07 | EIA Prime Mover-level Data | NEI avg EF - PM, fuel type, firing type
2019 | NC | Mocksville Farm | 58313 | 1 | PV | OP | NA | SUN |  | 77955 |  | 0 | EIA Prime Mover-level Data | Estimated using an emission factor
2019 | NC | Mocksville Solar | 59570 | PV1 | PV | OP | NA | SUN |  | 239864 |  | 0 | EIA Prime Mover-level Data | Estimated using an emission factor
2019 | NC | Modlin Solar Farm | 60417 | MSFPV | PV | OP | NA | SUN |  | 87777 |  | 0 | EIA Prime Mover-level Data | Estimated using an emission factor
2019 | NC | Moncure Farm LLC | 59123 | 1 | PV | OP | NA | SUN |  | 53005 |  | 0 | EIA Prime Mover-level Data | Estimated using an emission factor
2019 | NC | Monroe Generating Station | 57505 | 1 | GT | OP | NA | NG |  | 10466 | 0.028695 | 0.0054834 | EIA Prime Mover-level Data | NEI avg EF - PM, fuel type, firing type
2019 | NC | Monroe Generating Station | 57505 | 2 | GT | OP | NA | NG |  | 10466 | 0.028695 | 0.0054834 | EIA Prime Mover-level Data | NEI avg EF - PM, fuel type, firing type
2019 | NC | Monroe Middle School | 56343 | 1 | IC | OP | NA | DFO |  | 780 | 0.1209 | 0.31 | EIA Prime Mover-level Data | Estimated using an emission factor
2019 | NC | Monroe Moore Farm | 59578 | PV1 | PV | OP | NA | SUN |  | 83075 |  | 0 | EIA Prime Mover-level Data | Estimated using an emission factor
2019 | NC | Monroe Solar Facility | 60383 | MONPV | PV | OP | NA | SUN |  | 862467 |  | 0 | EIA Prime Mover-level Data | Estimated using an emission factor
2019 | NC | Montgomery Solar LLC | 58649 | 1 | PV | OP | NA | SUN |  | 342743 |  | 0 | EIA Prime Mover-level Data | Estimated using an emission factor
2019 | NC | Moore Solar Farm | 58337 | 1 | PV | OP | NA | SUN |  | 72105 |  | 0 | EIA Prime Mover-level Data | Estimated using an emission factor
2019 | NC | Moorings Farm | 58338 | 1 | PV | OP | NA | SUN |  | 70814 |  | 0 | EIA Prime Mover-level Data | Estimated using an emission factor
2019 | NC | Moorings Farm 2 | 61405 | 1 | PV | OP | NA | SUN |  | 82745 |  | 0 | EIA Prime Mover-level Data | Estimated using an emission factor
2019 | NC | Morehead | 2711 | GT1 | GT | RE | NA | DFO
2019 | NC | Morgan Farm, LLC | 60133 | MOR | PV | OP | NA | SUN |  | 83529 |  | 0 | EIA Prime Mover-level Data | Estimated using an emission factor
2019 | NC | Morgan's Corner | 60422 | 1 | PV | OP | NA | SUN |  | 262551 |  | 0 | EIA Prime Mover-level Data | Estimated using an emission factor
2019 | NC | Morganton Station 5 | 56344 | 1 | IC | OP | NA | DFO |  | 56 | 0.00868 | 0.31 | EIA Prime Mover-level Data | Estimated using an emission factor
2019 | NC | Morganton, Parker Road | 56064 | 1 | IC | OP | NA | DFO |  | 56 | 0.00868 | 0.31 | EIA Prime Mover-level Data | Estimated using an emission factor
2019 | NC | Morning View | 61881 | GEN1 | PV | OP | NA | SUN |  | 14959 |  | 0 | EIA Prime Mover-level Data | Estimated using an emission factor
2019 | NC | Mount Olive Farm | 59107 | 1 | PV | OP | NA | SUN |  | 84480 |  | 0 | EIA Prime Mover-level Data | Estimated using an emission factor
2019 | NC | Mount Olive Solar | 59908 | 2MWPV | PV | OP | NA | SUN |  | 34333 |  | 0 | EIA Prime Mover-level Data | Estimated using an emission factor
2019 | NC | Mountain Island | 2728 | 1 | HY | OP | NA | WAT |  | 396116.8 |  | 1.5381e-07 | EIA Prime Mover-level Data | NEI avg EF - PM, fuel type, firing type
2019 | NC | Mountain Island | 2728 | 2 | HY | OP | NA | WAT |  | 396116.8 |  | 1.5381e-07 | EIA Prime Mover-level Data | NEI avg EF - PM, fuel type, firing type
2019 | NC | Mountain Island | 2728 | 3 | HY | OP | NA | WAT |  | 396116.8 |  | 1.5381e-07 | EIA Prime Mover-level Data | NEI avg EF - PM, fuel type, firing type
2019 | NC | Mountain Island | 2728 | 4 | HY | OP | NA | WAT |  | 396116.8 |  | 1.5381e-07 | EIA Prime Mover-level Data | NEI avg EF - PM, fuel type, firing type
2019 | NC | MP Durham LLC | 57365 | 1A | IC | OP | NA | LFG |  | 73649.5 | 0.54132 | 0.0147 | EIA Prime Mover-level Data | Estimated using an emission factor
2019 | NC | MP Durham LLC | 57365 | 1B | IC | OP | NA | LFG |  | 73649.5 | 0.54132 | 0.0147 | EIA Prime Mover-level Data | Estimated using an emission factor
2019 | NC | MP Durham LLC | 57365 | 1C | IC | RE | NA | LFG |  |  |  | 0.0147
2019 | NC | MP Wayne LLC | 57366 | 1A | IC | OP | NA | LFG |  | 35986.67 | 0.2645 | 0.0147 | EIA Prime Mover-level Data | Estimated using an emission factor
2019 | NC | MP Wayne LLC | 57366 | 1B | IC | OP | NA | LFG |  | 35986.67 | 0.2645 | 0.0147 | EIA Prime Mover-level Data | Estimated using an emission factor
2019 | NC | MP Wayne LLC | 57366 | 1C | IC | OP | NA | LFG |  | 35986.67 | 0.2645 | 0.0147 | EIA Prime Mover-level Data | Estimated using an emission factor
2019 | NC | Mt Olive Farm 2 | 58345 | 1 | PV | OP | NA | SUN |  | 79477 |  | 0 | EIA Prime Mover-level Data | Estimated using an emission factor
2019 | NC | Mt Olive Solar 1 | 59645 | FLS1 | PV | OP | NA | SUN |  | 77472 |  | 0 | EIA Prime Mover-level Data | Estimated using an emission factor
2019 | NC | Murdock Solar | 59509 | PV1 | PV | OP | NA | SUN |  | 62755 |  | 0 | EIA Prime Mover-level Data | Estimated using an emission factor
2019 | NC | Murphy Farm Power, LLC | 57677 | 1 | PV | OP | NA | SUN |  | 11353 |  | 0 | EIA Prime Mover-level Data | Estimated using an emission factor
2019 | NC | Murphy-Brown LLC | 55002 | 01 | IC | SB | NA | DFO |  |  |  | 0.30942
2019 | NC | Murphy-Brown LLC | 55002 | 02 | IC | SB | NA | DFO |  |  |  | 0.30942
2019 | NC | Mustang Solar | 61533 | GEN1 | PV | OP | NA | SUN |  | 90296 |  | 0 | EIA Prime Mover-level Data | Estimated using an emission factor
2019 | NC | NA 1 (NC) | 7539 | 4 | CT | CN | NA | NG
2019 | NC | NA 1 (NC) | 7539 | 5 | CA | CN | NA | NG
2019 | NC | NA 1 (NC) | 7539 | 6 | CT | CN | NA | NG
2019 | NC | NA 1 (NC) | 7539 | 7 | CC | CN | NA | NG
2019 | NC | NA 1 (NC) | 7539 | 9 | CT | CN | NA | NG
2019 | NC | NA 1 (NC) | 7539 | 10 | CA | CN | NA | NG
2019 | NC | NA 1 (NC) | 7539 | 11 | CT | CN | NA | NG
2019 | NC | NA 1 (NC) | 7539 | 12 | CC | CN | NA | NG
2019 | NC | NA 1 (NC) | 7539 | CCE1 | CC | CN | NA | NG
2019 | NC | NA 1 (NC) | 7539 | CCW1 | CC | CN | NA | NG
2019 | NC | NA 1 (NC) | 7539 | CT1 | GT | CN | NA | NG
2019 | NC | NA 1 (NC) | 7539 | CT2 | GT | CN | NA | NG
2019 | NC | Nantahala | 2747 | 1 | HY | OP | NA | WAT |  | 2103233 |  | 1.5381e-07 | EIA Prime Mover-level Data | NEI avg EF - PM, fuel type, firing type
2019 | NC | Narrows (NC) | 54894 | YN1 | HY | OP | NA | WAT |  | 1170363 |  | 1.5381e-07 | EIA Prime Mover-level Data | NEI avg EF - PM, fuel type, firing type
2019 | NC | Narrows (NC) | 54894 | YN2 | HY | OP | NA | WAT |  | 1170363 |  | 1.5381e-07 | EIA Prime Mover-level Data | NEI avg EF - PM, fuel type, firing type
2019 | NC | Narrows (NC) | 54894 | YN3 | HY | OP | NA | WAT |  | 1374111 |  | 1.5381e-07 | EIA Prime Mover-level Data | NEI avg EF - PM, fuel type, firing type
2019 | NC | Narrows (NC) | 54894 | YN4 | HY | OP | NA | WAT |  | 1440447 |  | 1.5381e-07 | EIA Prime Mover-level Data | NEI avg EF - PM, fuel type, firing type
2019 | NC | Nash 58 Farm | 58854 | 1 | PV | OP | NA | SUN |  | 78996 |  | 0 | EIA Prime Mover-level Data | Estimated using an emission factor
2019 | NC | Nash 64 Farm | 58855 | 1 | PV | OP | NA | SUN |  | 65133 |  | 0 | EIA Prime Mover-level Data | Estimated using an emission factor
2019 | NC | Nash 97 Solar, LLC | 60408 | 97PV | PV | OP | NA | SUN |  | 83475 |  | 0 | EIA Prime Mover-level Data | Estimated using an emission factor
2019 | NC | Nashville Farms, LLC | 60134 | NASH | PV | OP | NA | SUN |  | 33203 |  | 0 | EIA Prime Mover-level Data | Estimated using an emission factor
2019 | NC | NC 102 Project LLC | 61610 | NC102 | PV | OP | NA | SUN |  | 1149453 |  | 0 | EIA Prime Mover-level Data | Estimated using an emission factor
2019 | NC | NCSU Cates Cogeneration Plant | 61676 | CTG1 | GT | OP | NA | NG |  | 546569 | 1.4985 | 0.0054834 | EIA Prime Mover-level Data | NEI avg EF - PM, fuel type, firing type
2019 | NC | NCSU Cates Cogeneration Plant | 61676 | CTG2 | GT | OP | NA | NG |  | 546569 | 1.4985 | 0.0054834 | EIA Prime Mover-level Data | NEI avg EF - PM, fuel type, firing type
2019 | NC | NCSU CCUP Cogeneration Plant | 61675 | CTG1 | GT | OP | NA | NG |  | 442711 | 1.2138 | 0.0054834 | EIA Prime Mover-level Data | NEI avg EF - PM, fuel type, firing type
2019 | NC | NCSU CCUP Cogeneration Plant | 61675 | STG | ST | OP | NA | NG |  | 64615 | 0.26015 | 0.0080524 | EIA Prime Mover-level Data | NEI avg EF - PM, fuel type, firing type
2019 | NC | Neisler Street Solar | 60072 | NSS1 | PV | OP | NA | SUN |  | 33736 |  | 0 | EIA Prime Mover-level Data | Estimated using an emission factor
2019 | NC | Neuse River Solar Farm | 58524 | 1 | PV | OP | NA | SUN |  | 14265 |  | 0 | EIA Prime Mover-level Data | Estimated using an emission factor
2019 | NC | New Bern | 56688 | 1 | IC | OP | NA | LFG |  | 12844.56 | 0.094407 | 0.0147 | EIA Prime Mover-level Data | Estimated using an emission factor
2019 | NC | New Bern | 56688 | 2 | IC | OP | NA | LFG |  | 12844.56 | 0.094407 | 0.0147 | EIA Prime Mover-level Data | Estimated using an emission factor
2019 | NC | New Bern | 56688 | 3 | IC | OP | NA | LFG |  | 12844.56 | 0.094407 | 0.0147 | EIA Prime Mover-level Data | Estimated using an emission factor
2019 | NC | New Bern | 56688 | 4 | IC | OP | NA | LFG |  | 12844.56 | 0.094407 | 0.0147 | EIA Prime Mover-level Data | Estimated using an emission factor
2019 | NC | New Bern | 56688 | 5 | IC | OP | NA | LFG |  | 12844.56 | 0.094407 | 0.0147 | EIA Prime Mover-level Data | Estimated using an emission factor
2019 | NC | New Bern | 56688 | 6 | IC | OP | NA | LFG |  | 12844.56 | 0.094407 | 0.0147 | EIA Prime Mover-level Data | Estimated using an emission factor
2019 | NC | New Bern | 56688 | 7 | IC | OP | NA | LFG |  | 12844.56 | 0.094407 | 0.0147 | EIA Prime Mover-level Data | Estimated using an emission factor
2019 | NC | New Bern | 56688 | 8 | IC | OP | NA | LFG |  | 12844.56 | 0.094407 | 0.0147 | EIA Prime Mover-level Data | Estimated using an emission factor
2019 | NC | New Bern | 56688 | 9 | IC | OP | NA | LFG |  | 12844.56 | 0.094407 | 0.0147 | EIA Prime Mover-level Data | Estimated using an emission factor
2019 | NC | New Bern | 56688 | 10 | IC | OP | NA | LFG |  | 12844.56 | 0.094407 | 0.0147 | EIA Prime Mover-level Data | Estimated using an emission factor
2019 | NC | New Bern | 56688 | 11 | IC | OP | NA | LFG |  | 12844.56 | 0.094407 | 0.0147 | EIA Prime Mover-level Data | Estimated using an emission factor
2019 | NC | New Bern | 56688 | 12 | IC | OP | NA | LFG |  | 12844.56 | 0.094407 | 0.0147 | EIA Prime Mover-level Data | Estimated using an emission factor
2019 | NC | New Bern | 56688 | 13 | IC | OP | NA | LFG |  | 12844.56 | 0.094407 | 0.0147 | EIA Prime Mover-level Data | Estimated using an emission factor
2019 | NC | New Bern | 56688 | 14 | IC | OP | NA | LFG |  | 12844.56 | 0.094407 | 0.0147 | EIA Prime Mover-level Data | Estimated using an emission factor
2019 | NC | New Bern | 56688 | 15 | IC | OP | NA | LFG |  | 12844.56 | 0.094407 | 0.0147 | EIA Prime Mover-level Data | Estimated using an emission factor
2019 | NC | New Bern | 56688 | 16 | IC | OP | NA | LFG |  | 12844.56 | 0.094407 | 0.0147 | EIA Prime Mover-level Data | Estimated using an emission factor
2019 | NC | New Bern | 56688 | 17 | IC | OP | NA | LFG |  | 12844.56 | 0.094407 | 0.0147 | EIA Prime Mover-level Data | Estimated using an emission factor
2019 | NC | New Bern | 56688 | 18 | IC | OP | NA | LFG |  | 12844.56 | 0.094407 | 0.0147 | EIA Prime Mover-level Data | Estimated using an emission factor
2019 | NC | New Bern Farm | 58339 | 1 | PV | OP | NA | SUN |  | 76193 |  | 0 | EIA Prime Mover-level Data | Estimated using an emission factor
2019 | NC | Newton Grove | 59835 | GEN1 | PV | OP | NA | SUN |  | 26257 |  | 0 | EIA Prime Mover-level Data | Estimated using an emission factor
2019 | NC | Nick Solar | 58741 | NICK | PV | OP | NA | SUN |  | 77003 |  | 0 | EIA Prime Mover-level Data | Estimated using an emission factor
2019 | NC | Nickelson Solar, LLC | 62205 | GNICK | PV | OP | NA | SUN |  | 81568 |  | 0 | EIA Prime Mover-level Data | Estimated using an emission factor
2019 | NC | Nitro Solar | 59501 | NITRO | PV | OP | NA | SUN |  | 65018 |  | 0 | EIA Prime Mover-level Data | Estimated using an emission factor
2019 | NC | North 301 Solar | 61778 | N301 | PV | OP | NA | SUN |  | 10516 |  | 0 | EIA Prime Mover-level Data | Estimated using an emission factor
2019 | NC | North Carolina Solar Bethea I | 58531 | P22A | PV | OP | NA | SUN |  | 14736 |  | 0 | EIA Prime Mover-level Data | Estimated using an emission factor
2019 | NC | North Carolina Solar Bethea I | 58531 | P22B | PV | OP | NA | SUN |  | 14736 |  | 0 | EIA Prime Mover-level Data | Estimated using an emission factor
2019 | NC | North Carolina Solar III LLC | 58880 | NCIII | PV | OP | NA | SUN |  | 78506 |  | 0 | EIA Prime Mover-level Data | Estimated using an emission factor
2019 | NC | North Nash Farm, LLC | 60651 | 1 | PV | OP | NA | SUN |  | 86129 |  | 0 | EIA Prime Mover-level Data | Estimated using an emission factor
2019 | NC | Northern Cardinal Solar | 60992 | NCARD | PV | OP | NA | SUN |  | 29410 |  | 0 | EIA Prime Mover-level Data | Estimated using an emission factor
2019 | NC | Oakboro Farm | 58851 | 1 | PV | OP | NA | SUN |  | 62327 |  | 0 | EIA Prime Mover-level Data | Estimated using an emission factor
2019 | NC | OAKBORO PV1 | 63162 | OAKPV | PV | P | NA | SUN
2019 | NC | Ocracoke Hybrid | 6377 | 1 | IC | OP | NA | DFO |  | 2424 | 0.37572 | 0.31 | EIA Prime Mover-level Data | Estimated using an emission factor
2019 | NC | Ocracoke Hybrid | 6377 | BAT | BA | OP | NA | MWH |  | 0 |  |  | EIA Prime Mover-level Data
2019 | NC | Old Caroleen Solar Farm | 61534 | GEN1 | PV | OP | NA | SUN |  | 31412 |  | 0 | EIA Prime Mover-level Data | Estimated using an emission factor
2019 | NC | Old Catawba PV 1 | 59519 | OLDC | PV | OP | NA | SUN |  | 53112 |  | 0 | EIA Prime Mover-level Data | Estimated using an emission factor
2019 | NC | Old Pageland Monroe Road Solar Farm | 60600 | PV1 | PV | OP | NA | SUN |  | 82414 |  | 0 | EIA Prime Mover-level Data | Estimated using an emission factor
2019 | NC | Old Wire Farm | 61094 | 1 | PV | OP | NA | SUN |  | 90349 |  | 0 | EIA Prime Mover-level Data | Estimated using an emission factor
2019 | NC | Onslow Energy | 59036 | GEN 1 | PV | IP | NA | SUN
2019 | NC | Onslow Power Producers | 58558 | GEN1 | IC | OP | NA | LFG |  | 130701 | 0.96065 | 0.0147 | EIA Prime Mover-level Data | Estimated using an emission factor
2019 | NC | Orbit Energy Charlotte | 58638 | 1 | IC | OP | NA | OBG |  | 30223 | 0.22214 | 0.0147 | EIA Prime Mover-level Data | Estimated using an emission factor
2019 | NC | Organ Church Solar | 60284 | PV1 | PV | OP | NA | SUN |  | 83439 |  | 0 | EIA Prime Mover-level Data | Estimated using an emission factor
2019 | NC | Osceola Solar, LLC | 60828 | PV1 | PV | CN | NA | SUN
2019 | NC | Ouchchy PV1 | 59999 | OUCH1 | PV | OP | NA | SUN |  | 46310 |  | 0 | EIA Prime Mover-level Data | Estimated using an emission factor
2019 | NC | Owen Solar | 58742 | PV1 | PV | OP | NA | SUN |  | 85417 |  | 0 | EIA Prime Mover-level Data | Estimated using an emission factor
2019 | NC | Oxford Dam | 2729 | 1 | HY | OP | NA | WAT |  | 584088.5 |  | 1.5381e-07 | EIA Prime Mover-level Data | NEI avg EF - PM, fuel type, firing type
2019 | NC | Oxford Dam | 2729 | 2 | HY | OP | NA | WAT |  | 584088.5 |  | 1.5381e-07 | EIA Prime Mover-level Data | NEI avg EF - PM, fuel type, firing type
2019 | NC | Page Solar | 62018 | PGRI1 | PV | OP | NA | SUN |  | 21235 |  | 0 | EIA Prime Mover-level Data | Estimated using an emission factor
2019 | NC | Pamlico Partners Solar | 58799 | 1 | PV | OP | NA | SUN |  | 79967 |  | 0 | EIA Prime Mover-level Data | Estimated using an emission factor
2019 | NC | Panda Solar NC 1, LLC | 62089 | 20002 | PV | OP | NA | SUN |  | 10916 |  | 0 | EIA Prime Mover-level Data | Estimated using an emission factor
2019 | NC | Panda Solar NC 10, LLC | 62128 | 20031 | PV | OP | NA | SUN |  | 14967 |  | 0 | EIA Prime Mover-level Data | Estimated using an emission factor
2019 | NC | Panda Solar NC 11, LLC | 62129 | 20032 | PV | OP | NA | SUN |  | 14506 |  | 0 | EIA Prime Mover-level Data | Estimated using an emission factor
2019 | NC | Panda Solar NC 2, LLC | 62120 | 20003 | PV | OP | NA | SUN |  | 20345 |  | 0 | EIA Prime Mover-level Data | Estimated using an emission factor
2019 | NC | Panda Solar NC 3, LLC | 62121 | 20011 | PV | OP | NA | SUN |  | 14949 |  | 0 | EIA Prime Mover-level Data | Estimated using an emission factor
2019 | NC | Panda Solar NC 4, LLC | 62122 | 20009 | PV | OP | NA | SUN |  | 14442 |  | 0 | EIA Prime Mover-level Data | Estimated using an emission factor
2019 | NC | Panda Solar NC 5, LLC | 62123 | 20007 | PV | OP | NA | SUN |  | 9562 |  | 0 | EIA Prime Mover-level Data | Estimated using an emission factor
2019 | NC | Panda Solar NC 6, LLC | 62124 | 20028 | PV | OP | NA | SUN |  | 10115 |  | 0 | EIA Prime Mover-level Data | Estimated using an emission factor
2019 | NC | Panda Solar NC 7, LLC | 62125 | 20038 | PV | OP | NA | SUN |  | 7968 |  | 0 | EIA Prime Mover-level Data | Estimated using an emission factor
2019 | NC | Panda Solar NC 8, LLC | 62126 | 20052 | PV | OP | NA | SUN |  | 5511 |  | 0 | EIA Prime Mover-level Data | Estimated using an emission factor
2019 | NC | Panda Solar NC 9, LLC | 62127 | 20022 | PV | OP | NA | SUN |  | 17015 |  | 0 | EIA Prime Mover-level Data | Estimated using an emission factor
2019 | NC | Partin Solar | 63827 | 95 | PV | V | NA | SUN
2019 | NC | Pasquotank | 59530 | PASQ1 | PV | OP | NA | SUN |  | 316717 |  | 0 | EIA Prime Mover-level Data | Estimated using an emission factor
2019 | NC | Pate Farm | 58856 | 1 | PV | OP | NA | SUN |  | 75951 |  | 0 | EIA Prime Mover-level Data | Estimated using an emission factor
2019 | NC | PCIP Solar | 58305 | PCIP | PV | OP | NA | SUN |  | 15572 |  | 0 | EIA Prime Mover-level Data | Estimated using an emission factor
2019 | NC | PCS Phosphate | 50509 | GEN1 | ST | OP | NA | WH |  | 1895324 |  | 0 | EIA Prime Mover-level Data | Estimated using an emission factor
2019 | NC | PCSP3 Airport | 58538 | 3 | PV | OP | NA | SUN |  | 33239 |  | 0 | EIA Prime Mover-level Data | Estimated using an emission factor
2019 | NC | Pecan Grove Solar, LLC | 62659 | 1081 | PV | OP | NA | SUN |  | 9999 |  | 0 | EIA Prime Mover-level Data | Estimated using an emission factor
2019 | NC | Pecan PV1 | 59157 | PEC1 | PV | OP | NA | SUN |  | 79049 |  | 0 | EIA Prime Mover-level Data | Estimated using an emission factor
2019 | NC | Pecan Solar | 60030 | PECAN | PV | OP | NA | SUN |  | 1268614 |  | 0 | EIA Prime Mover-level Data | Estimated using an emission factor
2019 | NC | Penny Hill Solar | 63266 | NCPHL | PV | OP | NA | SUN |  | 32623 |  | 0 | EIA Prime Mover-level Data | Estimated using an emission factor
2019 | NC | Perkins Solar, LLC | 60629 | PV1 | PV | OP | NA | SUN |  | 33791 |  | 0 | EIA Prime Mover-level Data | Estimated using an emission factor
2019 | NC | PG Solar, LLC | 63692 | 13504 | PV | U | NA | SUN
2019 | NC | Phelps 158 Solar Farm | 61134 | 15800 | PV | OP | NA | SUN |  | 81562 |  | 0 | EIA Prime Mover-level Data | Estimated using an emission factor
2019 | NC | Pike Road Solar | 60360 | 51116 | PV | IP | NA | SUN
2019 | NC | Pikeville Farm | 61404 | 1 | PV | OP | NA | SUN |  | 91336 |  | 0 | EIA Prime Mover-level Data | Estimated using an emission factor
2019 | NC | Pilot Mountain Solar, LLC | 63835 | PV1 | PV | T | NA | SUN
2019 | NC | Pine Valley Solar Farm, LLC | 60298 | PV1 | PV | L | NA | SUN
2019 | NC | Pinesage | 61978 | GEN1 | PV | OP | NA | SUN |  | 46185 |  | 0 | EIA Prime Mover-level Data | Estimated using an emission factor
2019 | NC | Pineville Delivery 2 | 56345 | 1 | IC | OP | NA | DFO |  | 37 | 0.005735 | 0.31 | EIA Prime Mover-level Data | Estimated using an emission factor
2019 | NC | Pinewood Solar Center LLC | 59160 | PSC 1 | PV | CN | NA | SUN
2019 | NC | Pleasant Hill PV1 | 63787 | PHILL | PV | L | NA | SUN
2019 | NC | Plott Hound Solar | 63015 | 1088 | PV | L | NA | SUN
2019 | NC | Plymouth Solar LLC | 58480 | 1 | PV | OP | NA | SUN |  | 66415 |  | 0 | EIA Prime Mover-level Data | Estimated using an emission factor
2019 | NC | Pollocksville Solar | 59917 | 5MWPV | PV | OP | NA | SUN |  | 86966 |  | 0 | EIA Prime Mover-level Data | Estimated using an emission factor
2019 | NC | Porter Solar | 59504 | PV1 | PV | OP | NA | SUN |  | 76120 |  | 0 | EIA Prime Mover-level Data | Estimated using an emission factor
2019 | NC | Princeton | 59533 | PRCTN | PV | OP | NA | SUN |  | 65169 |  | 0 | EIA Prime Mover-level Data | Estimated using an emission factor
2019 | NC | Progress Manis I | 58529 | P11A | PV | OP | NA | SUN |  | 14063.5 |  | 0 | EIA Prime Mover-level Data | Estimated using an emission factor
2019 | NC | Progress Manis I | 58529 | P11B | PV | OP | NA | SUN |  | 14063.5 |  | 0 | EIA Prime Mover-level Data | Estimated using an emission factor
2019 | NC | Progress Solar 1, LLC | 58493 | PRO1 | PV | OP | NA | SUN |  | 51991 |  | 0 | EIA Prime Mover-level Data | Estimated using an emission factor
2019 | NC | Progress Solar II, LLC | 58494 | PROG2 | PV | OP | NA | SUN |  | 52463 |  | 0 | EIA Prime Mover-level Data | Estimated using an emission factor
2019 | NC | Progress Solar III, LLC | 58495 | PROG3 | PV | OP | NA | SUN |  | 54199 |  | 0 | EIA Prime Mover-level Data | Estimated using an emission factor
2019 | NC | Quail Holdings | 60434 | PV1 | PV | L | NA | SUN
2019 | NC | Quarter Horse Solar | 62095 | PGRF5 | PV | OP | NA | SUN |  | 84740 |  | 0 | EIA Prime Mover-level Data | Estimated using an emission factor
2019 | NC | Queens Creek | 6438 | 1 | HY | OP | NA | WAT |  | 52062 |  | 1.5381e-07 | EIA Prime Mover-level Data | NEI avg EF - PM, fuel type, firing type
2019 | NC | Quincy Solar | 59506 | PV1 | PV | OP | NA | SUN |  | 50092 |  | 0 | EIA Prime Mover-level Data | Estimated using an emission factor
2019 | NC | QVC Inc | 56966 | 1 | PV | OP | NA | SUN |  | 11867.44 |  | 0 | EIA Prime Mover-level Data | Estimated using an emission factor
2019 | NC | QVC Inc | 56966 | 2 | PV | OP | NA | SUN |  | 34415.56 |  | 0 | EIA Prime Mover-level Data | Estimated using an emission factor
2019 | NC | Raeford Farm | 58274 | RAEF | PV | OP | NA | SUN |  | 79532 |  | 0 | EIA Prime Mover-level Data | Estimated using an emission factor
2019 | NC | Railroad Farm | 58316 | 1 | PV | OP | NA | SUN |  | 75640 |  | 0 | EIA Prime Mover-level Data | Estimated using an emission factor
2019 | NC | Railroad Farm 2 | 61095 | 1 | PV | OP | NA | SUN |  | 84348 |  | 0 | EIA Prime Mover-level Data | Estimated using an emission factor
2019 | NC | Railroad Solar Farm, LLC | 63381 | NCRAL | PV | OP | NA | SUN |  | 57690 |  | 0 | EIA Prime Mover-level Data | Estimated using an emission factor
2019 | NC | Rams Horn Solar Center LLC | 58810 | RHSC1 | PV | OP | NA | SUN |  | 76832 |  | 0 | EIA Prime Mover-level Data | Estimated using an emission factor
2019 | NC | Ranchland Solar, LLC | 61813 | RCHLD | PV | OP | NA | SUN |  | 1090295 |  | 0 | EIA Prime Mover-level Data | Estimated using an emission factor
2019 | NC | Ray Wilson Solar | 63017 | 1090 | PV | L | NA | SUN
2019 | NC | Red Hill Solar Center, LLC | 59760 | RHILL | PV | OP | NA | SUN |  | 76200 |  | 0 | EIA Prime Mover-level Data | Estimated using an emission factor
2019 | NC | Red Oak Solar Farm, LLC | 60929 | RDOAK | PV | OP | NA | SUN |  | 87866 |  | 0 | EIA Prime Mover-level Data | Estimated using an emission factor
2019 | NC | Red Toad 1425 A Powatan Road, LLC | 60129 | POW | PV | OP | NA | SUN |  | 35822 |  | 0 | EIA Prime Mover-level Data | Estimated using an emission factor
2019 | NC | Red Toad 4451 Buffalo Road, LLC | 62131 | G4451 | PV | OP | NA | SUN |  | 37111 |  | 0 | EIA Prime Mover-level Data | Estimated using an emission factor
2019 | NC | Red Toad 5840 Buffalo Road, LLC | 62204 | G5840 | PV | OP | NA | SUN |  | 39562 |  | 0 | EIA Prime Mover-level Data | Estimated using an emission factor
2019 | NC | Redmon Solar Farm LLC | 59114 | 1 | PV | OP | NA | SUN |  | 35999 |  | 0 | EIA Prime Mover-level Data | Estimated using an emission factor
2019 | NC | Reidsville Energy Center | 61240 | REC | CT | T | NA | NG
2019 | NC | Reidsville Energy Center | 61240 | REC2 | CA | T | NA | NG
2019 | NC | Reventure Park | 58865 | LFG | IC | OP | NA | LFG |  | 124879.9 | 0.91787 | 0.0147 | EIA Prime Mover-level Data | Estimated using an emission factor
2019 | NC | Reventure Park | 58865 | RNG | IC | OP | NA | LFG |  | 105162.1 | 0.77294 | 0.0147 | EIA Prime Mover-level Data | Estimated using an emission factor
2019 | NC | Rhodhiss | 2730 | 1 | HY | OP | NA | WAT |  | 284521.7 |  | 1.5381e-07 | EIA Prime Mover-level Data | NEI avg EF - PM, fuel type, firing type
2019 | NC | Rhodhiss | 2730 | 2 | HY | OP | NA | WAT |  | 284521.7 |  | 1.5381e-07 | EIA Prime Mover-level Data | NEI avg EF - PM, fuel type, firing type
2019 | NC | Rhodhiss | 2730 | 3 | HY | OP | NA | WAT |  | 284521.7 |  | 1.5381e-07 | EIA Prime Mover-level Data | NEI avg EF - PM, fuel type, firing type
2019 | NC | Rhubarb One | 59216 | PV1 | PV | CN | NA | SUN
2019 | NC | River Road Solar, LLC | 60487 | PV1 | PV | OP | NA | SUN |  | 49596 |  | 0 | EIA Prime Mover-level Data | Estimated using an emission factor
2019 | NC | Riverbend | 2732 | 4 | ST | RE | NA | BIT
2019 | NC | Riverbend | 2732 | 5 | ST | RE | NA | BIT
2019 | NC | Riverbend | 2732 | 6 | ST | RE | NA | BIT
2019 | NC | Riverbend | 2732 | 7 | ST | RE | TANGENTIAL | BIT
2019 | NC | Riverbend | 2732 | 8 | GT | RE | TANGENTIAL | NG
2019 | NC | Riverbend | 2732 | 9 | GT | RE | TANGENTIAL | NG
2019 | NC | Riverbend | 2732 | 10 | GT | RE | TANGENTIAL | NG
2019 | NC | Riverbend | 2732 | 11 | GT | RE | NA | NG
2019 | NC | RJ Solar | 58743 | PV1 | PV | CN | NA | SUN
2019 | NC | Roanoke Rapids | 2758 | 1 | HY | OP | NA | WAT |  | 674776.5 |  | 1.5381e-07 | EIA Prime Mover-level Data | NEI avg EF - PM, fuel type, firing type
2019 | NC | Roanoke Rapids | 2758 | 2 | HY | OP | NA | WAT |  | 674776.5 |  | 1.5381e-07 | EIA Prime Mover-level Data | NEI avg EF - PM, fuel type, firing type
2019 | NC | Roanoke Rapids | 2758 | 3 | HY | OP | NA | WAT |  | 674776.5 |  | 1.5381e-07 | EIA Prime Mover-level Data | NEI avg EF - PM, fuel type, firing type
2019 | NC | Roanoke Rapids | 2758 | 4 | HY | OP | NA | WAT |  | 674776.5 |  | 1.5381e-07 | EIA Prime Mover-level Data | NEI avg EF - PM, fuel type, firing type
2019 | NC | Robeson County LFG to Energy | 59763 | GEN01 | IC | OP | NA | LFG |  |  |  | 0.0147
2019 | NC | Robeson County LFG to Energy | 59763 | GEN02 | IC | OP | NA | LFG |  |  |  | 0.0147
2019 | NC | Robin Solar | 60165 | PV1 | PV | T | NA | SUN
2019 | NC | Rock Farm | 58347 | 1 | PV | OP | NA | SUN |  | 80921 |  | 0 | EIA Prime Mover-level Data | Estimated using an emission factor
2019 | NC | Rockingham Solar, LLC | 60106 | ROCK | PV | OP | NA | SUN |  | 83742 |  | 0 | EIA Prime Mover-level Data | Estimated using an emission factor
2019 | NC | Rockwell Solar LLC | 58668 | ROCKW | PV | OP | NA | SUN |  | 47914 |  | 0 | EIA Prime Mover-level Data | Estimated using an emission factor
2019 | NC | Rocky Mount Mill | 50468 | 1 | HY | OA | NA | WAT |  |  |  | 1.5381e-07
2019 | NC | Rocky Mount Mill | 50468 | 2 | HY | OA | NA | WAT |  |  |  | 1.5381e-07
2019 | NC | Rocky Mount Mill | 50468 | 3 | HY | OA | NA | WAT |  |  |  | 1.5381e-07
2019 | NC | Roman Solar | 60159 | PV1 | PV | CN | NA | SUN
2019 | NC | Roper Farm, LLC | 60761 | 1 | PV | OP | NA | SUN |  | 85513 |  | 0 | EIA Prime Mover-level Data | Estimated using an emission factor
2019 | NC | Rose Hill | 59375 | ROSE1 | PV | OP | NA | SUN |  | 30550 |  | 0 | EIA Prime Mover-level Data | Estimated using an emission factor
2019 | NC | Rosewood Solar | 61520 | GEN1 | PV | OP | NA | SUN |  | 35492 |  | 0 | EIA Prime Mover-level Data | Estimated using an emission factor
2019 | NC | Round Hill PV1 | 59998 | RNDHL | PV | CN | NA | SUN
2019 | NC | Roxboro Farm | 58340 | 1 | PV | OP | NA | SUN |  | 70351 |  | 0 | EIA Prime Mover-level Data | Estimated using an emission factor
2019 | NC | Roxboro Solar Farm, LLC | 61288 | GEN1 | PV | OP | NA | SUN |  | 82265 |  | 0 | EIA Prime Mover-level Data | Estimated using an emission factor
2019 | NC | Royal Solar | 59831 | FLS1 | PV | OP | NA | SUN |  | 78131 |  | 0 | EIA Prime Mover-level Data | Estimated using an emission factor
2019 | NC | Ruff Solar LLC | 62594 | 11625 | PV | U | NA | SUN
2019 | NC | Ruskin Solar | 60922 | PV1 | PV | OP | NA | SUN |  | 35671 |  | 0 | EIA Prime Mover-level Data | Estimated using an emission factor
2019 | NC | Rutherford Farm | 59589 | PV1 | PV | OP | NA | SUN |  | 1228707 |  | 0 | EIA Prime Mover-level Data | Estimated using an emission factor
2019 | NC | Sabattus Solar LLC | 62596 | 11999 | PV | OP | NA | SUN |  | 7444 |  | 0 | EIA Prime Mover-level Data | Estimated using an emission factor
2019 | NC | Sadie Solar | 60168 | PV1 | PV | CN | NA | SUN
2019 | NC | Sadiebrook NC Solar | 62102 | PGRF1 | PV | OP | NA | SUN |  | 74382 |  | 0 | EIA Prime Mover-level Data | Estimated using an emission factor
2019 | NC | Salem Energy Systems LLC | 54984 | UNT1 | GT | RE | NA | LFG
2019 | NC | Salem Energy Systems LLC | 54984 | UNT2 | GT | OP | NA | LFG |  | 461378 | 4.9829 | 0.0216 | EIA Prime Mover-level Data | Estimated using an emission factor
2019 | NC | Salisbury Solar | 61128 | 12349 | PV | OP | NA | SUN |  | 69745 |  | 0 | EIA Prime Mover-level Data | Estimated using an emission factor
2019 | NC | Samarcand Solar Farm, LLC | 58805 | INV1 | PV | OP | NA | SUN |  | 7504.5 |  | 0 | EIA Prime Mover-level Data | Estimated using an emission factor
2019 | NC | Samarcand Solar Farm, LLC | 58805 | INV10 | PV | OP | NA | SUN |  | 7504.5 |  | 0 | EIA Prime Mover-level Data | Estimated using an emission factor
2019 | NC | Samarcand Solar Farm, LLC | 58805 | INV2 | PV | OP | NA | SUN |  | 7504.5 |  | 0 | EIA Prime Mover-level Data | Estimated using an emission factor
2019 | NC | Samarcand Solar Farm, LLC | 58805 | INV3 | PV | OP | NA | SUN |  | 7504.5 |  | 0 | EIA Prime Mover-level Data | Estimated using an emission factor
2019 | NC | Samarcand Solar Farm, LLC | 58805 | INV4 | PV | OP | NA | SUN |  | 7504.5 |  | 0 | EIA Prime Mover-level Data | Estimated using an emission factor
2019 | NC | Samarcand Solar Farm, LLC | 58805 | INV5 | PV | OP | NA | SUN |  | 7504.5 |  | 0 | EIA Prime Mover-level Data | Estimated using an emission factor
2019 | NC | Samarcand Solar Farm, LLC | 58805 | INV6 | PV | OP | NA | SUN |  | 7504.5 |  | 0 | EIA Prime Mover-level Data | Estimated using an emission factor
2019 | NC | Samarcand Solar Farm, LLC | 58805 | INV7 | PV | OP | NA | SUN |  | 7504.5 |  | 0 | EIA Prime Mover-level Data | Estimated using an emission factor
2019 | NC | Samarcand Solar Farm, LLC | 58805 | INV8 | PV | OP | NA | SUN |  | 7504.5 |  | 0 | EIA Prime Mover-level Data | Estimated using an emission factor
2019 | NC | Samarcand Solar Farm, LLC | 58805 | INV9 | PV | OP | NA | SUN |  | 7504.5 |  | 0 | EIA Prime Mover-level Data | Estimated using an emission factor
2019 | NC | Sampson County Disposal | 57492 | GEN1 | IC | OP | NA | LFG |  | 107817.8 | 0.79246 | 0.0147 | EIA Prime Mover-level Data | Estimated using an emission factor
2019 | NC | Sampson County Disposal | 57492 | GEN2 | IC | OP | NA | LFG |  | 107817.8 | 0.79246 | 0.0147 | EIA Prime Mover-level Data | Estimated using an emission factor
2019 | NC | Sampson County Disposal | 57492 | GEN3 | IC | OP | NA | LFG |  | 107817.8 | 0.79246 | 0.0147 | EIA Prime Mover-level Data | Estimated using an emission factor
2019 | NC | Sampson County Disposal | 57492 | GEN4 | IC | OP | NA | LFG |  | 107817.8 | 0.79246 | 0.0147 | EIA Prime Mover-level Data | Estimated using an emission factor
2019 | NC | Sampson County Disposal | 57492 | GEN5 | IC | OP | NA | LFG |  | 107817.8 | 0.79246 | 0.0147 | EIA Prime Mover-level Data | Estimated using an emission factor
2019 | NC | Sampson County Disposal | 57492 | GEN6 | IC | OP | NA | LFG |  | 107817.8 | 0.79246 | 0.0147 | EIA Prime Mover-level Data | Estimated using an emission factor
2019 | NC | Sampson County Disposal | 57492 | GEN7 | IC | T | NA | LFG
2019 | NC | Sampson County Disposal | 57492 | GEN8 | IC | T | NA | LFG
2019 | NC | Sampson Solar | 61096 | 1 | PV | OP | NA | SUN |  | 34379 |  | 0 | EIA Prime Mover-level Data | Estimated using an emission factor
2019 | NC | Sandy Cross Solar, LLC | 58491 | SANDY | PV | OP | NA | SUN |  | 18484 |  | 0 | EIA Prime Mover-level Data | Estimated using an emission factor
2019 | NC | Sandy Solar | 62692 | PGR04 | PV | OP | NA | SUN |  | 57956 |  | 0 | EIA Prime Mover-level Data | Estimated using an emission factor
2019 | NC | Santeetlah | 54898 | 1 | HY | OP | NA | WAT |  | 783712 |  | 1.5381e-07 | EIA Prime Mover-level Data | NEI avg EF - PM, fuel type, firing type
2019 | NC | Santeetlah | 54898 | 2 | HY | OP | NA | WAT |  | 783712 |  | 1.5381e-07 | EIA Prime Mover-level Data | NEI avg EF - PM, fuel type, firing type
2019 | NC | Sarah Solar | 59500 | SARAH | PV | OP | NA | SUN |  | 69264 |  | 0 | EIA Prime Mover-level Data | Estimated using an emission factor
2019 | NC | SAS Solar Farm | 56915 | 1 | PV | OP | NA | SUN |  | 4089.25 |  | 0 | EIA Prime Mover-level Data | Estimated using an emission factor
2019 | NC | SAS Solar Farm | 56915 | 2 | PV | OP | NA | SUN |  | 4089.25 |  | 0 | EIA Prime Mover-level Data | Estimated using an emission factor
2019 | NC | SAS Solar Farm | 56915 | 3 | PV | OP | NA | SUN |  | 4089.25 |  | 0 | EIA Prime Mover-level Data | Estimated using an emission factor
2019 | NC | SAS Solar Farm | 56915 | 4 | PV | OP | NA | SUN |  | 4089.25 |  | 0 | EIA Prime Mover-level Data | Estimated using an emission factor
2019 | NC | Scarlet Solar | 60921 | PV1 | PV | OP | NA | SUN |  | 35002 |  | 0 | EIA Prime Mover-level Data | Estimated using an emission factor
2019 | NC | Schell Solar Farm | 59591 | PV1 | PV | OP | NA | SUN |  | 81848 |  | 0 | EIA Prime Mover-level Data | Estimated using an emission factor
2019 | NC | Scotch Bonnet Solar, LLC | 63345 | PGR07 | PV | T | NA | SUN
2019 | NC | Seaboard Solar LLC | 59643 | 5MWPV | PV | OP | NA | SUN |  | 80866 |  | 0 | EIA Prime Mover-level Data | Estimated using an emission factor
2019 | NC | Sedberry Farm | 59592 | PV1 | PV | OP | NA | SUN |  | 80111 |  | 0 | EIA Prime Mover-level Data | Estimated using an emission factor
2019 | NC | Sellers Farm Solar | 60439 | PV1 | PV | T | NA | SUN
2019 | NC | Selma Solar LLC | 58669 | SELMA | PV | OP | NA | SUN |  | 79833 |  | 0 | EIA Prime Mover-level Data | Estimated using an emission factor
2019 | NC | Shadow Solar | 58744 | PV1 | PV | CN | NA | SUN
2019 | NC | Shakespeare Solar | 63014 | PGR12 | PV | P | NA | SUN
2019 | NC | Shankle Solar Center LLC | 58956 | SHAN | PV | OP | NA | SUN |  | 70626 |  | 0 | EIA Prime Mover-level Data | Estimated using an emission factor
2019 | NC | Shannon Farm | 58323 | 1 | PV | OP | NA | SUN |  | 74340 |  | 0 | EIA Prime Mover-level Data | Estimated using an emission factor
2019 | NC | Shawboro PV1 | 59155 | SHAW1 | PV | OP | NA | SUN |  | 298746 |  | 0 | EIA Prime Mover-level Data | Estimated using an emission factor
2019 | NC | Shelby Randolph Road Solar 1, LLC | 60101 | SRR | PV | OP | NA | SUN |  | 31386 |  | 0 | EIA Prime Mover-level Data | Estimated using an emission factor
2019 | NC | Shelby Solar Energy Generation Facility | 57200 | 1 | PV | OP | NA | SUN |  | 11859 |  | 0 | EIA Prime Mover-level Data | Estimated using an emission factor
2019 | NC | Shelby, NC | 54363 | GEN2 | IC | SB | NA | DFO |  |  |  | 0.30942
2019 | NC | Shelby, NC | 54363 | GEN3 | IC | SB | NA | DFO |  |  |  | 0.30942
2019 | NC | Shelby, NC | 54363 | GEN4 | IC | SB | NA | DFO |  |  |  | 0.30942
2019 | NC | Shelby, NC | 54363 | GEN5 | IC | SB | NA | DFO |  |  |  | 0.30942
2019 | NC | Shelby, Toms Street | 56063 | 1 | IC | OP | NA | DFO |  | 19 | 0.002945 | 0.31 | EIA Prime Mover-level Data | Estimated using an emission factor
2019 | NC | Shelter Solar | 60156 | PV1 | PV | OP | NA | SUN |  | 81107 |  | 0 | EIA Prime Mover-level Data | Estimated using an emission factor
2019 | NC | Shiloh Hwy Solar | 62691 | PGR05 | PV | OP | NA | SUN |  | 87071 |  | 0 | EIA Prime Mover-level Data | Estimated using an emission factor
2019 | NC | Shoe Creek Solar, LLC | 60380 | SCSPV | PV | OP | NA | SUN |  | 1266516 |  | 0 | EIA Prime Mover-level Data | Estimated using an emission factor
2019 | NC | SID Solar I, LLC | 60108 | SID | PV | OP | NA | SUN |  | 75275 |  | 0 | EIA Prime Mover-level Data | Estimated using an emission factor
2019 | NC | Sigmon Catawba Farm | 58861 | 1 | PV | OP | NA | SUN |  | 79049 |  | 0 | EIA Prime Mover-level Data | Estimated using an emission factor
2019 | NC | Signature Solar | 60155 | PV1 | PV | CN | NA | SUN
2019 | NC | Siler 421 Farm, LLC | 61019 | SILER | PV | OP | NA | SUN |  | 89139 |  | 0 | EIA Prime Mover-level Data | Estimated using an emission factor
2019 | NC | Simons Farm | 59149 | SIMON | PV | OP | NA | SUN |  | 84518 |  | 0 | EIA Prime Mover-level Data | Estimated using an emission factor
2019 | NC | Smithfield Farmland Corp Bladen | 54823 | GEN1 | IC | SB | NA | DFO |  | 73.579 | 0.011405 | 0.31 | EIA Prime Mover-level Data | Estimated using an emission factor
2019 | NC | Smithfield Farmland Corp Bladen | 54823 | GEN2 | IC | SB | NA | DFO |  | 73.579 | 0.011405 | 0.31 | EIA Prime Mover-level Data | Estimated using an emission factor
2019 | NC | Smithfield Farmland Corp Bladen | 54823 | GEN3 | IC | SB | NA | DFO |  | 73.579 | 0.011405 | 0.31 | EIA Prime Mover-level Data | Estimated using an emission factor
2019 | NC | Smithfield Farmland Corp Bladen | 54823 | GEN4 | IC | SB | NA | DFO |  | 73.579 | 0.011405 | 0.31 | EIA Prime Mover-level Data | Estimated using an emission factor
2019 | NC | Smithfield Farmland Corp Bladen | 54823 | GEN5 | IC | SB | NA | DFO |  | 73.579 | 0.011405 | 0.31 | EIA Prime Mover-level Data | Estimated using an emission factor
2019 | NC | Smithfield Farmland Corp Bladen | 54823 | GEN6 | IC | SB | NA | DFO |  | 73.579 | 0.011405 | 0.31 | EIA Prime Mover-level Data | Estimated using an emission factor
2019 | NC | Smithfield Farmland Corp Bladen | 54823 | GEN7 | IC | SB | NA | DFO |  | 73.579 | 0.011405 | 0.31 | EIA Prime Mover-level Data | Estimated using an emission factor
2019 | NC | Smithfield Farmland Corp Bladen | 54823 | GEN8 | IC | SB | NA | DFO |  | 73.579 | 0.011405 | 0.31 | EIA Prime Mover-level Data | Estimated using an emission factor
2019 | NC | Smithfield Farmland Corp Bladen | 54823 | GEN9 | IC | SB | NA | DFO |  | 73.579 | 0.011405 | 0.31 | EIA Prime Mover-level Data | Estimated using an emission factor
2019 | NC | Smithfield Farmland Corp Bladen | 54823 | GN10 | IC | SB | NA | DFO |  | 73.579 | 0.011405 | 0.31 | EIA Prime Mover-level Data | Estimated using an emission factor
2019 | NC | Smithfield Farmland Corp Bladen | 54823 | GN11 | IC | SB | NA | DFO |  | 73.579 | 0.011405 | 0.31 | EIA Prime Mover-level Data | Estimated using an emission factor
2019 | NC | Smithfield Farmland Corp Bladen | 54823 | GN12 | IC | SB | NA | DFO |  | 73.579 | 0.011405 | 0.31 | EIA Prime Mover-level Data | Estimated using an emission factor
2019 | NC | Smithfield Farmland Corp Bladen | 54823 | GN13 | IC | SB | NA | DFO |  | 73.579 | 0.011405 | 0.31 | EIA Prime Mover-level Data | Estimated using an emission factor
2019 | NC | Smithfield Farmland Corp Bladen | 54823 | GN14 | IC | SB | NA | DFO |  | 73.579 | 0.011405 | 0.31 | EIA Prime Mover-level Data | Estimated using an emission factor
2019 | NC | Smithfield Farmland Corp Bladen | 54823 | GN15 | IC | SB | NA | DFO |  | 73.579 | 0.011405 | 0.31 | EIA Prime Mover-level Data | Estimated using an emission factor
2019 | NC | Smithfield Farmland Corp Bladen | 54823 | GN16 | IC | SB | NA | DFO |  | 73.579 | 0.011405 | 0.31 | EIA Prime Mover-level Data | Estimated using an emission factor
2019 | NC | Smithfield Farmland Corp Bladen | 54823 | GN17 | IC | SB | NA | DFO |  | 73.579 | 0.011405 | 0.31 | EIA Prime Mover-level Data | Estimated using an emission factor
2019 | NC | Smithfield Farmland Corp Bladen | 54823 | GN18 | IC | SB | NA | DFO |  | 73.579 | 0.011405 | 0.31 | EIA Prime Mover-level Data | Estimated using an emission factor
2019 | NC | Smithfield Farmland Corp Bladen | 54823 | GN19 | IC | SB | NA | DFO |  | 73.579 | 0.011405 | 0.31 | EIA Prime Mover-level Data | Estimated using an emission factor
2019 | NC | Smithfield Packaged Meats Corp. | 56035 | 1 | IC | SB | NA | DFO |  | 1449.5 | 0.22467 | 0.31 | EIA Prime Mover-level Data | Estimated using an emission factor
2019 | NC | Smithfield Packaged Meats Corp. | 58575 | 1 | IC | OP | NA | DFO |  | 3478.25 | 0.53913 | 0.31 | EIA Prime Mover-level Data | Estimated using an emission factor
2019 | NC | Smithfield Packaged Meats Corp. | 56035 | 2 | IC | SB | NA | DFO |  | 1449.5 | 0.22467 | 0.31 | EIA Prime Mover-level Data | Estimated using an emission factor
2019 | NC | Smithfield Packaged Meats Corp. | 58575 | 2 | IC | OP | NA | DFO |  | 3478.25 | 0.53913 | 0.31 | EIA Prime Mover-level Data | Estimated using an emission factor
2019 | NC | Smithfield Packaged Meats Corp. | 58575 | 3 | IC | OP | NA | DFO |  | 3478.25 | 0.53913 | 0.31 | EIA Prime Mover-level Data | Estimated using an emission factor
2019 | NC | Smithfield Packaged Meats Corp. | 58575 | 4 | IC | OP | NA | DFO |  | 3478.25 | 0.53913 | 0.31 | EIA Prime Mover-level Data | Estimated using an emission factor
2019 | NC | Snow Camp Solar, LLC | 60367 | SCSPV | PV | OP | NA | SUN |  | 98870 |  | 0 | EIA Prime Mover-level Data | Estimated using an emission factor
2019 | NC | Snow Hill Solar 2 LLC | 59106 | 1 | PV | OP | NA | SUN |  | 32660 |  | 0 | EIA Prime Mover-level Data | Estimated using an emission factor
2019 | NC | SoINCPower5, LLC | 59857 | BAT1 | PV | OP | NA | SUN |  | 95995 |  | 0 | EIA Prime Mover-level Data | Estimated using an emission factor
2019 | NC | SoINCPower6, LLC | 59856 | SUN1 | PV | OP | NA | SUN |  | 65729 |  | 0 | EIA Prime Mover-level Data | Estimated using an emission factor
2019 | NC | Solar Star North Carolina II LLC | 57435 | 1 | PV | OP | NA | SUN |  | 11972.4 |  | 0 | EIA Prime Mover-level Data | Estimated using an emission factor
2019 | NC | Solar Star North Carolina II LLC | 57435 | 2 | PV | OP | NA | SUN |  | 11972.4 |  | 0 | EIA Prime Mover-level Data | Estimated using an emission factor
2019 | NC | Solar Star North Carolina II LLC | 57435 | 3 | PV | OP | NA | SUN |  | 11972.4 |  | 0 | EIA Prime Mover-level Data | Estimated using an emission factor
2019 | NC | Solar Star North Carolina II LLC | 57435 | 4 | PV | OP | NA | SUN |  | 11972.4 |  | 0 | EIA Prime Mover-level Data | Estimated using an emission factor
2019 | NC | Solar Star North Carolina II LLC | 57435 | 5 | PV | OP | NA | SUN |  | 11972.4 |  | 0 | EIA Prime Mover-level Data | Estimated using an emission factor
2019 | NC | Soluga Farms 1 | 59191 | 1 | PV | OP | NA | SUN |  | 79593 |  | 0 | EIA Prime Mover-level Data | Estimated using an emission factor
2019 | NC | Soluga Farms 2 LLC | 59192 | 1 | PV | OP | NA | SUN |  | 76441 |  | 0 | EIA Prime Mover-level Data | Estimated using an emission factor
2019 | NC | Soluga Farms III | 60580 | 1 | PV | OP | NA | SUN |  | 85344 |  | 0 | EIA Prime Mover-level Data | Estimated using an emission factor
2019 | NC | Soluga Farms IV | 59934 | SFIV | PV | OP | NA | SUN |  | 53771 |  | 0 | EIA Prime Mover-level Data | Estimated using an emission factor
2019 | NC | Sonne One | 58782 | PV1 | PV | OP | NA | SUN |  | 84793 |  | 0 | EIA Prime Mover-level Data | Estimated using an emission factor
2019 | NC | Sonne Two | 58829 | PV1 | PV | OP | NA | SUN |  | 85987 |  | 0 | EIA Prime Mover-level Data | Estimated using an emission factor
2019 | NC | Sophie Solar | 58745 | PV1 | PV | OP | NA | SUN |  | 71767 |  | 0 | EIA Prime Mover-level Data | Estimated using an emission factor
2019 | NC | Soul City Solar | 59606 | FLS1 | PV | OP | NA | SUN |  | 47358 |  | 0 | EIA Prime Mover-level Data | Estimated using an emission factor
2019 | NC | South Atlantic Services Solar Farm I | 60798 | PV1 | PV | OP | NA | SUN |  | 27149 |  | 0 | EIA Prime Mover-level Data | Estimated using an emission factor
2019 | NC | South Louisburg Solar | 59825 | 5MWPV | PV | OP | NA | SUN |  | 88452 |  | 0 | EIA Prime Mover-level Data | Estimated using an emission factor
2019 | NC | South Robeson Farm | 58273 | SROB | PV | OP | NA | SUN |  | 74471 |  | 0 | EIA Prime Mover-level Data | Estimated using an emission factor
2019 | NC | South Winston Farm, LLC | 60409 | SWFPV | PV | OP | NA | SUN |  | 82593 |  | 0 | EIA Prime Mover-level Data | Estimated using an emission factor
2019 | NC | Southerland Farm Solar | 60553 | 1 | PV | OP | NA | SUN |  | 86163 |  | 0 | EIA Prime Mover-level Data | Estimated using an emission factor
2019 | NC | Speedway Solar NC, LLC | 62821 | GEN1 | PV | P | NA | SUN
2019 | NC | Spencer Farm, LLC | 61220 | 1 | PV | OP | NA | SUN |  | 80342 |  | 0 | EIA Prime Mover-level Data | Estimated using an emission factor
2019 | NC | Spicewood Solar Farm LLC | 59109 | 1 | PV | OP | NA | SUN |  | 75329 |  | 0 | EIA Prime Mover-level Data | Estimated using an emission factor
2019 | NC | Spring Hope Solar 3, LLC | 62997 | PGR09 | PV | P | NA | SUN
2019 | NC | Spring Valley Farm 2, LLC | 59593 | PV1 | PV | OP | NA | SUN |  | 84204 |  | 0 | EIA Prime Mover-level Data | Estimated using an emission factor
2019 | NC | St. Pauls Solar 1, LLC | 60396 | FLS1 | PV | OP | NA | SUN |  | 80812 |  | 0 | EIA Prime Mover-level Data | Estimated using an emission factor
2019 | NC | St. Pauls Solar 2 | 61156 | STPAU | PV | OP | NA | SUN |  | 85157 |  | 0 | EIA Prime Mover-level Data | Estimated using an emission factor
2019 | NC | Stagecoach Solar | 59604 | FLS1 | PV | OP | NA | SUN |  | 80011 |  | 0 | EIA Prime Mover-level Data | Estimated using an emission factor
2019 | NC | Stainback Solar Farm | 60257 | INV1 | PV | OP | NA | SUN |  | 86635 |  | 0 | EIA Prime Mover-level Data | Estimated using an emission factor
2019 | NC | Star Solar | 58746 | PV1 | PV | OP | NA | SUN |  | 83723 |  | 0 | EIA Prime Mover-level Data | Estimated using an emission factor
2019 | NC | Starr | 62602 | STARR | PV | OP | NA | SUN |  | 62676 |  | 0 | EIA Prime Mover-level Data | Estimated using an emission factor
2019 | NC | Statesville Delivery No 3 | 56552 | 1 | IC | OP | NA | DFO |  | 37 | 0.005735 | 0.31 | EIA Prime Mover-level Data | Estimated using an emission factor
2019 | NC | Statesville Solar | 61535 | GEN1 | PV | OP | NA | SUN |  | 85352 |  | 0 | EIA Prime Mover-level Data | Estimated using an emission factor
2019 | NC | Statesville, Highway 64 | 56062 | 1 | IC | OP | NA | DFO |  | 62 | 0.00961 | 0.31 | EIA Prime Mover-level Data | Estimated using an emission factor
2019 | NC | Stikeleather Farm | 59595 | PV1 | PV | OP | NA | SUN |  | 80812 |  | 0 | EIA Prime Mover-level Data | Estimated using an emission factor
2019 | NC | Stone Solar | 61085 | 1 | PV | OP | NA | SUN |  | 84518 |  | 0 | EIA Prime Mover-level Data | Estimated using an emission factor
2019 | NC | Stony Knoll Solar, LLC | 62820 | GEN1 | PV | P | NA | SUN
2019 | NC | Stout Farm | 59581 | PV1 | PV | OP | NA | SUN |  | 76086 |  | 0 | EIA Prime Mover-level Data | Estimated using an emission factor
2019 | NC | Strider Solar, LLC | 63270 | NCSTR | PV | OP | NA | SUN |  | 84518 |  | 0 | EIA Prime Mover-level Data | Estimated using an emission factor
2019 | NC | Sugar Run Solar | 60189 | SRS15 | PV | OP | NA | SUN |  | 91943 |  | 0 | EIA Prime Mover-level Data | Estimated using an emission factor
2019 | NC | Sugar Solar, LLC | 63807 | PGR29 | PV | L | NA | SUN
2019 | NC | Summit Farms Solar | 60611 | PV1 | PV | OP | NA | SUN |  | 1088141 |  | 0 | EIA Prime Mover-level Data | Estimated using an emission factor
2019 | NC | Sun Devil Solar | 59505 | PV1 | PV | OP | NA | SUN |  | 77876 |  | 0 | EIA Prime Mover-level Data | Estimated using an emission factor
2019 | NC | Sun Farm V, LLC | 61287 | SF5PV | PV | OP | NA | SUN |  | 82129 |  | 0 | EIA Prime Mover-level Data | Estimated using an emission factor
2019 | NC | Sun Farm VI, LLC | 61842 | PV1 | PV | OP | NA | SUN |  | 95514 |  | 0 | EIA Prime Mover-level Data | Estimated using an emission factor
2019 | NC | SunEdison LV Sutton Plant Site | 56938 | NCP1 | PV | OP | NA | SUN |  | 15456 |  | 0 | EIA Prime Mover-level Data | Estimated using an emission factor
2019 | NC | SunEnergy1-Scotland Neck, LLC | 59898 | SE1SN | PV | OP | NA | SUN |  | 52498 |  | 0 | EIA Prime Mover-level Data | Estimated using an emission factor
2019 | NC | Sunfish Farm | 58864 | 1 | PV | OP | NA | SUN |  | 80731 |  | 0 | EIA Prime Mover-level Data | Estimated using an emission factor
2019 | NC | Sunflower Solar | 60638 | NC160 | PV | OP | NA | SUN |  | 293388 |  | 0 | EIA Prime Mover-level Data | Estimated using an emission factor
2019 | NC | Sweetgum Solar | 59824 | 5732 | PV | OP | NA | SUN |  | 83557 |  | 0 | EIA Prime Mover-level Data | Estimated using an emission factor
2019 | NC | Tamworth Holdings | 60394 | PV1 | PV | OP | NA | SUN |  | 104586 |  | 0 | EIA Prime Mover-level Data | Estimated using an emission factor
2019 | NC | Tanager Holdings | 60691 | PV1 | PV | OP | NA | SUN |  | 104586 |  | 0 | EIA Prime Mover-level Data | Estimated using an emission factor
2019 | NC | Tarboro Solar | 59648 | 5MWPV | PV | OP | NA | SUN |  | 73082 |  | 0 | EIA Prime Mover-level Data | Estimated using an emission factor
2019 | NC | Tart Farm | 59583 | PV1 | PV | OP | NA | SUN |  | 79355 |  | 0 | EIA Prime Mover-level Data | Estimated using an emission factor
2019 | NC | Tate Solar | 60160 | PV1 | PV | T | NA | SUN
2019 | NC | Taylorsville Solar LLC | 57402 | TAY1 | PV | OP | NA | SUN |  | 14647 |  | 0 | EIA Prime Mover-level Data | Estimated using an emission factor
2019 | NC | Tennessee Creek | 2749 | 1 | HY | OP | NA | WAT |  | 137068 |  | 1.5381e-07 | EIA Prime Mover-level Data | NEI avg EF - PM, fuel type, firing type
2019 | NC | Thanksgiving Fire Solar Farm, LLC | 62786 | 12087 | PV | OP | NA | SUN |  | 1024 |  | 0 | EIA Prime Mover-level Data | Estimated using an emission factor
2019 | NC | Thigpen Farms Solar, LLC | 60850 | PV1 | PV | OT | NA | SUN
2019 | NC | Thornton PV1 | 59152 | THOR1 | PV | OP | NA | SUN |  | 75035 |  | 0 | EIA Prime Mover-level Data | Estimated using an emission factor
2019 | NC | Thorpe | 2750 | 1 | HY | OP | NA | WAT |  | 980037 |  | 1.5381e-07 | EIA Prime Mover-level Data | NEI avg EF - PM, fuel type, firing type
2019 | NC | Three Bridge | 62540 | PGR01 | PV | OP | NA | SUN |  | 29285 |  | 0 | EIA Prime Mover-level Data | Estimated using an emission factor
2019 | NC | Tiburon Holdings | 59217 | PV1 | PV | OP | NA | SUN |  | 84295 |  | 0 | EIA Prime Mover-level Data | Estimated using an emission factor
2019 | NC | Tides Lane Farm | 60429 | PV1 | PV | OP | NA | SUN
2019 | NC | Tillery | 2714 | 1 | HY | OP | NA | WAT |  | 542702.6 |  | 1.5381e-07 | EIA Prime Mover-level Data | NEI avg EF - PM, fuel type, firing type
2019 | NC | Tillery | 2714 | 2 | HY | OP | NA | WAT |  | 444029.3 |  | 1.5381e-07 | EIA Prime Mover-level Data | NEI avg EF - PM, fuel type, firing type
2019 | NC | Tillery | 2714 | 3 | HY | OP | NA | WAT |  | 542702.6 |  | 1.5381e-07 | EIA Prime Mover-level Data | NEI avg EF - PM, fuel type, firing type
2019 | NC | Tillery | 2714 | 4 | HY | OP | NA | WAT |  | 542702.6 |  | 1.5381e-07 | EIA Prime Mover-level Data | NEI avg EF - PM, fuel type, firing type
2019 | NC | Tolson Solar | 61131 | 12345 | PV | OP | NA | SUN |  | 49426 |  | 0 | EIA Prime Mover-level Data | Estimated using an emission factor
2019 | NC | Tower Solar Center LLC | 59159 | TSC 1 | PV | CN | NA | SUN
2019 | NC | Town of Cary | 59377 | CARY1 | PV | OP | NA | SUN |  | 21209 |  | 0 | EIA Prime Mover-level Data | Estimated using an emission factor
2019 | NC | Tracy Solar | 59498 | PV1 | PV | OP | NA | SUN |  | 165160 |  | 0 | EIA Prime Mover-level Data | Estimated using an emission factor
2019 | NC | Trent River Solar, LLC | 63842 | PGR25 | PV | L | NA | SUN
2019 | NC | Trinity Solar | 60291 | PV1 | PV | OP | NA | SUN |  | 21076 |  | 0 | EIA Prime Mover-level Data | Estimated using an emission factor
2019 | NC | Tripple State Farm | 61086 | 1 | PV | OP | NA | SUN |  | 85728 |  | 0 | EIA Prime Mover-level Data | Estimated using an emission factor
2019 | NC | Tuckasegee | 2751 | 1 | HY | OP | NA | WAT |  | 73956 |  | 1.5381e-07 | EIA Prime Mover-level Data | NEI avg EF - PM, fuel type, firing type
2019 | NC | Tuckertown Hydro | 54897 | TT1 | HY | OP | NA | WAT |  | 465833.3 |  | 1.5381e-07 | EIA Prime Mover-level Data | NEI avg EF - PM, fuel type, firing type
2019 | NC | Tuckertown Hydro | 54897 | TT2 | HY | OP | NA | WAT |  | 465833.3 |  | 1.5381e-07 | EIA Prime Mover-level Data | NEI avg EF - PM, fuel type, firing type
2019 | NC | Tuckertown Hydro | 54897 | TT3 | HY | OP | NA | WAT |  | 465833.3 |  | 1.5381e-07 | EIA Prime Mover-level Data | NEI avg EF - PM, fuel type, firing type
2019 | NC | Turkey Branch Solar LLC | 58670 | TURKY | PV | OP | NA | SUN |  | 78390 |  | 0 | EIA Prime Mover-level Data | Estimated using an emission factor
2019 | NC | Turkey Creek PV1 | 60000 | TRKCK | PV | OP | NA | SUN |  | 218922 |  | 0 | EIA Prime Mover-level Data | Estimated using an emission factor
2019 | NC | Turner Shoals | 2735 | 1 | HY | OP | NA | WAT |  | 79958 |  | 1.5381e-07 | EIA Prime Mover-level Data | NEI avg EF - PM, fuel type, firing type
2019 | NC | Turner Shoals | 2735 | 2 | HY | OP | NA | WAT |  | 79958 |  | 1.5381e-07 | EIA Prime Mover-level Data | NEI avg EF - PM, fuel type, firing type
2019 | NC | Tuxedo | 2736 | 1 | HY | OP | NA | WAT |  | 97427.5 |  | 1.5381e-07 | EIA Prime Mover-level Data | NEI avg EF - PM, fuel type, firing type
2019 | NC | Tuxedo | 2736 | 2 | HY | OP | NA | WAT |  | 97427.5 |  | 1.5381e-07 | EIA Prime Mover-level Data | NEI avg EF - PM, fuel type, firing type
2019 | NC | TWE Chocowinity Solar, LLC | 60048 | FLS1 | PV | OP | NA | SUN |  | 61953 |  | 0 | EIA Prime Mover-level Data | Estimated using an emission factor
2019 | NC | TWE New Bern Solar Project, LLC | 60191 | FLS1 | PV | OP | NA | SUN |  | 54794 |  | 0 | EIA Prime Mover-level Data | Estimated using an emission factor
2019 | NC | Two Lines Farm | 58348 | 1 | PV | OP | NA | SUN |  | 77029 |  | 0 | EIA Prime Mover-level Data | Estimated using an emission factor
2019 | NC | Two Mile Desert Project | 60510 | PV1 | PV | OP | NA | SUN |  | 142722 |  | 0 | EIA Prime Mover-level Data | Estimated using an emission factor
2019 | NC | Two Mile Solar | 59427 | TMS1 | PV | OP | NA | SUN |  | 74676 |  | 0 | EIA Prime Mover-level Data | Estimated using an emission factor
2019 | NC | Tyler Solar | 60970 | PV1 | PV | CN | NA | SUN
2019 | NC | UNC-CH LFG Facility | 58268 | LFG1 | IC | OP | NA | LFG |  |  |  | 0.0147
2019 | NC | Underwood PV2 | 60998 | UNWD2 | PV | V | NA | SUN
2019 | NC | Upchurch Solar Center LLC | 58812 | USC1 | PV | OP | NA | SUN |  | 77437 |  | 0 | EIA Prime Mover-level Data | Estimated using an emission factor
2019 | NC | Uwharrie Mountain Renewable | 58526 | 1 | IC | OP | NA | LFG |  | 110008 | 0.80856 | 0.0147 | EIA Prime Mover-level Data | Estimated using an emission factor
2019 | NC | Uwharrie Mountain Renewable | 58526 | 2 | IC | OP | NA | LFG |  | 110008 | 0.80856 | 0.0147 | EIA Prime Mover-level Data | Estimated using an emission factor
2019 | NC | Uwharrie Mountain Renewable | 58526 | 3 | IC | OP | NA | LFG |  | 110008 | 0.80856 | 0.0147 | EIA Prime Mover-level Data | Estimated using an emission factor
2019 | NC | Uwharrie Mountain Renewable | 58526 | 4 | IC | OP | NA | LFG |  | 110008 | 0.80856 | 0.0147 | EIA Prime Mover-level Data | Estimated using an emission factor
2019 | NC | Uwharrie Mountain Renewable | 58526 | 5 | IC | OP | NA | LFG |  | 110008 | 0.80856 | 0.0147 | EIA Prime Mover-level Data | Estimated using an emission factor
2019 | NC | Uwharrie Mountain Renewable | 58526 | 6 | IC | OP | NA | LFG |  | 110008 | 0.80856 | 0.0147 | EIA Prime Mover-level Data | Estimated using an emission factor
2019 | NC | Van Slyke Solar Center, LLC | 59761 | VSLYK | PV | OP | NA | SUN |  | 83216 |  | 0 | EIA Prime Mover-level Data | Estimated using an emission factor
2019 | NC | Vance Solar Farm, LLC | 59928 | NB007 | PV | OP | NA | SUN |  | 78678 |  | 0 | EIA Prime Mover-level Data | Estimated using an emission factor
2019 | NC | Vaughn Creek PV1 | 60001 | VNCRK | PV | OP | NA | SUN |  | 376576 |  | 0 | EIA Prime Mover-level Data | Estimated using an emission factor
2019 | NC | Ventura Solar, LLC | 63734 | 11632 | PV | U | NA | SUN
2019 | NC | Vickers | 59190 | 1 | PV | OP | NA | SUN |  | 33718 |  | 0 | EIA Prime Mover-level Data | Estimated using an emission factor
2019 | NC | Vicksburg Solar | 59605 | FLS1 | PV | OP | NA | SUN |  | 75908 |  | 0 | EIA Prime Mover-level Data | Estimated using an emission factor
2019 | NC | Violet Solar | 60961 | PV1 | PV | OP | NA | SUN |  | 78267 |  | 0 | EIA Prime Mover-level Data | Estimated using an emission factor
2019 | NC | Viper Solar | 60920 | PV1 | PV | OP | NA | SUN |  | 35136 |  | 0 | EIA Prime Mover-level Data | Estimated using an emission factor
2019 | NC | Waco Farm | 58863 | 1 | PV | OP | NA | SUN |  | 75186 |  | 0 | EIA Prime Mover-level Data | Estimated using an emission factor
2019 | NC | Wadesboro 4 | 62627 | WADE4 | PV | OP | NA | SUN |  | 32119 |  | 0 | EIA Prime Mover-level Data | Estimated using an emission factor
2019 | NC | Wadesboro Farm 1 | 61087 | 1 | PV | OP | NA | SUN |  | 79290 |  | 0 | EIA Prime Mover-level Data | Estimated using an emission factor
2019 | NC | Wadesboro Farm 2 | 60575 | 1 | PV | OP | NA | SUN |  | 84811 |  | 0 | EIA Prime Mover-level Data | Estimated using an emission factor
2019 | NC | Wadesboro Farm 3 | 60576 | 1 | PV | OP | NA | SUN |  | 85505 |  | 0 | EIA Prime Mover-level Data | Estimated using an emission factor
2019 | NC | Wadesboro Solar | 61129 | 12347 | PV | OP | NA | SUN |  | 89956 |  | 0 | EIA Prime Mover-level Data | Estimated using an emission factor
2019 | NC | Wagstaff Farm 1 | 58862 | 1 | PV | OP | NA | SUN |  | 72432 |  | 0 | EIA Prime Mover-level Data | Estimated using an emission factor
2019 | NC | Wake County LFG Facility | 59688 | E1 | IC | OP | NA | LFG |  | 19140.8 | 0.14068 | 0.0147 | EIA Prime Mover-level Data | Estimated using an emission factor
2019 | NC | Wake County LFG Facility | 59688 | E10 | IC | OP | NA | LFG |  | 19140.8 | 0.14068 | 0.0147 | EIA Prime Mover-level Data | Estimated using an emission factor
2019 | NC | Wake County LFG Facility | 59688 | E11 | IC | OP | NA | LFG |  | 19140.8 | 0.14068 | 0.0147 | EIA Prime Mover-level Data | Estimated using an emission factor
2019 | NC | Wake County LFG Facility | 59688 | E12 | IC | OP | NA | LFG |  | 19140.8 | 0.14068 | 0.0147 | EIA Prime Mover-level Data | Estimated using an emission factor
2019 | NC | Wake County LFG Facility | 59688 | E13 | IC | OP | NA | LFG |  | 19140.8 | 0.14068 | 0.0147 | EIA Prime Mover-level Data | Estimated using an emission factor
2019 | NC | Wake County LFG Facility | 59688 | E14 | IC | OP | NA | LFG |  | 19140.8 | 0.14068 | 0.0147 | EIA Prime Mover-level Data | Estimated using an emission factor
2019 | NC | Wake County LFG Facility | 59688 | E15 | IC | OP | NA | LFG |  | 19140.8 | 0.14068 | 0.0147 | EIA Prime Mover-level Data | Estimated using an emission factor
2019 | NC | Wake County LFG Facility | 59688 | E16 | IC | OP | NA | LFG |  | 19140.8 | 0.14068 | 0.0147 | EIA Prime Mover-level Data | Estimated using an emission factor
2019 | NC | Wake County LFG Facility | 59688 | E17 | IC | OP | NA | LFG |  | 19140.8 | 0.14068 | 0.0147 | EIA Prime Mover-level Data | Estimated using an emission factor
2019 | NC | Wake County LFG Facility | 59688 | E18 | IC | OP | NA | LFG |  | 19140.8 | 0.14068 | 0.0147 | EIA Prime Mover-level Data | Estimated using an emission factor
2019 | NC | Wake County LFG Facility | 59688 | E19 | IC | OP | NA | LFG |  | 19140.8 | 0.14068 | 0.0147 | EIA Prime Mover-level Data | Estimated using an emission factor
2019 | NC | Wake County LFG Facility | 59688 | E2 | IC | OP | NA | LFG |  | 19140.8 | 0.14068 | 0.0147 | EIA Prime Mover-level Data | Estimated using an emission factor
2019 | NC | Wake County LFG Facility | 59688 | E20 | IC | OP | NA | LFG |  | 19140.8 | 0.14068 | 0.0147 | EIA Prime Mover-level Data | Estimated using an emission factor
2019 | NC | Wake County LFG Facility | 59688 | E21 | IC | OP | NA | LFG |  | 19140.8 | 0.14068 | 0.0147 | EIA Prime Mover-level Data | Estimated using an emission factor
2019 | NC | Wake County LFG Facility | 59688 | E22 | IC | OP | NA | LFG |  | 19140.8 | 0.14068 | 0.0147 | EIA Prime Mover-level Data | Estimated using an emission factor
2019 | NC | Wake County LFG Facility | 59688 | E23 | IC | OP | NA | LFG |  | 19140.8 | 0.14068 | 0.0147 | EIA Prime Mover-level Data | Estimated using an emission factor
2019 | NC | Wake County LFG Facility | 59688 | E24 | IC | OP | NA | LFG |  | 19140.8 | 0.14068 | 0.0147 | EIA Prime Mover-level Data | Estimated using an emission factor
2019 | NC | Wake County LFG Facility | 59688 | E25 | IC | OP | NA | LFG |  | 19140.8 | 0.14068 | 0.0147 | EIA Prime Mover-level Data | NEI avg EF - PM, fuel type, firing type
2019 | NC | Wake County LFG Facility | 59688 | E26 | IC | OP | NA | LFG |  | 19140.8 | 0.14068 | 0.0147 | EIA Prime Mover-level Data | NEI avg EF - PM, fuel type, firing type
2019 | NC | Wake County LFG Facility | 59688 | E27 | IC | OP | NA | LFG |  | 19140.8 | 0.14068 | 0.0147 | EIA Prime Mover-level Data | NEI avg EF - PM, fuel type, firing type
2019 | NC | Wake County LFG Facility | 59688 | E28 | IC | OP | NA | LFG |  | 19140.8 | 0.14068 | 0.0147 | EIA Prime Mover-level Data | NEI avg EF - PM, fuel type, firing type
2019 | NC | Wake County LFG Facility | 59688 | E29 | IC | OP | NA | LFG |  | 19140.8 | 0.14068 | 0.0147 | EIA Prime Mover-level Data | NEI avg EF - PM, fuel type, firing type
2019 | NC | Wake County LFG Facility | 59688 | E3 | IC | OP | NA | LFG |  | 19140.8 | 0.14068 | 0.0147 | EIA Prime Mover-level Data | Estimated using an emission factor
2019 | NC | Wake County LFG Facility | 59688 | E30 | IC | OP | NA | LFG |  | 19140.8 | 0.14068 | 0.0147 | EIA Prime Mover-level Data | NEI avg EF - PM, fuel type, firing type
2019 | NC | Wake County LFG Facility | 59688 | E4 | IC | OP | NA | LFG |  | 19140.8 | 0.14068 | 0.0147 | EIA Prime Mover-level Data | Estimated using an emission factor
2019 | NC | Wake County LFG Facility | 59688 | E5 | IC | OP | NA | LFG |  | 19140.8 | 0.14068 | 0.0147 | EIA Prime Mover-level Data | Estimated using an emission factor
2019 | NC | Wake County LFG Facility | 59688 | E6 | IC | OP | NA | LFG |  | 19140.8 | 0.14068 | 0.0147 | EIA Prime Mover-level Data | Estimated using an emission factor
2019 | NC | Wake County LFG Facility | 59688 | E7 | IC | OP | NA | LFG |  | 19140.8 | 0.14068 | 0.0147 | EIA Prime Mover-level Data | Estimated using an emission factor
2019 | NC | Wake County LFG Facility | 59688 | E8 | IC | OP | NA | LFG |  | 19140.8 | 0.14068 | 0.0147 | EIA Prime Mover-level Data | Estimated using an emission factor
2019 | NC | Wake County LFG Facility | 59688 | E9 | IC | OP | NA | LFG |  | 19140.8 | 0.14068 | 0.0147 | EIA Prime Mover-level Data | Estimated using an emission factor
2019 | NC | Wakefield Solar | 61536 | GEN1 | PV | OP | NA | SUN |  | 89778 |  | 0 | EIA Prime Mover-level Data | Estimated using an emission factor
2019 | NC | Wallace | 59050 | GEN 1 | PV | OP | NA | SUN |  | 29970 |  | 0 | EIA Prime Mover-level Data | Estimated using an emission factor
2019 | NC | Walters | 2715 | 1 | HY | OP | NA | WAT |  | 1310153 |  | 1.5381e-07 | EIA Prime Mover-level Data | NEI avg EF - PM, fuel type, firing type
2019 | NC | Walters | 2715 | 2 | HY | OP | NA | WAT |  | 1310153 |  | 1.5381e-07 | EIA Prime Mover-level Data | NEI avg EF - PM, fuel type, firing type
2019 | NC | Walters | 2715 | 3 | HY | OP | NA | WAT |  | 1310153 |  | 1.5381e-07 | EIA Prime Mover-level Data | NEI avg EF - PM, fuel type, firing type
2019 | NC | Walters Solar (FLS 260) | 59603 | FLS1 | PV | OP | NA | SUN |  | 77866 |  | 0 | EIA Prime Mover-level Data | Estimated using an emission factor
2019 | NC | Warbler Holdings | 60393 | PV1 | PV | L | NA | SUN
2019 | NC | Ward WTP | 57607 | 1 | IC | OP | NA | DFO |  | 574.5 | 0.089048 | 0.31 | EIA Prime Mover-level Data | Estimated using an emission factor
2019 | NC | Ward WTP | 57607 | 2 | IC | OP | NA | DFO |  | 574.5 | 0.089048 | 0.31 | EIA Prime Mover-level Data | Estimated using an emission factor
2019 | NC | Warren Solar Farm LLC | 62223 | 10423 | PV | OP | NA | SUN |  | 38492 |  | 0 | EIA Prime Mover-level Data | Estimated using an emission factor
2019 | NC | Warrenton Farm | 58312 | 1 | PV | OP | NA | SUN |  | 73296 |  | 0 | EIA Prime Mover-level Data | Estimated using an emission factor
2019 | NC | Warrenton I Solar | 62100 | PGRI4 | PV | OP | NA | SUN |  | 66175 |  | 0 | EIA Prime Mover-level Data | Estimated using an emission factor
2019 | NC | Warsaw Farm | 58848 | 1 | PV | OP | NA | SUN |  | 1055266 |  | 0 | EIA Prime Mover-level Data | Estimated using an emission factor
2019 | NC | Warsaw I | 59119 | PV1 | PV | OP | NA | SUN |  | 31103 |  | 0 | EIA Prime Mover-level Data | Estimated using an emission factor
2019 | NC | Warsaw II | 59120 | PV1 | PV | OP | NA | SUN |  | 31412 |  | 0 | EIA Prime Mover-level Data | Estimated using an emission factor
2019 | NC | Washington Airport Solar LLC | 58845 | 1 | PV | OP | NA | SUN |  | 80822 |  | 0 | EIA Prime Mover-level Data | Estimated using an emission factor
2019 | NC | Washington Millfield Solar, LLC | 58846 | 1 | PV | OP | NA | SUN |  | 53584 |  | 0 | EIA Prime Mover-level Data | Estimated using an emission factor
2019 | NC | Washington Solar | 60948 | PV1 | PV | P | NA | SUN
2019 | NC | Washington White Post Solar LLC | 58135 | 1 | PV | OP | NA | SUN |  | 178749 |  | 0 | EIA Prime Mover-level Data | Estimated using an emission factor
2019 | NC | Waste Management Piedmont LFGTE Project | 57169 | GEN1 | IC | OP | NA | LFG |  | 54387.33 | 0.39975 | 0.0147 | EIA Prime Mover-level Data | Estimated using an emission factor
2019 | NC | Waste Management Piedmont LFGTE Project | 57169 | GEN2 | IC | OP | NA | LFG |  | 54387.33 | 0.39975 | 0.0147 | EIA Prime Mover-level Data | Estimated using an emission factor
2019 | NC | Waste Management Piedmont LFGTE Project | 57169 | GEN3 | IC | OP | NA | LFG |  | 54387.33 | 0.39975 | 0.0147 | EIA Prime Mover-level Data | Estimated using an emission factor
2019 | NC | Water Filter Plant #2 | 55534 | 1299 | IC | OP | NA | DFO |  | 929 | 0.144 | 0.31 | EIA Prime Mover-level Data | Estimated using an emission factor
2019 | NC | Water Filter Plant #2 | 55534 | 3516 | IC | RE | NA | DFO
2019 | NC | Watson Seed Farm PV1 | 59153 | WAT1 | PV | OP | NA | SUN |  | 305987 |  | 0 | EIA Prime Mover-level Data | Estimated using an emission factor
2019 | NC | Watts Farm | 58317 | 1 | PV | OP | NA | SUN |  | 71767 |  | 0 | EIA Prime Mover-level Data | Estimated using an emission factor
2019 | NC | Wayne Solar I LLC | 60602 | WYN1 | PV | OP | NA | SUN |  | 56363 |  | 0 | EIA Prime Mover-level Data | Estimated using an emission factor
2019 | NC | Wayne Solar II LLC | 60598 | WYN2 | PV | OP | NA | SUN |  | 77010 |  | 0 | EIA Prime Mover-level Data | Estimated using an emission factor
2019 | NC | Wayne Solar III LLC | 60597 | WYN3 | PV | OP | NA | SUN |  | 75098 |  | 0 | EIA Prime Mover-level Data | Estimated using an emission factor
2019 | NC | Wellons Farm | 59584 | PV1 | PV | OP | NA | SUN |  | 84607 |  | 0 | EIA Prime Mover-level Data | Estimated using an emission factor
2019 | NC | Wendell Solar Farm LLC | 62595 | 10424 | PV | OP | NA | SUN |  | 15537 |  | 0 | EIA Prime Mover-level Data | Estimated using an emission factor
2019 | NC | West River Solar, LLC | 63806 | PGR28 | PV | L | NA | SUN
2019 | NC | West Salisbury Farm LLC | 59111 | 1 | PV | OP | NA | SUN |  | 53496 |  | 0 | EIA Prime Mover-level Data | Estimated using an emission factor
2019 | NC | West Siler Farm LLC | 59112 | 1 | PV | OP | NA | SUN |  | 82308 |  | 0 | EIA Prime Mover-level Data | Estimated using an emission factor
2019 | NC | Westminister NC | 63567 | WSMTR | PV | T | NA | SUN
2019 | NC | Westside WWTP | 57608 | 1 | IC | OP | NA | DFO |  | 850 | 0.13175 | 0.31 | EIA Prime Mover-level Data | Estimated using an emission factor
2019 | NC | Whitakers | 59526 | WHIT1 | PV | OP | NA | SUN |  | 239395 |  | 0 | EIA Prime Mover-level Data | Estimated using an emission factor
2019 | NC | Whitakers Farm (Fisher Rd) | 60438 | 1 | PV | OP | NA | SUN |  | 54100 |  | 0 | EIA Prime Mover-level Data | Estimated using an emission factor
2019 | NC | White Cross Farm | 58341 | 1 | PV | OP | NA | SUN |  | 72871 |  | 0 | EIA Prime Mover-level Data | Estimated using an emission factor
2019 | NC | White Farm Solar, LLC | 60363 | WFSPV | PV | OP | NA | SUN |  | 88845 |  | 0 | EIA Prime Mover-level Data | Estimated using an emission factor
2019 | NC | White Street Renewables | 60364 | WSLFG | IC | OP | NA | LFG |  | 71932 | 0.5287 | 0.0147 | EIA Prime Mover-level Data | NEI avg EF - PM, fuel type, firing type
2019 | NC | White Street Renewables | 60364 | WSPV | PV | U | NA | SUN
2019 | NC | Whiteville Solar 2 | 60292 | PV1 | PV | CN | NA | SUN
2019 | NC | Wilfork Solar | 60162 | PV1 | PV | CN | NA | SUN
2019 | NC | Wilkinson Solar LLC | 62544 | GEN1 | PV | OP | NA | SUN |  | 30585 |  | 0 | EIA Prime Mover-level Data | Estimated using an emission factor
2019 | NC | Willard Solar | 60287 | PV1 | PV | T | NA | SUN
2019 | NC | Williamston Solar | 59176 | 5MWPV | PV | OP | NA | SUN |  | 71499 |  | 0 | EIA Prime Mover-level Data | Estimated using an emission factor
2019 | NC | Williamston Speight Solar, LLC | 60787 | SPGHT | PV | OP | NA | SUN |  | 287546 |  | 0 | EIA Prime Mover-level Data | Estimated using an emission factor
2019 | NC | Williamston West Farm, LLC | 60484 | 1 | PV | OP | NA | SUN |  | 80696 |  | 0 | EIA Prime Mover-level Data | Estimated using an emission factor
2019 | NC | Willoughby PV1 | 60003 | WILL1 | PV | L | NA | SUN
2019 | NC | Wilson Farm 1 | 58342 | 1 | PV | OP | NA | SUN |  | 69655 |  | 0 | EIA Prime Mover-level Data | Estimated using an emission factor
2019 | NC | Wilson Solar Farm 1 | 61274 | WISL1 | PV | OP | NA | SUN |  | 52988 |  | 0 | EIA Prime Mover-level Data | Estimated using an emission factor
2019 | NC | Wilson Solar Farm 2 | 61275 | WILS2 | PV | OP | NA | SUN |  | 76280 |  | 0 | EIA Prime Mover-level Data | Estimated using an emission factor
2019 | NC | Wilson Solar Farm 3 | 61276 | WILS3 | PV | OP | NA | SUN |  | 143499 |  | 0 | EIA Prime Mover-level Data | Estimated using an emission factor
2019 | NC | Wilson Solar Farm 4 | 61277 | WILS4 | PV | OP | NA | SUN |  | 150370 |  | 0 | EIA Prime Mover-level Data | Estimated using an emission factor
2019 | NC | Wilson Solar Farm 5 | 61278 | WILS5 | PV | OP | NA | SUN |  | 151378 |  | 0 | EIA Prime Mover-level Data | Estimated using an emission factor
2019 | NC | Wilson Solar Farm 6 | 61279 | WILS6 | PV | OP | NA | SUN |  | 164903 |  | 0 | EIA Prime Mover-level Data | Estimated using an emission factor
2019 | NC | Wilson Solar Farm 7 | 61280 | WILS7 | PV | OP | NA | SUN |  | 153951 |  | 0 | EIA Prime Mover-level Data | Estimated using an emission factor
2019 | NC | Windsor Cooper HIill Solar, LLC | 58847 | 1 | PV | OP | NA | SUN |  | 88674 |  | 0 | EIA Prime Mover-level Data | Estimated using an emission factor
2019 | NC | Windsor Solar | 59171 | 5MWPV | PV | OP | NA | SUN |  | 85157 |  | 0 | EIA Prime Mover-level Data | Estimated using an emission factor
2019 | NC | Winton Solar | 59177 | 5MWPV | PV | OP | NA | SUN |  | 77305 |  | 0 | EIA Prime Mover-level Data | Estimated using an emission factor
2019 | NC | Woodfin | 56849 | 1 | GT | CN | NA | NG
2019 | NC | Woodland Church Farm | 59586 | PV1 | PV | OP | NA | SUN |  | 78309 |  | 0 | EIA Prime Mover-level Data | Estimated using an emission factor
2019 | NC | Woodland Solar | 59175 | 5MWPV | PV | OP | NA | SUN |  | 85328 |  | 0 | EIA Prime Mover-level Data | Estimated using an emission factor
2019 | NC | Woodleaf Solar Facility | 62304 | PV1 | PV | OP | NA | SUN |  | 67439 |  | 0 | EIA Prime Mover-level Data | Estimated using an emission factor
2019 | NC | Woodsdale Farm, LLC | 63272 | NCWOO | PV | OP | NA | SUN |  | 25592 |  | 0 | EIA Prime Mover-level Data | Estimated using an emission factor
2019 | NC | Works 53 | 58046 | 1 | IC | SB | NA | DFO |  | 111 | 0.017205 | 0.31 | EIA Prime Mover-level Data | Estimated using an emission factor
2019 | NC | Works 53 | 58046 | 2 | IC | SB | NA | DFO |  | 133.2 | 0.020646 | 0.31 | EIA Prime Mover-level Data | Estimated using an emission factor
2019 | NC | Works 53 | 58046 | 3 | IC | SB | NA | DFO |  | 88.8 | 0.013764 | 0.31 | EIA Prime Mover-level Data | Estimated using an emission factor
2019 | NC | Wortham Solar Farm | 60361 | INV1 | PV | OP | NA | SUN |  | 81170 |  | 0 | EIA Prime Mover-level Data | Estimated using an emission factor
2019 | NC | XPF Solar Field | 59146 | PV1 | PV | OP | NA | SUN |  | 42774 |  | 0 | EIA Prime Mover-level Data | Estimated using an emission factor
2019 | NC | Yadkin 601 Farm | 59587 | PV1 | PV | OP | NA | SUN |  | 47352 |  | 0 | EIA Prime Mover-level Data | Estimated using an emission factor
2019 | NC | Yadkinville Solar | 59950 | YAK | PV | OP | NA | SUN |  | 36445 |  | 0 | EIA Prime Mover-level Data | Estimated using an emission factor
2019 | NC | Yanceyville Farm | 58343 | 1 | PV | OP | NA | SUN |  | 70904 |  | 0 | EIA Prime Mover-level Data | Estimated using an emission factor
2019 | NC | Yanceyville Farm 2 LLC | 59113 | 1 | PV | OP | NA | SUN |  | 58330 |  | 0 | EIA Prime Mover-level Data | Estimated using an emission factor
2019 | NC | Yanceyville Farm 3, LLC | 60240 | 1 | PV | OP | NA | SUN |  | 77402 |  | 0 | EIA Prime Mover-level Data | Estimated using an emission factor
2019 | NC | York Road Solar I, LLC | 60107 | YORK | PV | OP | NA | SUN |  | 32027 |  | 0 | EIA Prime Mover-level Data | Estimated using an emission factor
2019 | NC | ZV Solar 1 | 60980 | PV1 | PV | OP | NA | SUN |  | 87179 |  | 0 | EIA Prime Mover-level Data | Estimated using an emission factor
2019 | NC | ZV Solar 2, LLC | 61257 | ZV204 | PV | OP | NA | SUN |  | 85255 |  | 0 | EIA Prime Mover-level Data | Estimated using an emission factor
2019 | NC | ZV Solar 3, LLC | 60549 | ZV3 | PV | OP | NA | SUN |  | 83378 |  | 0 | EIA Prime Mover-level Data | Estimated using an emission factor
2019 | NC | Asheville | 2706 | 1 | ST | OP | WALL | BIT | 7616 | 7777487 | 123.662 | 0.0318 | EPA/CAMD | EPA/NEI | 1964
2019 | NC | Asheville | 2706 | 2 | ST | OP | WALL | BIT | 4493 | 4789812 | 76.158 | 0.0318 | EPA/CAMD | EPA/NEI | 1971
2019 | NC | Asheville | 2706 | 3 | GT | OP | CT | NG | 1604 | 2034182 | 0.95641 | 0.00094034 | EPA/CAMD | EPA/NEI | 1999
2019 | NC | Asheville | 2706 | 4 | GT | OP | CT | NG | 1534 | 1920823 | 0.69362 | 0.00072221 | EPA/CAMD | EPA/NEI | 2000
2019 | NC | Belews Creek | 8042 | 1 | ST | OP | CELL | BIT | 4168 | 28984430 | 297.0593 | 0.020498 | EPA/CAMD | EPA/NEI | 1974
2019 | NC | Belews Creek | 8042 | 2 | ST | OP | CELL | BIT | 5430 | 38044310 | 404.9726 | 0.02129 | EPA/CAMD | EPA/NEI | 1975
2019 | NC | Blewett | 2707 | GT1 | GT | OP | CT | DFO | 13 | 1357.3 | 0.016097 | 0.023718 | EPA/CAMD | NEI avg EF - PM, fuel type, firing type | 1971
2019 | NC | Blewett | 2707 | GT2 | GT | OP | CT | DFO | 17 | 2055.6 | 0.024378 | 0.023718 | EPA/CAMD | NEI avg EF - PM, fuel type, firing type | 1971
2019 | NC | Blewett | 2707 | GT3 | GT | OP | CT | DFO | 14 | 1916.9 | 0.022733 | 0.023718 | EPA/CAMD | NEI avg EF - PM, fuel type, firing type | 1971
2019 | NC | Blewett | 2707 | GT4 | GT | OP | CT | DFO | 15 | 1905.9 | 0.022603 | 0.023718 | EPA/CAMD | NEI avg EF - PM, fuel type, firing type | 1971
2019 | NC | Buck | 2720 | 11C | CT | OP | CC | NG | 7313 | 15614370 | 43.7979 | 0.00561 | EPA/CAMD | EPA/NEI | 2011
2019 | NC | Buck | 2720 | 12C | CT | OP | CC | NG | 7204 | 15070650 | 43.038 | 0.0057115 | EPA/CAMD | EPA/NEI | 2011
2019 | NC | Butler-Warner Generation Plant | 1016 | GT-1 | CT | OP | CC | NG | 107 | 29692.3 | 0.52665 | 0.035474 | EPA/CAMD | EPA/NEI | 1976
2019 | NC | Butler-Warner Generation Plant | 1016 | GT-2 | CT | OP | CC | NG | 95 | 24889.1 | 0.48001 | 0.038572 | EPA/CAMD | EPA/NEI | 1976
2019 | NC | Butler-Warner Generation Plant | 1016 | GT-3 | CT | OP | CC | NG | 100 | 26259.3 | 0.42343 | 0.03225 | EPA/CAMD | EPA/NEI | 1976
2019 | NC | Butler-Warner Generation Plant | 1016 | GT-4 | GT | OP | CT | NG | 55 | 14736 | 0.091193 | 0.012377 | EPA/CAMD | EPA/NEI | 1976
2019 | NC | Butler-Warner Generation Plant | 1016 | GT-5 | GT | OP | CT | NG | 58 | 15000.2 | 0.12354 | 0.016471 | EPA/CAMD | EPA/NEI | 1977
2019 | NC | Butler-Warner Generation Plant | 1016 | GT-6 | CT | OP | CC | NG | 92 | 25490.8 | 0.42439 | 0.033298 | EPA/CAMD | EPA/NEI | 1978
2019 | NC | Butler-Warner Generation Plant | 1016 | GT-7 | CT | OP | CC | NG | 92 | 24649.1 | 0.39742 | 0.032246 | EPA/CAMD | EPA/NEI | 1979
2019 | NC | Butler-Warner Generation Plant | 1016 | GT-8 | CT | OP | CC | NG | 99 | 28658.1 | 0.092788 | 0.0064755 | EPA/CAMD | EPA/NEI | 1980
2019 | NC | Cleveland County Generating Facility | 57029 | ES1 | GT | OP | CT | NG | 1778 | 2840168 | 12.3068 | 0.0086662 | EPA/CAMD | EPA/NEI | 2012
2019 | NC | Cleveland County Generating Facility | 57029 | ES2 | GT | OP | CT | NG | 1394 | 2236321 | 11.8428 | 0.010591 | EPA/CAMD | EPA/NEI | 2012
2019 | NC | Cleveland County Generating Facility | 57029 | ES3 | GT | OP | CT | NG | 1524 | 2420107 | 11.7494 | 0.0097098 | EPA/CAMD | EPA/NEI | 2012
2019 | NC | Cleveland County Generating Facility | 57029 | ES4 | GT | OP | CT | NG | 1618 | 2575858 | 15.9743 | 0.012403 | EPA/CAMD | EPA/NEI | 2012
2019 | NC | Cliffside | 2721 | 5 | ST | OP | TANGENTIAL | BIT | 4931 | 18667410 | 189.8735 | 0.020343 | EPA/CAMD | EPA/NEI | 1972
2019 | NC | Cliffside | 2721 | 6 | ST | OP | WALL | BIT | 6583 | 41973070 | 74.8017 | 0.0035643 | EPA/CAMD | EPA/NEI | 2012
2019 | NC | CPI USA North Carolina Roxboro | 10379 | BLR01A | ST | OP | STOKER | WDS | 7510 | 1453063 | 51.6997 | 0.07116 | EPA/CAMD | EPA/NEI | 1987
2019 | NC | CPI USA North Carolina Roxboro | 10379 | BLR01B | ST | OP | STOKER | WDS | 7537 | 1459263 | 49.2074 | 0.067441 | EPA/CAMD | EPA/NEI | 1987
2019 | NC | CPI USA North Carolina Roxboro | 10379 | BLR01C | ST | OP | STOKER | WDS | 7501 | 1489307 | 50.8529 | 0.068291 | EPA/CAMD | EPA/NEI | 1987
2019 | NC | CPI USA North Carolina Southport | 10378 | BLR01A | ST | OP | STOKER | WDS | 7548 | 1309682 | 61.021 | 0.093184 | EPA/CAMD | EPA/NEI | 1987
2019 | NC | CPI USA North Carolina Southport | 10378 | BLR01B | ST | OP | STOKER | WDS | 7361 | 1279551 | 58.963 | 0.092162 | EPA/CAMD | EPA/NEI | 1987
2019 | NC | CPI USA North Carolina Southport | 10378 | BLR01C | ST | OP | STOKER | WDS | 7525 | 1309910 | 59.4449 | 0.090762 | EPA/CAMD | EPA/NEI | 1987
2019 | NC | CPI USA North Carolina Southport | 10378 | BLR02A | ST | OP | STOKER | WDS | 7457 | 1294897 | 54.4491 | 0.084098 | EPA/CAMD | EPA/NEI | 1987
2019 | NC | CPI USA North Carolina Southport | 10378 | BLR02B | ST | OP | STOKER | WDS | 7337 | 1261756 | 57.4653 | 0.091088 | EPA/CAMD | EPA/NEI | 1987
2019 | NC | CPI USA North Carolina Southport | 10378 | BLR02C | ST | OP | STOKER | WDS | 7138 | 1316291 | 56.097 | 0.085235 | EPA/CAMD | EPA/NEI | 1987
2019 | NC | Craven County Wood Energy | 10525 | ES5A | ST | OP | STOKER | WDS | 7515 | 4780108 | 53.7142 | 0.022474 | EPA/CAMD | EPA/NEI | 1990
2019 | NC | Dan River | 2723 | 8C | CT | OP | CC | NG | 7245 | 15932450 | 144.1206 | 0.018091 | EPA/CAMD | EPA/NEI | 2012
2019 | NC | Dan River | 2723 | 9C | CT | OP | CC | NG | 7097 | 15651980 | 143.2913 | 0.01831 | EPA/CAMD | EPA/NEI | 2012
2019 | NC | Edgecombe Genco, LLC | 10384 | BLR01A | ST | OP | STOKER | BIT | 889 | 171570.7 | 0.037993 | 0.00044288 | EPA/CAMD | EPA/NEI | 1990
2019 | NC | Edgecombe Genco, LLC | 10384 | BLR01B | ST | OP | STOKER | BIT | 43 | 5555.999 | 0.0016233 | 0.00058434 | EPA/CAMD | EPA/NEI | 1990
2019 | NC | Edgecombe Genco, LLC | 10384 | BLR02A | ST | OP | STOKER | BIT | 958 | 179387.5 | 0.13645 | 0.0015212 | EPA/CAMD | EPA/NEI | 1990
2019 | NC | Edgecombe Genco, LLC | 10384 | BLR02B | ST | OP | STOKER | BIT | 887 | 144925.7 | 0.084003 | 0.0011593 | EPA/CAMD | EPA/NEI | 1990
2019 | NC | G G Allen | 2718 | 1 | ST | OP | TANGENTIAL | BIT | 1330 | 1518892 | 37.3288 | 0.049153 | EPA/CAMD | EPA/NEI | 1957
2019 | NC | G G Allen | 2718 | 2 | ST | OP | TANGENTIAL | BIT | 1095 | 1182801 | 24.6761 | 0.041725 | EPA/CAMD | EPA/NEI | 1957
2019 | NC | G G Allen | 2718 | 3 | ST | OP | TANGENTIAL | BIT | 912 | 1490157 | 12.9355 | 0.017361 | EPA/CAMD | EPA/NEI | 1959
2019 | NC | G G Allen | 2718 | 4 | ST | OP | TANGENTIAL | BIT | 1260 | 1933309 | 14.6512 | 0.015157 | EPA/CAMD | EPA/NEI | 1960
2019 | NC | G G Allen | 2718 | 5 | ST | OP | TANGENTIAL | BIT | 2253 | 4192028 | 24.2274 | 0.011559 | EPA/CAMD | EPA/NEI | 1961
2019 | NC | H F Lee Steam Electric Plant | 2709 | 10 | GT | OP | CT | DFO | 123 | 155433.6 | 1.2521 | 0.016111 | EPA/CAMD | EPA/NEI | 2000
2019 | NC | H F Lee Steam Electric Plant | 2709 | 11 | GT | OP | CT | DFO | 64 | 95244.79 | 0.50876 | 0.010683 | EPA/CAMD | EPA/NEI | 2000
2019 | NC | H F Lee Steam Electric Plant | 2709 | 12 | GT | OP | CT | NG | 182 | 213482.7 | 1.2664 | 0.011864 | EPA/CAMD | EPA/NEI | 2000
2019 | NC | H F Lee Steam Electric Plant | 2709 | 13 | GT | OP | CT | NG | 327 | 388410.3 | 2.5225 | 0.012989 | EPA/CAMD | EPA/NEI | 2000
2019 | NC | H F Lee Steam Electric Plant | 2709 | 14 | GT | OP | CT | NG | 579 | 780338 | 2.3586 | 0.006045 | EPA/CAMD | EPA/NEI | 2009
2019 | NC | H F Lee Steam Electric Plant | 2709 | 01A | CT | OP | CC | NG | 7761 | 15644610 | 48.4977 | 0.0061999 | EPA/CAMD | EPA/NEI | 2012
2019 | NC | H F Lee Steam Electric Plant | 2709 | 01B | CT | OP | CC | NG | 7840 | 15904830 | 49.3013 | 0.0061995 | EPA/CAMD | EPA/NEI | 2012
2019 | NC | H F Lee Steam Electric Plant | 2709 | 01C | CT | OP | CC | NG | 7803 | 15743480 | 48.8003 | 0.0061994 | EPA/CAMD | EPA/NEI | 2012
2019 | NC | Kings Mountain Energy Center | 59325 | ES-1 | CT | OP | CC | NG | 8229 | 20234020 | 58.2379 | 0.0057564 | EPA/CAMD | NEI avg EF - PM, fuel type, firing type | 2018
2019 | NC | L V Sutton | 2713 | 4 | GT | OP | CT | NG | 2327 | 948519.7 | 9.2676 | 0.019541 | EPA/CAMD | EPA/NEI | 2017
2019 | NC | L V Sutton | 2713 | 5 | GT | OP | CT | NG | 2371 | 980939.7 | 9.5739 | 0.01952 | EPA/CAMD | EPA/NEI | 2017
2019 | NC | L V Sutton | 2713 | 01A | CT | OP | CC | NG | 8034 | 15752880 | 74.0523 | 0.0094017 | EPA/CAMD | EPA/NEI | 2013
2019 | NC | L V Sutton | 2713 | 01B | CT | OP | CC | NG | 7969 | 15478790 | 72.7642 | 0.0094018 | EPA/CAMD | EPA/NEI | 2013
2019 | NC | Lincoln Combustion Turbine | 7277 | 1 | GT | OP | CT | DFO | 54 | 31026.01 | 1.7712 | 0.11417 | EPA/CAMD | EPA/NEI | 1995
2019 | NC | Lincoln Combustion Turbine | 7277 | 2 | GT | OP | CT | DFO | 45 | 27483.89 | 1.4435 | 0.10504 | EPA/CAMD | EPA/NEI | 1995
2019 | NC | Lincoln Combustion Turbine | 7277 | 3 | GT | OP | CT | DFO | 52 | 30610.98 | 3.3525 | 0.21904 | EPA/CAMD | EPA/NEI | 1995
2019 | NC | Lincoln Combustion Turbine | 7277 | 4 | GT | OP | CT | DFO | 60 | 36763.92 | 2.1366 | 0.11623 | EPA/CAMD | EPA/NEI | 1995
2019 | NC | Lincoln Combustion Turbine | 7277 | 5 | GT | OP | CT | DFO | 44 | 23951.34 | 1.7807 | 0.1487 | EPA/CAMD | EPA/NEI | 1995
2019 | NC | Lincoln Combustion Turbine | 7277 | 6 | GT | OP | CT | DFO | 61 | 30449.3 | 2.3715 | 0.15577 | EPA/CAMD | EPA/NEI | 1995
2019 | NC | Lincoln Combustion Turbine | 7277 | 7 | GT | OP | CT | DFO | 47 | 26225.28 | 1.6623 | 0.12677 | EPA/CAMD | EPA/NEI | 1995
2019 | NC | Lincoln Combustion Turbine | 7277 | 8 | GT | OP | CT | DFO | 46 | 29139.54 | 2.7777 | 0.19065 | EPA/CAMD | EPA/NEI | 1995
2019 | NC | Lincoln Combustion Turbine | 7277 | 9 | GT | OP | CT | DFO | 37 | 21327.96 | 2.4275 | 0.22763 | EPA/CAMD | EPA/NEI | 1995
2019 | NC | Lincoln Combustion Turbine | 7277 | 10 | GT | OP | CT | DFO | 35 | 22981.54 | 2.2518 | 0.19597 | EPA/CAMD | EPA/NEI | 1995
2019 | NC | Lincoln Combustion Turbine | 7277 | 11 | GT | OP | CT | DFO | 52 | 23550.85 | 2.3092 | 0.1961 | EPA/CAMD | EPA/NEI | 1995
2019 | NC | Lincoln Combustion Turbine | 7277 | 12 | GT | OP | CT | DFO | 43 | 18612.11 | 2.2598 | 0.24283 | EPA/CAMD | EPA/NEI | 1995
2019 | NC | Lincoln Combustion Turbine | 7277 | 13 | GT | OP | CT | DFO | 49 | 23837.76 | 2.7315 | 0.22918 | EPA/CAMD | EPA/NEI | 1996
2019 | NC | Lincoln Combustion Turbine | 7277 | 14 | GT | OP | CT | DFO | 57 | 27650.07 | 2.2283 | 0.16118 | EPA/CAMD | EPA/NEI | 1996
2019 | NC | Lincoln Combustion Turbine | 7277 | 15 | GT | OP | CT | DFO | 55 | 27649.98 | 2.0444 | 0.14788 | EPA/CAMD | EPA/NEI | 1996
2019 | NC | Lincoln Combustion Turbine | 7277 | 16 | GT | OP | CT | DFO | 51 | 24864.48 | 1.8696 | 0.15039 | EPA/CAMD | EPA/NEI | 1996
2019 | NC | Marshall | 2727 | 1 | ST | OP | TANGENTIAL | BIT | 3651 | 9279119 | 41.0638 | 0.0088508 | EPA/CAMD | EPA/NEI | 1965
2019 | NC | Marshall | 2727 | 2 | ST | OP | TANGENTIAL | BIT | 4656 | 12040360 | 74.9554 | 0.012451 | EPA/CAMD | EPA/NEI | 1966
2019 | NC | Marshall | 2727 | 3 | ST | OP | TANGENTIAL | BIT | 4966 | 24425050 | 80.9793 | 0.0066308 | EPA/CAMD | EPA/NEI | 1969
2019 | NC | Marshall | 2727 | 4 | ST | OP | TANGENTIAL | BIT | 6896 | 33059930 | 106.6053 | 0.0064492 | EPA/CAMD | EPA/NEI | 1970
2019 | NC | Mayo | 6250 | 1A | ST | OP | WALL | BIT | 4600 | 10486800 | 146.8146 | 0.028 | EPA/CAMD | EPA/NEI | 1982
2019 | NC | Mayo | 6250 | 1B | ST | OP | WALL | BIT | 4600 | 8400007 | 148.7777 | 0.035423 | EPA/CAMD | EPA/NEI | 1982
2019 | NC | NC Renewable Power - Lumberton LLC | 10382 | UNIT1 | ST | OP | STOKER | WDS | 7006 | 1223934 | 14.1381 | 0.023103 | EPA/CAMD | EPA/NEI | 1985
2019 | NC | NC Renewable Power - Lumberton LLC | 10382 | UNIT2 | ST | OP | STOKER | WDS | 7370 | 1368404 | 14.2635 | 0.020847 | EPA/CAMD | EPA/NEI | 1985
2019 | NC | NCEMC Anson Plant | 56249 | ES1-A | GT | OP | CT | NG | 396 | 98132.59 | 3.1306 | 0.063804 | EPA/CAMD | EPA/NEI | 2007
2019 | NC | NCEMC Anson Plant | 56249 | ES1-B | GT | OP | CT | NG | 399 | 101765.7 | 3.5705 | 0.070172 | EPA/CAMD | EPA/NEI | 2007
2019 | NC | NCEMC Anson Plant | 56249 | ES2-A | GT | OP | CT | NG | 376 | 94450.53 | 2.9766 | 0.06303 | EPA/CAMD | EPA/NEI | 2007
2019 | NC | NCEMC Anson Plant | 56249 | ES2-B | GT | OP | CT | NG | 305 | 76747.71 | 2.4054 | 0.062682 | EPA/CAMD | EPA/NEI | 2007
2019 | NC | NCEMC Anson Plant | 56249 | ES3-A | GT | OP | CT | NG | 319 | 77052.72 | 2.5131 | 0.06523 | EPA/CAMD | EPA/NEI | 2007
2019 | NC | NCEMC Anson Plant | 56249 | ES3-B | GT | OP | CT | NG | 338 | 85867.42 | 2.7183 | 0.063313 | EPA/CAMD | EPA/NEI | 2007
2019 | NC | NCEMC Anson Plant | 56249 | ES4-A | GT | OP | CT | NG | 354 | 87677.5 | 3.3253 | 0.075854 | EPA/CAMD | EPA/NEI | 2007
2019 | NC | NCEMC Anson Plant | 56249 | ES4-B | GT | OP | CT | NG | 322 | 78713.52 | 2.5679 | 0.065247 | EPA/CAMD | EPA/NEI | 2007
2019 | NC | NCEMC Anson Plant | 56249 | ES5-A | GT | OP | CT | NG | 360 | 88337.95 | 2.7817 | 0.062978 | EPA/CAMD | EPA/NEI | 2007
2019 | NC | NCEMC Anson Plant | 56249 | ES5-B | GT | OP | CT | NG | 356 | 83699.99 | 2.7567 | 0.06587 | EPA/CAMD | EPA/NEI | 2007
2019 | NC | NCEMC Anson Plant | 56249 | ES6-A | GT | OP | CT | NG | 381 | 92288.17 | 3.1793 | 0.0689 | EPA/CAMD | EPA/NEI | 2007
2019 | NC | NCEMC Anson Plant | 56249 | ES6-B | GT | OP | CT | NG | 373 | 92017.2 | 3.0998 | 0.067374 | EPA/CAMD | EPA/NEI | 2007
2019 | NC | NCEMC Hamlet Plant | 56292 | ES1-A | GT | OP | CT | NG | 618 | 145799 | 2.614 | 0.035858 | EPA/CAMD | EPA/NEI | 2007
2019 | NC | NCEMC Hamlet Plant | 56292 | ES1-B | GT | OP | CT | NG | 618 | 159406.2 | 3.9598 | 0.049682 | EPA/CAMD | EPA/NEI | 2007
2019 | NC | NCEMC Hamlet Plant | 56292 | ES2-A | GT | OP | CT | NG | 108 | 22757.9 | 3.0994 | 0.27238 | EPA/CAMD | EPA/NEI | 2007
2019 | NC | NCEMC Hamlet Plant | 56292 | ES2-B | GT | OP | CT | NG | 106 | 23931.21 | 3.086 | 0.25791 | EPA/CAMD | EPA/NEI | 2007
2019 | NC | NCEMC Hamlet Plant | 56292 | ES3-A | GT | OP | CT | NG | 122 | 26361.95 | 4.0667 | 0.30853 | EPA/CAMD | EPA/NEI | 2007
2019 | NC | NCEMC Hamlet Plant | 56292 | ES3-B | GT | OP | CT | NG | 119 | 26407.66 | 3.9 | 0.29537 | EPA/CAMD | EPA/NEI | 2007
2019 | NC | NCEMC Hamlet Plant | 56292 | ES4-A | GT | OP | CT | NG | 621 | 154556.3 | 2.6233 | 0.033946 | EPA/CAMD | EPA/NEI | 2007
2019 | NC | NCEMC Hamlet Plant | 56292 | ES4-B | GT | OP | CT | NG | 618 | 150396.4 | 2.5985 | 0.034555 | EPA/CAMD | EPA/NEI | 2007
2019 | NC | NCEMC Hamlet Plant | 56292 | ES5-A | GT | OP | CT | NG | 481 | 117078.9 | 2.0137 | 0.034399 | EPA/CAMD | EPA/NEI | 2007
2019 | NC | NCEMC Hamlet Plant | 56292 | ES5-B | GT | OP | CT | NG | 546 | 137113.3 | 2.469 | 0.036014 | EPA/CAMD | EPA/NEI | 2007
2019 | NC | NCEMC Hamlet Plant | 56292 | ES6-A | GT | OP | CT | NG | 126 | 25860.49 | 0.18914 | 0.014627 | EPA/CAMD | EPA/NEI | 2013
2019 | NC | NCEMC Hamlet Plant | 56292 | ES6-B | GT | OP | CT | NG | 118 | 26185.08 | 0.19631 | 0.014994 | EPA/CAMD | EPA/NEI | 2013
2019 | NC | Plant Rowan County | 7826 | 1 | GT | OP | CT | NG | 1329 | 1848706 | 5.1169 | 0.0055357 | EPA/CAMD | EPA/NEI | 2001
2019 | NC | Plant Rowan County | 7826 | 2 | GT | OP | CT | NG | 1541 | 2222206 | 6.1052 | 0.0054947 | EPA/CAMD | EPA/NEI | 2001
2019 | NC | Plant Rowan County | 7826 | 3 | GT | OP | CT | NG | 975 | 1390672 | 3.9391 | 0.005665 | EPA/CAMD | EPA/NEI | 2001
2019 | NC | Plant Rowan County | 7826 | 4 | CT | OP | CC | NG | 8206 | 14488790 | 30.4437 | 0.0042024 | EPA/CAMD | EPA/NEI | 2003
2019 | NC | Plant Rowan County | 7826 | 5 | CT | OP | CC | NG | 8200 | 14495940 | 30.5227 | 0.0042112 | EPA/CAMD | EPA/NEI | 2003
2019 | NC | Richmond County Plant | 7805 | 1 | GT | OP | CT | NG | 2688 | 3746606 | 10.4844 | 0.0055967 | EPA/CAMD | EPA/NEI | 2001
2019 | NC | Richmond County Plant | 7805 | 2 | GT | OP | CT | NG | 2616 | 3775934 | 10.2748 | 0.0054422 | EPA/CAMD | EPA/NEI | 2001
2019 | NC | Richmond County Plant | 7805 | 3 | GT | OP | CT | NG | 2074 | 2972286 | 8.4826 | 0.0057078 | EPA/CAMD | EPA/NEI | 2001
2019 | NC | Richmond County Plant | 7805 | 4 | GT | OP | CT | NG | 2830 | 4148190 | 11.377 | 0.0054853 | EPA/CAMD | EPA/NEI | 2001
2019 | NC | Richmond County Plant | 7805 | 6 | GT | OP | CT | NG | 2296 | 3357749 | 9.0799 | 0.0054083 | EPA/CAMD | EPA/NEI | 2002
2019 | NC | Richmond County Plant | 7805 | 7 | CT | OP | CC | NG | 7953 | 13539270 | 37.4176 | 0.0055273 | EPA/CAMD | EPA/NEI | 2002
2019 | NC | Richmond County Plant | 7805 | 8 | CT | OP | CC | NG | 7799 | 12951620 | 35.881 | 0.0055408 | EPA/CAMD | EPA/NEI | 2002
2019 | NC | Richmond County Plant | 7805 | 9 | CT | OP | CC | NG | 6670 | 13952570 | 38.7543 | 0.0055551 | EPA/CAMD | EPA/NEI | 2011
2019 | NC | Richmond County Plant | 7805 | 10 | CT | OP | CC | NG | 6773 | 14255840 | 38.8929 | 0.0054564 | EPA/CAMD | EPA/NEI | 2011
2019 | NC | Rockingham County Combustion Turbine | 55116 | CT1 | GT | OP | CT | NG | 1341 | 1927990 | 8.6846 | 0.009009 | EPA/CAMD | EPA/NEI | 2000
2019 | NC | Rockingham County Combustion Turbine | 55116 | CT2 | GT | OP | CT | NG | 1338 | 1935095 | 8.7207 | 0.0090132 | EPA/CAMD | EPA/NEI | 2000
2019 | NC | Rockingham County Combustion Turbine | 55116 | CT3 | GT | OP | CT | NG | 1468 | 2149574 | 11.2984 | 0.010512 | EPA/CAMD | EPA/NEI | 2000
2019 | NC | Rockingham County Combustion Turbine | 55116 | CT4 | GT | OP | CT | NG | 1266 | 1833329 | 8.2267 | 0.0089746 | EPA/CAMD | EPA/NEI | 2000
2019 | NC | Rockingham County Combustion Turbine | 55116 | CT5 | GT | OP | CT | NG | 1523 | 2193489 | 9.8491 | 0.0089803 | EPA/CAMD | EPA/NEI | 2000
2019 | NC | Rosemary Power Station | 50555 | 1 | CT | OP | CC | DFO | 27 | 18314.71 | 0.10312 | 0.011261 | EPA/CAMD | EPA/NEI | 1990
2019 | NC | Rosemary Power Station | 50555 | 2 | CT | OP | CC | DFO | 34 | 12928.7 | 0.049373 | 0.0076377 | EPA/CAMD | NEI avg EF - PM, fuel type, firing type | 1990
2019 | NC | Roxboro | 2712 | 1 | ST | OP | WALL | BIT | 3005 | 6769990 | 30.7512 | 0.0090846 | EPA/CAMD | EPA/NEI | 1966
2019 | NC | Roxboro | 2712 | 2 | ST | OP | TANGENTIAL | BIT | 3347 | 13025390 | 31.6521 | 0.0048601 | EPA/CAMD | EPA/NEI | 1968
2019 | NC | Roxboro | 2712 | 3A | ST | OP | WALL | BIT | 5736 | 12175510 | 72.4565 | 0.011902 | EPA/CAMD | EPA/NEI | 1973
2019 | NC | Roxboro | 2712 | 3B | ST | OP | WALL | BIT | 5598 | 12037920 | 65.4658 | 0.010877 | EPA/CAMD | EPA/NEI | 1973
2019 | NC | Roxboro | 2712 | 4A | ST | OP | WALL | BIT | 5559 | 14747390 | 182.3239 | 0.024726 | EPA/CAMD | EPA/NEI | 1980
2019 | NC | Roxboro | 2712 | 4B | ST | OP | WALL | BIT | 5429 | 13851160 | 218.8031 | 0.031593 | EPA/CAMD | EPA/NEI | 1980
2019 | NC | University of NC Chapel Hill | 54276 | ES001 | ST | OP | FLUIDIZED | BIT | 2941 | 1642971 | 5.7516 | 0.0070015 | EIA non-ozone season distributed and EPA/CAMD ozone season | EPA/NEI | 1991
2019 | NC | University of NC Chapel Hill | 54276 | ES002 | ST | OP | FLUIDIZED | BIT | 866 | 461751 | 1.0054 | 0.0043548 | EIA non-ozone season distributed and EPA/CAMD ozone season | EPA/NEI | 1991
2019 | NC | University of NC Chapel Hill | 54276 | ES003 | ST | OP | WALL | NG | 502 | 156970.1 | 0.63195 | 0.0080518 | EIA non-ozone season distributed and EPA/CAMD ozone season | EPA/NEI | 2003
2019 | NC | W H Weatherspoon | 2716 | 4 | GT | OP | CT | DFO | 17 | 4750.4 | 0.021017 | 0.0088487 | EPA/CAMD | EPA/NEI | 1970
2019 | NC | W H Weatherspoon | 2716 | 5 | GT | OP | CT | DFO | 26 | 7317.6 | 0.029376 | 0.0080289 | EPA/CAMD | EPA/NEI | 1970
2019 | NC | W H Weatherspoon | 2716 | 6 | GT | OP | CT | DFO | 22 | 6515.3 | 0.023763 | 0.0072944 | EPA/CAMD | EPA/NEI | 1971
2019 | NC | W H Weatherspoon | 2716 | 7 | GT | OP | CT | DFO | 18 | 6022.5 | 0.02297 | 0.0076282 | EPA/CAMD | EPA/NEI | 1971
2019 | ND | American Crystal Sugar Drayton | 54213 | G1 | ST | OP | NA | SUB |  |  |  | 0.017184
2019 | ND | American Crystal Sugar Hillsboro | 54210 | EUI1 | ST | OP | NA | SUB |  | 2978303 | 25.5899 | 0.017184 | EIA Unit-level Data | NEI avg EF - PM, fuel type
2019 | ND | Ashtabula Wind Energy Center | 57032 | 1 | WT | OP | NA | WND |  | 1240700 |  | 0 | EIA Prime Mover-level Data | Estimated using an emission factor
2019 | ND | Ashtabula Wind II LLC | 57121 | 1 | WT | OP | NA | WND |  | 3149737 |  | 0 | EIA Prime Mover-level Data | Estimated using an emission factor
2019 | ND | Ashtabula Wind III LLC | 57387 | GE16 | WT | OP | NA | WND |  | 1771042 |  | 0 | EIA Prime Mover-level Data | Estimated using an emission factor
2019 | ND | Aurora Wind Project | 63258 | AURWP | WT | T | NA | WND
2019 | ND | Baldwin Wind LLC | 57347 | GE1 | WT | OP | NA | WND |  | 3150823 |  | 0 | EIA Prime Mover-level Data | Estimated using an emission factor
2019 | ND | Bison 2 Wind Energy Center | 57800 | BISO2 | WT | OP | NA | WND |  | 2536947 |  | 0 | EIA Prime Mover-level Data | Estimated using an emission factor
2019 | ND | Bison 3 Wind Energy Center | 57801 | BISO3 | WT | OP | NA | WND |  | 2589542 |  | 0 | EIA Prime Mover-level Data | Estimated using an emission factor
2019 | ND | Bison 4 Wind Energy Center | 58872 | BISO4 | WT | OP | NA | WND |  | 6686362 |  | 0 | EIA Prime Mover-level Data | Estimated using an emission factor
2019 | ND | Bison I Wind Energy Center | 57038 | PHS1 | WT | OP | NA | WND |  | 978820.2 |  | 0 | EIA Prime Mover-level Data | Estimated using an emission factor
2019 | ND | Bison I Wind Energy Center | 57038 | PHS2 | WT | OP | NA | WND |  | 1196927 |  | 0 | EIA Prime Mover-level Data | Estimated using an emission factor
2019 | ND | Border Winds Wind Farm | 59200 | 1 | WT | OP | NA | WND |  | 5452579 |  | 0 | EIA Prime Mover-level Data | Estimated using an emission factor
2019 | ND | Brady II Wind Energy Center | 60354 | BWEC2 | WT | OP | NA | WND |  | 5718177 |  | 0 | EIA Prime Mover-level Data | Estimated using an emission factor
2019 | ND | Brady Wind Energy Center | 60355 | BWEC1 | WT | OP | NA | WND |  | 5797598 |  | 0 | EIA Prime Mover-level Data | Estimated using an emission factor
2019 | ND | Burke Wind, LLC | 61100 | GE23 | WT | L | NA | WND
2019 | ND | Cedar Hills Wind Farm | 57171 | 1 | WT | OP | NA | WND |  | 460266 |  | 0 | EIA Prime Mover-level Data | Estimated using an emission factor
2019 | ND | Courtenay Wind Farm | 58658 | 1 | WT | OP | NA | WND |  | 6319811 |  | 0 | EIA Prime Mover-level Data | Estimated using an emission factor
2019 | ND | Dakota Magic | 7884 | 1 | IC | SB | NA | DFO |  |  |  | 0.30942
2019 | ND | Emmons-Logan Wind, LLC | 62380 | ELLLC | WT | OP | NA | WND |  | 246863 |  | 0 | EIA Prime Mover-level Data | Estimated using an emission factor
2019 | ND | Enderlin | 54908 | GEN1 | ST | SB | NA | AB |  | 48251 | 24.1738 | 1.002 | EIA Prime Mover-level Data | Estimated using an emission factor
2019 | ND | Enderlin | 54908 | GEN2 | ST | SB | NA | AB |  |  |  | 0.11637
2019 | ND | Foxtail Wind, LLC | 61747 | 1 | WT | V | NA | WND
2019 | ND | FPL Energy Ashtabula Wind LLC | 56919 | GE15 | WT | OP | NA | WND |  | 3806060 |  | 0 | EIA Prime Mover-level Data | Estimated using an emission factor
2019 | ND | FPL Energy Burleigh County Wind | 56357 | GE | WT | OP | NA | WND |  | 422217.5 |  | 0 | EIA Prime Mover-level Data | Estimated using an emission factor
2019 | ND | FPL Energy Burleigh County Wind | 56357 | GE15 | WT | OP | NA | WND |  | 738880.6 |  | 0 | EIA Prime Mover-level Data | Estimated using an emission factor
2019 | ND | FPL Energy North Dakota Wind I/II | 56099 | GE15 | WT | OP | NA | WND |  | 1206581 |  | 0 | EIA Prime Mover-level Data | Estimated using an emission factor
2019 | ND | FPL Energy Oliver Wind I LLC | 56392 | 1 | WT | OP | NA | WND |  | 1308168 |  | 0 | EIA Prime Mover-level Data | Estimated using an emission factor
2019 | ND | FPL Energy Oliver Wind II LLC | 56573 | 2 | WT | OP | NA | WND |  | 1307472 |  | 0 | EIA Prime Mover-level Data | Estimated using an emission factor
2019 | ND | Garrison | 2815 | 1 | HY | OP | NA | WAT |  | 5900417 |  | 1.5381e-07 | EIA Prime Mover-level Data | NEI avg EF - PM, fuel type, firing type
2019 | ND | Garrison | 2815 | 2 | HY | OP | NA | WAT |  | 5900417 |  | 1.5381e-07 | EIA Prime Mover-level Data | NEI avg EF - PM, fuel type, firing type
2019 | ND | Garrison | 2815 | 3 | HY | OP | NA | WAT |  | 5900417 |  | 1.5381e-07 | EIA Prime Mover-level Data | NEI avg EF - PM, fuel type, firing type
2019 | ND | Garrison | 2815 | 4 | HY | OP | NA | WAT |  | 5303582 |  | 1.5381e-07 | EIA Prime Mover-level Data | NEI avg EF - PM, fuel type, firing type
2019 | ND | Garrison | 2815 | 5 | HY | OP | NA | WAT |  | 5303582 |  | 1.5381e-07 | EIA Prime Mover-level Data | NEI avg EF - PM, fuel type, firing type
2019 | ND | Garrison Butte Wind, LLC | 60066 | GEN | WT | P | NA | WND
2019 | ND | Glen Ullin Energy Center | 62938 | 39001 | WT | OP | NA | WND |  | 255518 |  | 0 | EIA Prime Mover-level Data | Estimated using an emission factor
2019 | ND | Glen Ullin Station 6 | 57172 | 1 | ST | OP | NA | WH |  | 376228 |  | 0 | EIA Prime Mover-level Data | Estimated using an emission factor
2019 | ND | Grafton | 2811 | 1 | IC | SB | NA | DFO |  |  |  | 0.30942
2019 | ND | Grafton | 2811 | 2 | IC | SB | NA | DFO |  |  |  | 0.30942
2019 | ND | Grafton | 2811 | 3 | IC | SB | NA | DFO |  |  |  | 0.30942
2019 | ND | Grafton | 2811 | 4 | IC | SB | NA | DFO |  |  |  | 0.30942
2019 | ND | Grand Forks | 2821 | 1 | IC | RE | NA | DFO
2019 | ND | Grand Forks | 2821 | 2 | IC | RE | NA | DFO
2019 | ND | Grand Forks | 2821 | 3 | IC | RE | NA | DFO
2019 | ND | Grand Forks | 2821 | 4 | IC | RE | NA | DFO
2019 | ND | Grand Forks | 2821 | 5 | IC | RE | NA | DFO
2019 | ND | Grand Forks | 2821 | 6 | IC | RE | NA | DFO
2019 | ND | Grand Forks | 2821 | 7 | IC | RE | NA | DFO
2019 | ND | Grand Forks | 2821 | 8 | IC | RE | NA | DFO
2019 | ND | Grand Forks | 2821 | 9 | IC | RE | NA | DFO
2019 | ND | Grand Forks | 2821 | 10 | IC | RE | NA | DFO
2019 | ND | Grand Forks | 2821 | 11 | IC | RE | NA | DFO
2019 | ND | Harwood | 2822 | 1 | IC | RE | NA | DFO
2019 | ND | Harwood | 2822 | 2 | IC | RE | NA | DFO
2019 | ND | Harwood | 2822 | 3 | IC | RE | NA | DFO
2019 | ND | Hillsboro | 56098 | 1 | IC | OP | NA | DFO |  | 74 | 0.01147 | 0.31 | EIA Prime Mover-level Data | Estimated using an emission factor
2019 | ND | Hillsboro | 56098 | 2 | IC | OP | NA | DFO |  | 74 | 0.01147 | 0.31 | EIA Prime Mover-level Data | Estimated using an emission factor
2019 | ND | Jamestown | 2801 | 1 | GT | SB | NA | DFO |  | 7389 | 0.063765 | 0.017259 | EIA Prime Mover-level Data | NEI avg EF - PM, fuel type, firing type
2019 | ND | Jamestown | 2801 | 2 | GT | SB | NA | DFO |  | 7389 | 0.063765 | 0.017259 | EIA Prime Mover-level Data | NEI avg EF - PM, fuel type, firing type
2019 | ND | Kindred School | 56242 | 1 | IC | SB | NA | DFO |  | 336 | 0.05208 | 0.31 | EIA Prime Mover-level Data | Estimated using an emission factor
2019 | ND | Langdon Renewables, LLC | 56605 | GE15 | WT | OP | NA | WND |  | 4122194 |  | 0 | EIA Prime Mover-level Data | Estimated using an emission factor
2019 | ND | Langdon Wind Energy Center | 57033 | 1 | WT | OP | NA | WND |  | 1221540 |  | 0 | EIA Prime Mover-level Data | Estimated using an emission factor
2019 | ND | Langdon Wind II LLC | 56912 | GE15 | WT | OP | NA | WND |  | 1448707 |  | 0 | EIA Prime Mover-level Data | Estimated using an emission factor
2019 | ND | Lindahl Wind Project, LLC | 59684 | LWP01 | WT | OP | NA | WND |  | 5233910 |  | 0 | EIA Prime Mover-level Data | Estimated using an emission factor
2019 | ND | Luverne Wind Energy Center | 57031 | 1 | WT | OP | NA | WND |  | 1475624 |  | 0 | EIA Prime Mover-level Data | Estimated using an emission factor
2019 | ND | Merricourt Wind Energy Center | 57048 | 1 | WT | U | NA | WND
2019 | ND | Minot Wind Project | 55995 | MWP | WT | OP | NA | WND |  | 57119.8 |  | 0 | EIA Prime Mover-level Data | Estimated using an emission factor
2019 | ND | Minot Wind Project | 55995 | MWP2 | WT | OP | NA | WND |  | 98861.2 |  | 0 | EIA Prime Mover-level Data | Estimated using an emission factor
2019 | ND | New Frontier Wind | 59903 | GEN | WT | OP | NA | WND |  | 3422760 |  | 0 | EIA Prime Mover-level Data | Estimated using an emission factor
2019 | ND | Oliver Wind III, LLC | 60905 | WT1 | WT | OP | NA | WND |  | 3827688 |  | 0 | EIA Prime Mover-level Data | Estimated using an emission factor
2019 | ND | Pembina Land Port of Entry Wind Turbine | 62782 | PEMWT | WT | OA | NA | WND
2019 | ND | Portable Generator 1 | 59196 | IC1 | IC | RE | NA | DFO
2019 | ND | Portable Generator 2 | 59194 | IC1 | IC | SB | NA | DFO |  | 29 | 0.004495 | 0.31 | EIA Prime Mover-level Data | Estimated using an emission factor
2019 | ND | Portable Generator 3 | 59195 | IC2 | IC | SB | NA | DFO |  | 29 | 0.004495 | 0.31 | EIA Prime Mover-level Data | Estimated using an emission factor
2019 | ND | Prairie Winds ND1 | 56607 | ND1 | WT | OP | NA | WND |  | 3248020 |  | 0 | EIA Prime Mover-level Data | Estimated using an emission factor
2019 | ND | Rugby Wind Power Project | 57097 | 1 | WT | OP | NA | WND |  | 3501170 |  | 0 | EIA Prime Mover-level Data | Estimated using an emission factor
2019 | ND | Stanton | 2824 | 1 | ST | RE | WALL | SUB
2019 | ND | Stanton | 2824 | 2 | IC | RE | NA | DFO
2019 | ND | Sunflower Wind Project | 60088 | SNFLR | WT | OP | NA | WND |  | 3902187 |  | 0 | EIA Prime Mover-level Data | Estimated using an emission factor
2019 | ND | Tatanka Wind Power LLC | 56669 | TW1 | WT | OP | NA | WND |  | 5364964 |  | 0 | EIA Prime Mover-level Data | Estimated using an emission factor
2019 | ND | Tesoro Mandan Cogeneration Plant | 52133 | GEN1 | ST | OP | NA | PRG |  | 2315859 | 66.6261 | 0.057539 | EIA Prime Mover-level Data | NEI avg EF - PM, fuel type
2019 | ND | Tesoro Mandan Cogeneration Plant | 52133 | GEN2 | ST | OP | NA | PRG |  | 2315859 | 66.6261 | 0.057539 | EIA Prime Mover-level Data | NEI avg EF - PM, fuel type
2019 | ND | Tesoro Mandan Cogeneration Plant | 52133 | GEN3 | ST | OP | NA | PRG |  | 2315859 | 66.6261 | 0.057539 | EIA Prime Mover-level Data | NEI avg EF - PM, fuel type
2019 | ND | Thunder Spirit Wind, LLC | 58965 | 2 | WT | OP | NA | WND |  | 1505069 |  | 0 | EIA Prime Mover-level Data | Estimated using an emission factor
2019 | ND | Thunder Spirit Wind, LLC | 58965 | THNDR | WT | OP | NA | WND |  | 3370727 |  | 0 | EIA Prime Mover-level Data | Estimated using an emission factor
2019 | ND | Velva Windfarm LLC | 56670 | VW1 | WT | OP | NA | WND |  | 244397 |  | 0 | EIA Prime Mover-level Data | Estimated using an emission factor
2019 | ND | Walhalla | 55638 | GEN1 | ST | RE | NA | SUB
2019 | ND | Williston | 2791 | 2 | GT | RE | NA | NG
2019 | ND | Williston | 2791 | 3 | GT | RE | NA | NG
2019 | ND | Wilton Wind II LLC | 57120 | 1 | WT | OP | NA | WND |  | 1454753 |  | 0 | EIA Prime Mover-level Data | Estimated using an emission factor
2019 | ND | Antelope Valley | 6469 | B1 | ST | OP | TANGENTIAL | RC | 8536 | 33988520 | 591.8345 | 0.034826 | EPA/CAMD | NEI avg EF - PM, fuel type, firing type | 1984
2019 | ND | Antelope Valley | 6469 | B2 | ST | OP | TANGENTIAL | RC | 7420 | 33593680 | 584.9594 | 0.034826 | EPA/CAMD | NEI avg EF - PM, fuel type, firing type | 1986
2019 | ND | Coal Creek | 6030 | 1 | ST | OP | TANGENTIAL | RC | 8466 | 48556600 | 521.9835 | 0.0215 | EPA/CAMD | EPA/NEI | 1979
2019 | ND | Coal Creek | 6030 | 2 | ST | OP | TANGENTIAL | RC | 6756 | 38422480 | 413.0416 | 0.0215 | EPA/CAMD | EPA/NEI | 1981
2019 | ND | Coyote | 8222 | B1 | ST | OP | CYCLONE | LIG | 6065 | 23245880 | 265.2355 | 0.02282 | EPA/CAMD | EPA/NEI | 1981
2019 | ND | Leland Olds | 2817 | 1 | ST | OP | WALL | RC | 7831 | 14094820 | 463.7197 | 0.0658 | EPA/CAMD | EPA/NEI | 1966
2019 | ND | Leland Olds | 2817 | 2 | ST | OP | CYCLONE | RC | 7412 | 27592060 | 829.1414 | 0.0601 | EPA/CAMD | EPA/NEI | 1975
2019 | ND | Lonesome Creek Station | 57943 | CT1 | GT | OP | CT | NG | 4995 | 1645670 | 1.9201 | 0.0023335 | EPA/CAMD | EPA/NEI | 2013
2019 | ND | Lonesome Creek Station | 57943 | CT2 | GT | OP | CT | NG | 5681 | 1957871 | 1.374 | 0.0014035 | EPA/CAMD | EPA/NEI | 2014
2019 | ND | Lonesome Creek Station | 57943 | CT3 | GT | OP | CT | NG | 2912 | 968488.8 | 1.4751 | 0.0030461 | EPA/CAMD | EPA/NEI | 2014
2019 | ND | Lonesome Creek Station | 57943 | CT4 | GT | OP | CT | NG | 6831 | 2518590 | 3.1816 | 0.0025265 | EPA/CAMD | EPA/NEI | 2016
2019 | ND | Lonesome Creek Station | 57943 | CT5 | GT | OP | CT | NG | 5830 | 2082993 | 2.6445 | 0.0025391 | EPA/CAMD | EPA/NEI | 2016
2019 | ND | Milton R Young | 2823 | B1 | ST | OP | CYCLONE | RC | 8273 | 20696240 | 621.9221 | 0.0601 | EPA/CAMD | EPA/NEI | 1970
2019 | ND | Milton R Young | 2823 | B2 | ST | OP | CYCLONE | RC | 7131 | 30825070 | 525.5674 | 0.0341 | EPA/CAMD | EPA/NEI | 1977
2019 | ND | Pioneer Generating Station | 57881 | CT1 | GT | OP | CT | NG | 3543 | 1016975 | 3.9741 | 0.0078154 | EPA/CAMD | NEI avg EF - PM, fuel type, firing type | 2013
2019 | ND | Pioneer Generating Station | 57881 | CT2 | GT | OP | CT | NG | 3336 | 972889.1 | 3.8018 | 0.0078154 | EPA/CAMD | NEI avg EF - PM, fuel type, firing type | 2013
2019 | ND | Pioneer Generating Station | 57881 | CT3 | GT | OP | CT | NG | 3537 | 997320.8 | 3.8973 | 0.0078154 | EPA/CAMD | NEI avg EF - PM, fuel type, firing type | 2014
2019 | ND | R M Heskett | 2790 | B2 | ST | OP | FLUIDIZED | LIG | 7361 | 4682322 | 116.9644 | 0.04996 | EPA/CAMD | EPA/NEI | 1963
2019 | ND | R M Heskett | 2790 | CT6 | GT | OP | CT | NG | 127 | 44297.42 | 0.10568 | 0.0047713 | EPA/CAMD | EPA/NEI | 2014
2019 | ND | Spiritwood Station | 56786 | 001 | ST | OP | FLUIDIZED | LIG | 8120 | 4785971 | 42.1652 | 0.01762 | EPA/CAMD | EPA/NEI | 2011
2019 | NE | Ainsworth Wind | 56162 | 1 | WT | OP | NA | WND |  | 1133133 |  | 0 | EIA Prime Mover-level Data | Estimated using an emission factor
2019 | NE | Ansley | 2214 | 2 | IC | OP | NA | NG |  | 92.4 | 1.9496e-05 | 0.000422 | EIA Prime Mover-level Data | Estimated using an emission factor
2019 | NE | Ansley | 2214 | 3 | IC | OP | NA | DFO |  | 61.6 | 0.009548 | 0.31 | EIA Prime Mover-level Data | Estimated using an emission factor
2019 | NE | Archer Daniels Midland Columbus | 57046 | CFB1 | ST | OP | NA | SUB |  | 5252870 | 45.1333 | 0.017184 | EIA Unit-level Data | NEI avg EF - PM, fuel type
2019 | NE | Archer Daniels Midland Columbus | 57046 | CFB2 | ST | OP | NA | SUB |  | 5228028 | 44.9198 | 0.017184 | EIA Unit-level Data | NEI avg EF - PM, fuel type
2019 | NE | Archer Daniels Midland Lincoln | 10862 | GEN1 | ST | OP | NA | SUB |  | 1308513 | 11.2429 | 0.017184 | EIA Prime Mover-level Data | NEI avg EF - PM, fuel type
2019 | NE | Arnold | 2216 | 1 | IC | SB | NA | DFO |  |  |  | 0.30942
2019 | NE | Arnold | 2216 | 3 | IC | OS | NA | DFO |  |  |  | 0.30942
2019 | NE | Arnold | 2216 | 4 | IC | OS | NA | DFO |  |  |  | 0.30942
2019 | NE | Arnold | 2216 | 2A | IC | OS | NA | DFO |  |  |  | 0.30942
2019 | NE | Auburn | 2215 | 1 | IC | OP | NA | NG |  | 206.374 | 4.3545e-05 | 0.000422 | EIA Prime Mover-level Data | Estimated using an emission factor
2019 | NE | Auburn | 2215 | 2 | IC | OP | NA | NG |  | 85.989 | 1.8144e-05 | 0.000422 | EIA Prime Mover-level Data | Estimated using an emission factor
2019 | NE | Auburn | 2215 | 5 | IC | OP | NA | NG |  | 283.765 | 5.9874e-05 | 0.000422 | EIA Prime Mover-level Data | Estimated using an emission factor
2019 | NE | Auburn | 2215 | 6 | IC | OP | NA | NG |  | 232.171 | 4.8988e-05 | 0.000422 | EIA Prime Mover-level Data | Estimated using an emission factor
2019 | NE | Auburn | 2215 | 7 | IC | OP | NA | NG |  | 481.54 | 0.0001016 | 0.000422 | EIA Prime Mover-level Data | Estimated using an emission factor
2019 | NE | Auburn | 2215 | 4A | IC | OP | NA | NG |  | 318.16 | 6.7132e-05 | 0.000422 | EIA Prime Mover-level Data | Estimated using an emission factor
2019 | NE | Beaver City | 2217 | 1 | IC | OP | NA | DFO |  |  |  | 0.30942
2019 | NE | Beaver City | 2217 | 2 | IC | OP | NA | NG |  |  |  | 0.0004219
2019 | NE | Beaver City | 2217 | 3 | IC | OP | NA | DFO |  |  |  | 0.30942
2019 | NE | Beaver City | 2217 | 4 | IC | OP | NA | NG |  |  |  | 0.0004219
2019 | NE | Broken Bow | 2221 | 1 | IC | OP | NA | DFO |  | 20466.72 | 3.1723 | 0.31 | EIA Prime Mover-level Data | Estimated using an emission factor
2019 | NE | Broken Bow | 2221 | 2 | IC | OP | NA | NG |  | 143267.1 | 0.030229 | 0.000422 | EIA Prime Mover-level Data | Estimated using an emission factor
2019 | NE | Broken Bow | 2221 | 3 | IC | OP | NA | DFO |  | 32746.76 | 5.0757 | 0.31 | EIA Prime Mover-level Data | Estimated using an emission factor
2019 | NE | Broken Bow | 2221 | 4 | IC | OP | NA | NG |  | 32746.76 | 0.0069096 | 0.000422 | EIA Prime Mover-level Data | Estimated using an emission factor
2019 | NE | Broken Bow | 2221 | 5 | IC | OP | NA | NG |  | 40933.45 | 0.008637 | 0.000422 | EIA Prime Mover-level Data | Estimated using an emission factor
2019 | NE | Broken Bow | 2221 | 6 | IC | OP | NA | NG |  | 85960.24 | 0.018138 | 0.000422 | EIA Prime Mover-level Data | Estimated using an emission factor
2019 | NE | Broken Bow Wind II, LLC | 58981 | BBII | WT | OP | NA | WND |  | 2612211 |  | 0 | EIA Prime Mover-level Data | Estimated using an emission factor
2019 | NE | Broken Bow Wind LLC | 57593 | 1 | WT | OP | NA | WND |  | 2467859 |  | 0 | EIA Prime Mover-level Data | Estimated using an emission factor
2019 | NE | Burt County Wind | 61511 | BCNE | WT | L | NA | WND
2019 | NE | Burwell | 2222 | 1 | IC | OP | NA | DFO |  | 110 | 0.01705 | 0.31 | EIA Prime Mover-level Data | Estimated using an emission factor
2019 | NE | Burwell | 2222 | 2 | IC | OP | NA | DFO |  | 93.077 | 0.014427 | 0.31 | EIA Prime Mover-level Data | Estimated using an emission factor
2019 | NE | Burwell | 2222 | 3 | IC | OP | NA | DFO |  | 76.154 | 0.011804 | 0.31 | EIA Prime Mover-level Data | Estimated using an emission factor
2019 | NE | Burwell | 2222 | 4 | IC | SB | NA | DFO |  | 50.769 | 0.0078692 | 0.31 | EIA Prime Mover-level Data | Estimated using an emission factor
2019 | NE | Cambridge | 2223 | 1 | IC | RE | NA | DFO
2019 | NE | Cambridge | 2223 | 2 | IC | RE | NA | DFO
2019 | NE | Cambridge | 2223 | 3 | IC | RE | NA | DFO
2019 | NE | Cambridge | 2223 | CAT1 | IC | SB | NA | DFO |  | 29 | 0.004495 | 0.31 | EIA Prime Mover-level Data | Estimated using an emission factor
2019 | NE | Cambridge | 2223 | CAT2 | IC | OP | NA | DFO |  | 29 | 0.004495 | 0.31 | EIA Prime Mover-level Data | Estimated using an emission factor
2019 | NE | Campbell Village | 2225 | 1 | IC | RE | NA | DFO
2019 | NE | Campbell Village | 2225 | 2 | IC | RE | NA | DFO
2019 | NE | Campbell Village | 2225 | 3 | IC | RE | NA | DFO
2019 | NE | Campbell Village | 2225 | IC4 | IC | SB | NA | DFO |  |  |  | 0.30942
2019 | NE | CCC Hastings Wind Turbine | 60931 | WT1 | WT | OP | NA | WND |  | 65134 |  | 0 | EIA Prime Mover-level Data | Estimated using an emission factor
2019 | NE | Chappell | 2230 | 1 | IC | RE | NA | DFO
2019 | NE | Chappell | 2230 | 5 | IC | OP | NA | DFO |  | 96 | 0.01488 | 0.31 | EIA Prime Mover-level Data | Estimated using an emission factor
2019 | NE | City Light & Water | 7481 | 1 | IC | OP | NA | DFO |  | 64.385 | 0.0099797 | 0.31 | EIA Prime Mover-level Data | Estimated using an emission factor
2019 | NE | City Light & Water | 7481 | 2 | IC | OP | NA | DFO |  | 28.615 | 0.0044353 | 0.31 | EIA Prime Mover-level Data | Estimated using an emission factor
2019 | NE | City of Lexington | 61467 | LXNE1 | PV | OP | NA | SUN |  | 57715 |  | 0 | EIA Prime Mover-level Data | Estimated using an emission factor
2019 | NE | Columbus | 2260 | 1 | HY | OP | NA | WAT |  | 229717.3 |  | 1.5381e-07 | EIA Prime Mover-level Data | NEI avg EF - PM, fuel type, firing type
2019 | NE | Columbus | 2260 | 2 | HY | OP | NA | WAT |  | 229717.3 |  | 1.5381e-07 | EIA Prime Mover-level Data | NEI avg EF - PM, fuel type, firing type
2019 | NE | Columbus | 2260 | 3 | HY | OP | NA | WAT |  | 229717.3 |  | 1.5381e-07 | EIA Prime Mover-level Data | NEI avg EF - PM, fuel type, firing type
2019 | NE | Cooper Nuclear Station | 8036 | 1 | ST | OP | NA | NUC |  | 72585890 |  | 0 | EIA Prime Mover-level Data | Estimated using an emission factor
2019 | NE | Cottonwood Wind Energy Center | 61407 | CTNWD | WT | OP | NA | WND |  | 3773114 |  | 0 | EIA Prime Mover-level Data | Estimated using an emission factor
2019 | NE | Creston Ridge II, LLC | 61668 | CR2-1 | WT | OP | NA | WND |  | 85564.66 |  | 0 | EIA Prime Mover-level Data | Estimated using an emission factor
2019 | NE | Creston Ridge II, LLC | 61668 | CR2-2 | WT | OP | NA | WND |  | 85564.66 |  | 0 | EIA Prime Mover-level Data | Estimated using an emission factor
2019 | NE | Creston Ridge II, LLC | 61668 | CR2-3 | WT | OP | NA | WND |  | 85564.66 |  | 0 | EIA Prime Mover-level Data | Estimated using an emission factor
2019 | NE | Creston Ridge Wind Farm | 60932 | WT1 | WT | OP | NA | WND |  | 245687 |  | 0 | EIA Prime Mover-level Data | Estimated using an emission factor
2019 | NE | Crete | 2231 | 1 | IC | RE | NA | DFO
2019 | NE | Crete | 2231 | 2 | IC | RE | NA | NG
2019 | NE | Crete | 2231 | 3 | IC | RE | NA | NG
2019 | NE | Crete | 2231 | 4 | IC | RE | NA | NG
2019 | NE | Crete | 2231 | 5 | IC | RE | NA | NG
2019 | NE | Crete | 2231 | 6 | IC | RE | NA | NG
2019 | NE | Crete | 2231 | 7 | IC | OP | NA | NG |  | 607 | 0.00012808 | 0.000422 | EIA Prime Mover-level Data | Estimated using an emission factor
2019 | NE | Crofton Bluffs Wind LLC | 57278 | CWET1 | WT | OP | NA | WND |  | 1400830 |  | 0 | EIA Prime Mover-level Data | Estimated using an emission factor
2019 | NE | Cuming County Renewables, LLC | 63393 | T-1 | WT | OP | NA | WND |  | 4140 |  | 0 | EIA Prime Mover-level Data | Estimated using an emission factor
2019 | NE | Curtis | 2232 | 2 | IC | OP | NA | NG |  | 129.706 | 2.7368e-05 | 0.000422 | EIA Prime Mover-level Data | Estimated using an emission factor
2019 | NE | Curtis | 2232 | 3 | IC | OP | NA | NG |  | 158.529 | 3.345e-05 | 0.000422 | EIA Prime Mover-level Data | Estimated using an emission factor
2019 | NE | Curtis | 2232 | 4 | IC | OP | NA | NG |  | 201.765 | 4.2572e-05 | 0.000422 | EIA Prime Mover-level Data | Estimated using an emission factor
2019 | NE | David City | 2233 | 1 | IC | OP | NA | NG |  | 23.915 | 5.0461e-06 | 0.000422 | EIA Prime Mover-level Data | Estimated using an emission factor
2019 | NE | David City | 2233 | 2 | IC | OP | NA | DFO |  | 15.943 | 0.0024712 | 0.31 | EIA Prime Mover-level Data | Estimated using an emission factor
2019 | NE | David City | 2233 | 3 | IC | OP | NA | NG |  | 15.943 | 3.364e-06 | 0.000422 | EIA Prime Mover-level Data | Estimated using an emission factor
2019 | NE | David City | 2233 | 4 | IC | OP | NA | NG |  | 36.67 | 7.7374e-06 | 0.000422 | EIA Prime Mover-level Data | Estimated using an emission factor
2019 | NE | David City | 2233 | 5 | IC | OP | NA | DFO |  | 25.509 | 0.0039539 | 0.31 | EIA Prime Mover-level Data | Estimated using an emission factor
2019 | NE | David City | 2233 | 6 | IC | OP | NA | DFO |  | 25.509 | 0.0039539 | 0.31 | EIA Prime Mover-level Data | Estimated using an emission factor
2019 | NE | David City | 2233 | 7 | IC | OP | NA | DFO |  | 25.509 | 0.0039539 | 0.31 | EIA Prime Mover-level Data | Estimated using an emission factor
2019 | NE | Deshler | 2234 | 2 | IC | RE | NA | DFO |  |  |  | 0.31
2019 | NE | Deshler | 2234 | 4 | IC | OP | NA | DFO |  |  |  | 0.30942
2019 | NE | Deshler | 2234 | 5 | IC | OP | NA | DFO |  |  |  | 0.30942
2019 | NE | Deshler | 2234 | 1A | IC | RE | NA | DFO |  |  |  | 0.31
2019 | NE | Don Henry | 2243 | 1 | GT | SB | NA | NG |  | 632 | 0.0017328 | 0.0054834 | EIA Prime Mover-level Data | NEI avg EF - PM, fuel type, firing type
2019 | NE | Elk City Station | 7955 | 1 | IC | OP | NA | LFG |  | 69234.75 | 0.50888 | 0.0147 | EIA Prime Mover-level Data | Estimated using an emission factor
2019 | NE | Elk City Station | 7955 | 2 | IC | OP | NA | LFG |  | 69234.75 | 0.50888 | 0.0147 | EIA Prime Mover-level Data | Estimated using an emission factor
2019 | NE | Elk City Station | 7955 | 3 | IC | OP | NA | LFG |  | 69234.75 | 0.50888 | 0.0147 | EIA Prime Mover-level Data | Estimated using an emission factor
2019 | NE | Elk City Station | 7955 | 4 | IC | OP | NA | LFG |  | 69234.75 | 0.50888 | 0.0147 | EIA Prime Mover-level Data | Estimated using an emission factor
2019 | NE | Elk City Station | 7955 | 5 | IC | OP | NA | LFG |  | 69234.75 | 0.50888 | 0.0147 | EIA Prime Mover-level Data | Estimated using an emission factor
2019 | NE | Elk City Station | 7955 | 6 | IC | OP | NA | LFG |  | 69234.75 | 0.50888 | 0.0147 | EIA Prime Mover-level Data | Estimated using an emission factor
2019 | NE | Elk City Station | 7955 | 7 | IC | OP | NA | LFG |  | 69234.75 | 0.50888 | 0.0147 | EIA Prime Mover-level Data | Estimated using an emission factor
2019 | NE | Elk City Station | 7955 | 8 | IC | OP | NA | LFG |  | 69234.75 | 0.50888 | 0.0147 | EIA Prime Mover-level Data | Estimated using an emission factor
2019 | NE | Elkhorn Ridge Wind LLC | 56947 | 1 | WT | OP | NA | WND |  | 1840981 |  | 0 | EIA Prime Mover-level Data | Estimated using an emission factor
2019 | NE | Emerson | 2235 | 2 | IC | OP | NA | NG |  | 54.312 | 1.146e-05 | 0.000422 | EIA Prime Mover-level Data | Estimated using an emission factor
2019 | NE | Emerson | 2235 | 3 | IC | OP | NA | DFO |  | 4.938 | 0.00076539 | 0.31 | EIA Prime Mover-level Data | Estimated using an emission factor
2019 | NE | Emerson | 2235 | 4 | IC | OP | NA | NG |  | 19.75 | 4.1673e-06 | 0.000422 | EIA Prime Mover-level Data | Estimated using an emission factor
2019 | NE | Falls City | 2237 | 1 | IC | OP | NA | DFO |  | 34.409 | 0.0053334 | 0.31 | EIA Prime Mover-level Data | Estimated using an emission factor
2019 | NE | Falls City | 2237 | 2 | IC | OP | NA | DFO |  | 51.613 | 0.008 | 0.31 | EIA Prime Mover-level Data | Estimated using an emission factor
2019 | NE | Falls City | 2237 | 3 | IC | OP | NA | NG |  | 154.84 | 3.2671e-05 | 0.000422 | EIA Prime Mover-level Data | Estimated using an emission factor
2019 | NE | Falls City | 2237 | 4 | IC | OP | NA | NG |  | 63.083 | 1.3311e-05 | 0.000422 | EIA Prime Mover-level Data | Estimated using an emission factor
2019 | NE | Falls City | 2237 | 5 | IC | OP | NA | NG |  | 114.696 | 2.4201e-05 | 0.000422 | EIA Prime Mover-level Data | Estimated using an emission factor
2019 | NE | Falls City | 2237 | 6 | IC | OP | NA | NG |  | 143.371 | 3.0251e-05 | 0.000422 | EIA Prime Mover-level Data | Estimated using an emission factor
2019 | NE | Falls City | 2237 | 7 | IC | OP | NA | NG |  | 355.559 | 7.5023e-05 | 0.000422 | EIA Prime Mover-level Data | Estimated using an emission factor
2019 | NE | Falls City | 2237 | 8 | IC | OP | NA | NG |  | 344.089 | 7.2603e-05 | 0.000422 | EIA Prime Mover-level Data | Estimated using an emission factor
2019 | NE | Falls City | 2237 | 9 | IC | OP | NA | NG |  | 533.339 | 0.00011253 | 0.000422 | EIA Prime Mover-level Data | Estimated using an emission factor
2019 | NE | Flat Water Wind Farm LLC | 57283 | WTG1 | WT | OP | NA | WND |  | 1800095 |  | 0 | EIA Prime Mover-level Data | Estimated using an emission factor
2019 | NE | Flat Water Wind Farm LLC | 57283 | WTG2 | WT | P | NA | WND
2019 | NE | Fort Calhoun | 2289 | 1 | ST | RE | NA | NUC
2019 | NE | Fort Calhoun Community Solar | 63844 | FTCAL | PV | OP | NA | SUN |  | 881 |  | 0 | EIA Prime Mover-level Data | Estimated using an emission factor
2019 | NE | Franklin (NE) | 2238 | 1 | IC | OP | NA | NG |  | 24.154 | 5.0965e-06 | 0.000422 | EIA Prime Mover-level Data | Estimated using an emission factor
2019 | NE | Franklin (NE) | 2238 | 2 | IC | OP | NA | NG |  | 52.333 | 1.1042e-05 | 0.000422 | EIA Prime Mover-level Data | Estimated using an emission factor
2019 | NE | Franklin (NE) | 2238 | 3 | IC | OP | NA | NG |  | 44.282 | 9.3435e-06 | 0.000422 | EIA Prime Mover-level Data | Estimated using an emission factor
2019 | NE | Franklin (NE) | 2238 | 4 | IC | OP | NA | NG |  | 36.231 | 7.6447e-06 | 0.000422 | EIA Prime Mover-level Data | Estimated using an emission factor
2019 | NE | Gavins Point | 6624 | 1 | HY | OP | NA | WAT |  | 1893973 |  | 1.5381e-07 | EIA Prime Mover-level Data | NEI avg EF - PM, fuel type, firing type
2019 | NE | Gavins Point | 6624 | 2 | HY | OP | NA | WAT |  | 1893973 |  | 1.5381e-07 | EIA Prime Mover-level Data | NEI avg EF - PM, fuel type, firing type
2019 | NE | Gavins Point | 6624 | 3 | HY | OP | NA | WAT |  | 1893973 |  | 1.5381e-07 | EIA Prime Mover-level Data | NEI avg EF - PM, fuel type, firing type
2019 | NE | Grande Prairie Wind Farm | 58695 | 1 | WT | OP | NA | WND |  | 12769480 |  | 0 | EIA Prime Mover-level Data | Estimated using an emission factor
2019 | NE | Hastings Community Solar Farm | 62833 | PV | PV | OP | NA | SUN |  | 6109 |  | 0 | EIA Prime Mover-level Data | Estimated using an emission factor
2019 | NE | Holdrege Solar Center | 59713 | HDSC | PV | OP | NA | SUN |  | 58080 |  | 0 | EIA Prime Mover-level Data | Estimated using an emission factor
2019 | NE | Jeffrey | 2227 | 1 | HY | OP | NA | WAT |  | 589969.5 |  | 1.5381e-07 | EIA Prime Mover-level Data | NEI avg EF - PM, fuel type, firing type
2019 | NE | Jeffrey | 2227 | 2 | HY | OP | NA | WAT |  | 589969.5 |  | 1.5381e-07 | EIA Prime Mover-level Data | NEI avg EF - PM, fuel type, firing type
2019 | NE | Johnson 1 | 2228 | 1 | HY | OP | NA | WAT |  | 499532 |  | 1.5381e-07 | EIA Prime Mover-level Data | NEI avg EF - PM, fuel type, firing type
2019 | NE | Johnson 1 | 2228 | 2 | HY | OP | NA | WAT |  | 499532 |  | 1.5381e-07 | EIA Prime Mover-level Data | NEI avg EF - PM, fuel type, firing type
2019 | NE | Johnson 2 | 2229 | 1 | HY | OP | NA | WAT |  | 1259239 |  | 1.5381e-07 | EIA Prime Mover-level Data | NEI avg EF - PM, fuel type, firing type
2019 | NE | Kearney | 2268 | 1 | HY | OP | NA | WAT |  | 3596 |  | 1.5381e-07 | EIA Prime Mover-level Data | NEI avg EF - PM, fuel type, firing type
2019 | NE | Kearney NPPD Solar Project | 61884 | PV1 | PV | OP | NA | SUN |  | 94346 |  | 0 | EIA Prime Mover-level Data | Estimated using an emission factor
2019 | NE | Kimball | 2248 | 1 | IC | OP | NA | DFO |  | 60.833 | 0.0094291 | 0.31 | EIA Prime Mover-level Data | Estimated using an emission factor
2019 | NE | Kimball | 2248 | 2 | IC | OP | NA | DFO |  | 60.833 | 0.0094291 | 0.31 | EIA Prime Mover-level Data | Estimated using an emission factor
2019 | NE | Kimball | 2248 | 3 | IC | OP | NA | DFO |  | 79.083 | 0.012258 | 0.31 | EIA Prime Mover-level Data | Estimated using an emission factor
2019 | NE | Kimball | 2248 | 4 | IC | OP | NA | DFO |  | 79.083 | 0.012258 | 0.31 | EIA Prime Mover-level Data | Estimated using an emission factor
2019 | NE | Kimball | 2248 | 5 | IC | OP | NA | DFO |  | 66.917 | 0.010372 | 0.31 | EIA Prime Mover-level Data | Estimated using an emission factor
2019 | NE | Kimball | 2248 | 6 | IC | OP | NA | DFO |  | 237.25 | 0.036774 | 0.31 | EIA Prime Mover-level Data | Estimated using an emission factor
2019 | NE | Kimball Wind | 56106 | 1 | WT | RE | NA | WND
2019 | NE | Kimball Wind | 56106 | KIM01 | WT | OP | NA | WND |  | 1034251 |  | 0 | EIA Prime Mover-level Data | Estimated using an emission factor
2019 | NE | Kingsley | 785 | 1 | HY | OP | NA | WAT |  | 931554 |  | 1.5381e-07 | EIA Prime Mover-level Data | NEI avg EF - PM, fuel type, firing type
2019 | NE | Laredo Ridge Wind LLC | 57262 | 1 | WT | OP | NA | WND |  | 2291935 |  | 0 | EIA Prime Mover-level Data | Estimated using an emission factor
2019 | NE | Laurel | 2249 | 1 | IC | SB | NA | NG |  | 9.286 | 1.9593e-06 | 0.000422 | EIA Prime Mover-level Data | Estimated using an emission factor
2019 | NE | Laurel | 2249 | 2 | IC | SB | NA | NG |  | 6.429 | 1.3565e-06 | 0.000422 | EIA Prime Mover-level Data | Estimated using an emission factor
2019 | NE | Laurel | 2249 | 3 | IC | RE | NA | NG
2019 | NE | Laurel | 2249 | 4 | IC | RE | NA | NG
2019 | NE | Laurel | 2249 | 6 | IC | RE | NA | NG
2019 | NE | Laurel | 2249 | 7 | IC | SB | NA | NG |  | 9.286 | 1.9593e-06 | 0.000422 | EIA Prime Mover-level Data | Estimated using an emission factor
2019 | NE | Lon D Wright Power Plant | 2240 | CTNWD | WT | OP | NA | WND |  | 1731883 |  | 0 | EIA Prime Mover-level Data | Estimated using an emission factor
2019 | NE | Lon D Wright Power Plant | 2240 | SLR1 | PV | OP | NA | SUN |  | 19838.56 |  | 0 | EIA Prime Mover-level Data | Estimated using an emission factor
2019 | NE | Lon D Wright Power Plant | 2240 | SLR2 | PV | OP | NA | SUN |  | 15260.43 |  | 0 | EIA Prime Mover-level Data | Estimated using an emission factor
2019 | NE | Lyons | 2253 | 2 | IC | OP | NA | DFO |  |  |  | 0.30942
2019 | NE | Lyons | 2253 | 3 | IC | OP | NA | DFO |  |  |  | 0.30942
2019 | NE | Lyons | 2253 | 5 | IC | RE | NA | DFO
2019 | NE | Lyons | 2253 | 4A | IC | OP | NA | DFO |  |  |  | 0.30942
2019 | NE | Madison Utilities | 7469 | FM1 | IC | OP | NA | DFO |  | 27.241 | 0.0042224 | 0.31 | EIA Prime Mover-level Data | Estimated using an emission factor
2019 | NE | Madison Utilities | 7469 | FM2 | IC | OP | NA | DFO |  | 17.707 | 0.0027446 | 0.31 | EIA Prime Mover-level Data | Estimated using an emission factor
2019 | NE | Madison Utilities | 7469 | FM3 | IC | OP | NA | DFO |  | 14.983 | 0.0023224 | 0.31 | EIA Prime Mover-level Data | Estimated using an emission factor
2019 | NE | Madison Utilities | 7469 | FM4 | IC | RE | NA | DFO
2019 | NE | Madison Utilities | 7469 | FM5 | IC | OP | NA | DFO |  | 19.069 | 0.0029557 | 0.31 | EIA Prime Mover-level Data | Estimated using an emission factor
2019 | NE | Milligan III Wind Farm | 61159 | M3001 | WT | T | NA | WND
2019 | NE | Missouri River Wastewater Treatment | 55033 | 6013 | IC | OP | NA | OBG |  | 49343.33 | 0.36267 | 0.0147 | EIA Prime Mover-level Data | Estimated using an emission factor
2019 | NE | Missouri River Wastewater Treatment | 55033 | 6101 | IC | OP | NA | OBG |  | 49343.33 | 0.36267 | 0.0147 | EIA Prime Mover-level Data | Estimated using an emission factor
2019 | NE | Missouri River Wastewater Treatment | 55033 | 6102 | IC | OP | NA | OBG |  | 49343.33 | 0.36267 | 0.0147 | EIA Prime Mover-level Data | Estimated using an emission factor
2019 | NE | Mobile | 6229 | 1 | IC | OP | NA | DFO |  | 250.645 | 0.03885 | 0.31 | EIA Prime Mover-level Data | Estimated using an emission factor
2019 | NE | Mobile | 6229 | 2 | IC | OP | NA | DFO |  | 401.032 | 0.06216 | 0.31 | EIA Prime Mover-level Data | Estimated using an emission factor
2019 | NE | Mobile | 6229 | 3 | IC | RE | NA | DFO
2019 | NE | Mobile | 6229 | 500 | IC | OP | NA | DFO |  | 125.323 | 0.019425 | 0.31 | EIA Prime Mover-level Data | Estimated using an emission factor
2019 | NE | Monroe (NE) | 2273 | 1 | HY | OP | NA | WAT |  | 45701.33 |  | 1.5381e-07 | EIA Prime Mover-level Data | NEI avg EF - PM, fuel type, firing type
2019 | NE | Monroe (NE) | 2273 | 2 | HY | OP | NA | WAT |  | 45701.33 |  | 1.5381e-07 | EIA Prime Mover-level Data | NEI avg EF - PM, fuel type, firing type
2019 | NE | Monroe (NE) | 2273 | 3 | HY | OP | NA | WAT |  | 45701.33 |  | 1.5381e-07 | EIA Prime Mover-level Data | NEI avg EF - PM, fuel type, firing type
2019 | NE | Monument Road | 61033 | MR001 | WT | L | NA | WND
2019 | NE | Nebraska City # 1 | 2255 | 2 | IC | OP | NA | DFO |  | 478.678 | 0.074195 | 0.31 | EIA Prime Mover-level Data | Estimated using an emission factor
2019 | NE | Nebraska City # 1 | 2255 | 3 | IC | OP | NA | NG |  | 797.797 | 0.00016834 | 0.000422 | EIA Prime Mover-level Data | Estimated using an emission factor
2019 | NE | Nebraska City # 1 | 2255 | 4 | IC | OP | NA | NG |  | 989.268 | 0.00020874 | 0.000422 | EIA Prime Mover-level Data | Estimated using an emission factor
2019 | NE | Nebraska City # 1 | 2255 | 5 | IC | OP | NA | NG |  | 638.238 | 0.00013467 | 0.000422 | EIA Prime Mover-level Data | Estimated using an emission factor
2019 | NE | Nebraska City # 1 | 2255 | 8 | IC | OP | NA | NG |  | 1308.387 | 0.00027607 | 0.000422 | EIA Prime Mover-level Data | Estimated using an emission factor
2019 | NE | Nebraska City # 1 | 2255 | 9 | IC | OP | NA | NG |  | 2042.36 | 0.00043094 | 0.000422 | EIA Prime Mover-level Data | Estimated using an emission factor
2019 | NE | Nebraska City # 1 | 2255 | 10 | IC | OP | NA | NG |  | 2074.272 | 0.00043767 | 0.000422 | EIA Prime Mover-level Data | Estimated using an emission factor
2019 | NE | Nebraska City # 2 | 7555 | 11 | IC | OP | NA | NG |  | 382 | 8.0602e-05 | 0.000422 | EIA Prime Mover-level Data | Estimated using an emission factor
2019 | NE | Nebraska City # 2 | 7555 | 12 | IC | OP | NA | NG |  | 382 | 8.0602e-05 | 0.000422 | EIA Prime Mover-level Data | Estimated using an emission factor
2019 | NE | Nebraska City # 2 | 7555 | 13 | IC | OP | NA | DFO |  | 382 | 0.05921 | 0.31 | EIA Prime Mover-level Data | Estimated using an emission factor
2019 | NE | North Denver | 2244 | 4 | ST | SB | NA | NG |  | 2575.568 | 0.01037 | 0.0080524 | EIA Unit-level Data | NEI avg EF - PM, fuel type
2019 | NE | North Denver | 2244 | 5 | ST | SB | NA | NG |  | 5176.677 | 0.020842 | 0.0080524 | EIA Unit-level Data | NEI avg EF - PM, fuel type
2019 | NE | North Platte | 2274 | 1 | HY | OP | NA | WAT |  | 511877.5 |  | 1.5381e-07 | EIA Prime Mover-level Data | NEI avg EF - PM, fuel type, firing type
2019 | NE | North Platte | 2274 | 2 | HY | OP | NA | WAT |  | 511877.5 |  | 1.5381e-07 | EIA Prime Mover-level Data | NEI avg EF - PM, fuel type, firing type
2019 | NE | Ord | 2294 | 1 | IC | OP | NA | DFO |  | 430.417 | 0.066715 | 0.31 | EIA Prime Mover-level Data | Estimated using an emission factor
2019 | NE | Ord | 2294 | 2 | IC | OP | NA | DFO |  | 129.125 | 0.020014 | 0.31 | EIA Prime Mover-level Data | Estimated using an emission factor
2019 | NE | Ord | 2294 | 3 | IC | OP | NA | DFO |  | 215.208 | 0.033357 | 0.31 | EIA Prime Mover-level Data | Estimated using an emission factor
2019 | NE | Ord | 2294 | 4A | IC | OP | NA | DFO |  | 129.125 | 0.020014 | 0.31 | EIA Prime Mover-level Data | Estimated using an emission factor
2019 | NE | Ord | 2294 | 5A | IC | OP | NA | DFO |  | 129.125 | 0.020014 | 0.31 | EIA Prime Mover-level Data | Estimated using an emission factor
2019 | NE | Oxford (NE) | 2295 | 2 | IC | OP | NA | NG |  | 114.706 | 2.4203e-05 | 0.000422 | EIA Prime Mover-level Data | Estimated using an emission factor
2019 | NE | Oxford (NE) | 2295 | 3 | IC | OP | NA | NG |  | 172.059 | 3.6304e-05 | 0.000422 | EIA Prime Mover-level Data | Estimated using an emission factor
2019 | NE | Oxford (NE) | 2295 | 4 | IC | OP | NA | NG |  | 114.706 | 2.4203e-05 | 0.000422 | EIA Prime Mover-level Data | Estimated using an emission factor
2019 | NE | Oxford (NE) | 2295 | 5 | IC | OP | NA | NG |  | 248.529 | 5.244e-05 | 0.000422 | EIA Prime Mover-level Data | Estimated using an emission factor
2019 | NE | Papillion Creek Wastewater | 55027 | 951 | IC | SB | NA | OBG |  | 26098.33 | 0.19182 | 0.0147 | EIA Prime Mover-level Data | Estimated using an emission factor
2019 | NE | Papillion Creek Wastewater | 55027 | 952 | IC | OP | NA | OBG |  | 26098.33 | 0.19182 | 0.0147 | EIA Prime Mover-level Data | Estimated using an emission factor
2019 | NE | Papillion Creek Wastewater | 55027 | 953 | IC | OP | NA | OBG |  | 26098.33 | 0.19182 | 0.0147 | EIA Prime Mover-level Data | Estimated using an emission factor
2019 | NE | Pender | 2296 | 1 | IC | OP | NA | NG |  | 119.388 | 2.5191e-05 | 0.000422 | EIA Prime Mover-level Data | Estimated using an emission factor
2019 | NE | Pender | 2296 | 2 | IC | OP | NA | NG |  | 159.184 | 3.3588e-05 | 0.000422 | EIA Prime Mover-level Data | Estimated using an emission factor
2019 | NE | Pender | 2296 | 3 | IC | OP | NA | NG |  | 39.796 | 8.397e-06 | 0.000422 | EIA Prime Mover-level Data | Estimated using an emission factor
2019 | NE | Pender | 2296 | 4 | IC | OP | NA | NG |  | 71.633 | 1.5115e-05 | 0.000422 | EIA Prime Mover-level Data | Estimated using an emission factor
2019 | NE | Pender | 2296 | 5 | IC | RE | NA | NG
2019 | NE | Perennial Windfarm | 61677 | T-1 | WT | OP | NA | WND |  | 91583.66 |  | 0 | EIA Prime Mover-level Data | Estimated using an emission factor
2019 | NE | Perennial Windfarm | 61677 | T-2 | WT | OP | NA | WND |  | 91583.66 |  | 0 | EIA Prime Mover-level Data | Estimated using an emission factor
2019 | NE | Perennial Windfarm | 61677 | T-3 | WT | OP | NA | WND |  | 91583.66 |  | 0 | EIA Prime Mover-level Data | Estimated using an emission factor
2019 | NE | Plainview Muncipal Power | 2297 | 1 | IC | OP | NA | DFO |  | 5.06 | 0.0007843 | 0.31 | EIA Prime Mover-level Data | Estimated using an emission factor
2019 | NE | Plainview Muncipal Power | 2297 | 3 | IC | OP | NA | DFO |  | 4.14 | 0.0006417 | 0.31 | EIA Prime Mover-level Data | Estimated using an emission factor
2019 | NE | Plainview Muncipal Power | 2297 | 4 | IC | OP | NA | DFO |  | 5.52 | 0.0008556 | 0.31 | EIA Prime Mover-level Data | Estimated using an emission factor
2019 | NE | Plainview Muncipal Power | 2297 | 5 | IC | OP | NA | DFO |  | 8.28 | 0.0012834 | 0.31 | EIA Prime Mover-level Data | Estimated using an emission factor
2019 | NE | Plum Creek Wind Project (NE) | 62711 | PLUM | WT | CN | NA | WND
2019 | NE | Polk County Renewables, LLC | 62333 | T-1 | WT | OP | NA | WND |  | 89878 |  | 0 | EIA Prime Mover-level Data | Estimated using an emission factor
2019 | NE | Prairie Breeze | 58322 | 1 | WT | OP | NA | WND |  | 5743375 |  | 0 | EIA Prime Mover-level Data | Estimated using an emission factor
2019 | NE | Prairie Breeze II | 60262 | GEN1 | WT | OP | NA | WND |  | 2428103 |  | 0 | EIA Prime Mover-level Data | Estimated using an emission factor
2019 | NE | Prairie Breeze III | 60314 | GEN1 | WT | OP | NA | WND |  | 1150344 |  | 0 | EIA Prime Mover-level Data | Estimated using an emission factor
2019 | NE | Rattlesnake Creek Wind Project | 59292 | RCWP | WT | OP | NA | WND |  | 9144421 |  | 0 | EIA Prime Mover-level Data | Estimated using an emission factor
2019 | NE | Red Cloud | 2299 | 1 | IC | RE | NA | DFO
2019 | NE | Red Cloud | 2299 | 2 | IC | OP | NA | DFO |  | 166.421 | 0.025795 | 0.31 | EIA Prime Mover-level Data | Estimated using an emission factor
2019 | NE | Red Cloud | 2299 | 3 | IC | OP | NA | DFO |  | 240.386 | 0.03726 | 0.31 | EIA Prime Mover-level Data | Estimated using an emission factor
2019 | NE | Red Cloud | 2299 | 4 | IC | OP | NA | DFO |  | 240.386 | 0.03726 | 0.31 | EIA Prime Mover-level Data | Estimated using an emission factor
2019 | NE | Red Cloud | 2299 | 5 | IC | OP | NA | DFO |  | 406.807 | 0.063055 | 0.31 | EIA Prime Mover-level Data | Estimated using an emission factor
2019 | NE | Salt Valley Wind Plant | 7965 | G1 | WT | OP | NA | WND |  | 10520.5 |  | 0 | EIA Prime Mover-level Data | Estimated using an emission factor
2019 | NE | Salt Valley Wind Plant | 7965 | G2 | WT | OP | NA | WND |  | 10520.5 |  | 0 | EIA Prime Mover-level Data | Estimated using an emission factor
2019 | NE | Sargent | 2300 | 1 | IC | OP | NA | DFO |  | 8.25 | 0.0012787 | 0.31 | EIA Prime Mover-level Data | Estimated using an emission factor
2019 | NE | Sargent | 2300 | 3 | IC | OP | NA | DFO |  | 6.75 | 0.0010463 | 0.31 | EIA Prime Mover-level Data | Estimated using an emission factor
2019 | NE | Sargent | 2300 | 4 | IC | OP | NA | DFO |  | 3 | 0.000465 | 0.31 | EIA Prime Mover-level Data | Estimated using an emission factor
2019 | NE | Seward Wind Farm | 61056 | T1 | WT | OP | NA | WND |  | 64395 |  | 0 | EIA Prime Mover-level Data | Estimated using an emission factor
2019 | NE | Sholes Wind Energy Center | 61889 | WSN1 | WT | OP | NA | WND |  | 1027326 |  | 0 | EIA Prime Mover-level Data | Estimated using an emission factor
2019 | NE | Sidney (NE) | 2302 | 1 | IC | OP | NA | NG |  | 8.471 | 1.7874e-06 | 0.000422 | EIA Prime Mover-level Data | Estimated using an emission factor
2019 | NE | Sidney (NE) | 2302 | 2 | IC | RE | NA | NG
2019 | NE | Sidney (NE) | 2302 | 3 | IC | OP | NA | DFO |  | 5.647 | 0.00087528 | 0.31 | EIA Prime Mover-level Data | Estimated using an emission factor
2019 | NE | Sidney (NE) | 2302 | 4 | IC | RE | NA | NG
2019 | NE | Sidney (NE) | 2302 | 5 | IC | OP | NA | NG |  | 21.882 | 4.6171e-06 | 0.000422 | EIA Prime Mover-level Data | Estimated using an emission factor
2019 | NE | South Sioux City Solar | 60823 | PV1 | PV | OP | NA | SUN |  | 25938 |  | 0 | EIA Prime Mover-level Data | Estimated using an emission factor
2019 | NE | Spalding | 2303 | 1 | HY | OP | NA | WAT |  |  |  | 1.5381e-07
2019 | NE | Spalding | 2303 | 2 | HY | OP | NA | WAT |  |  |  | 1.5381e-07
2019 | NE | Spalding | 2303 | 4 | IC | SB | NA | DFO |  | 16.105 | 0.0024963 | 0.31 | EIA Prime Mover-level Data | Estimated using an emission factor
2019 | NE | Spalding | 2303 | 5 | IC | SB | NA | DFO |  | 32.211 | 0.0049927 | 0.31 | EIA Prime Mover-level Data | Estimated using an emission factor
2019 | NE | Spalding | 2303 | 6 | IC | SB | NA | DFO |  | 104.684 | 0.016226 | 0.31 | EIA Prime Mover-level Data | Estimated using an emission factor
2019 | NE | Spencer Hydro | 2278 | 1 | HY | RE | NA | WAT |  | 9426.333 |  |  | EIA Prime Mover-level Data
2019 | NE | Spencer Hydro | 2278 | 2 | HY | RE | NA | WAT |  | 18852.67 |  |  | EIA Prime Mover-level Data
2019 | NE | Springview | 7771 | 1 | WT | RE | NA | WND
2019 | NE | Springview | 7771 | 2 | WT | RE | NA | WND
2019 | NE | Springview | 7771 | 3 | WT | OP | NA | WND |  | 33691.5 |  | 0 | EIA Prime Mover-level Data | Estimated using an emission factor
2019 | NE | Springview | 7771 | 4 | WT | OP | NA | WND |  | 33691.5 |  | 0 | EIA Prime Mover-level Data | Estimated using an emission factor
2019 | NE | Steele Flats Wind Project LLC | 58594 | 1 | WT | OP | NA | WND |  | 2739056 |  | 0 | EIA Prime Mover-level Data | Estimated using an emission factor
2019 | NE | Stuart (NE) | 2305 | 1 | IC | OP | NA | DFO |  | 54.526 | 0.0084515 | 0.31 | EIA Prime Mover-level Data | Estimated using an emission factor
2019 | NE | Stuart (NE) | 2305 | 2 | IC | SB | NA | DFO |  | 15.579 | 0.0024147 | 0.31 | EIA Prime Mover-level Data | Estimated using an emission factor
2019 | NE | Stuart (NE) | 2305 | 3 | IC | SB | NA | DFO |  | 15.579 | 0.0024147 | 0.31 | EIA Prime Mover-level Data | Estimated using an emission factor
2019 | NE | Stuart (NE) | 2305 | 5 | IC | OP | NA | DFO |  | 62.316 | 0.009659 | 0.31 | EIA Prime Mover-level Data | Estimated using an emission factor
2019 | NE | Syracuse # 2 | 2256 | 6 | IC | OP | NA | NG |  | 163.5 | 3.4499e-05 | 0.000422 | EIA Prime Mover-level Data | Estimated using an emission factor
2019 | NE | Syracuse # 2 | 2256 | 7 | IC | OP | NA | NG |  | 163.5 | 3.4499e-05 | 0.000422 | EIA Prime Mover-level Data | Estimated using an emission factor
2019 | NE | Tecumseh | 2308 | 1 | IC | OP | NA | DFO |  | 64.2 | 0.009951 | 0.31 | EIA Prime Mover-level Data | Estimated using an emission factor
2019 | NE | Tecumseh | 2308 | 2 | IC | OP | NA | DFO |  | 137.571 | 0.021324 | 0.31 | EIA Prime Mover-level Data | Estimated using an emission factor
2019 | NE | Tecumseh | 2308 | 3 | IC | OP | NA | DFO |  | 100.886 | 0.015637 | 0.31 | EIA Prime Mover-level Data | Estimated using an emission factor
2019 | NE | Tecumseh | 2308 | 4 | IC | OP | NA | DFO |  | 119.229 | 0.01848 | 0.31 | EIA Prime Mover-level Data | Estimated using an emission factor
2019 | NE | Tecumseh | 2308 | 5A | IC | OP | NA | DFO |  | 220.114 | 0.034118 | 0.31 | EIA Prime Mover-level Data | Estimated using an emission factor
2019 | NE | Thunderhead Wind Energy LLC | 62956 | GEN1 | WT | U | NA | WND
2019 | NE | TPW Petersburg | 57755 | PETE | WT | OP | NA | WND |  | 1341868 |  | 0 | EIA Prime Mover-level Data | Estimated using an emission factor
2019 | NE | Upstream Wind Energy LLC | 61784 | UWE | WT | OP | NA | WND |  | 6640628 |  | 0 | EIA Prime Mover-level Data | Estimated using an emission factor
2019 | NE | Valentine Wind, LLC | 59736 | 7772 | WT | OP | NA | WND |  | 51704 |  | 0 | EIA Prime Mover-level Data | Estimated using an emission factor
2019 | NE | Wahoo | 2310 | 1 | IC | OP | NA | NG |  | 30.634 | 6.4638e-06 | 0.000422 | EIA Prime Mover-level Data | Estimated using an emission factor
2019 | NE | Wahoo | 2310 | 2 | IC | OP | NA | DFO |  | 6.127 | 0.00094968 | 0.31 | EIA Prime Mover-level Data | Estimated using an emission factor
2019 | NE | Wahoo | 2310 | 3 | IC | OP | NA | NG |  | 53.915 | 1.1376e-05 | 0.000422 | EIA Prime Mover-level Data | Estimated using an emission factor
2019 | NE | Wahoo | 2310 | 4 | IC | OP | NA | NG |  | 14.704 | 3.1025e-06 | 0.000422 | EIA Prime Mover-level Data | Estimated using an emission factor
2019 | NE | Wahoo | 2310 | 5 | IC | OP | NA | NG |  | 25.732 | 5.4295e-06 | 0.000422 | EIA Prime Mover-level Data | Estimated using an emission factor
2019 | NE | Wahoo | 2310 | 6 | IC | OP | NA | NG |  | 42.887 | 9.0492e-06 | 0.000422 | EIA Prime Mover-level Data | Estimated using an emission factor
2019 | NE | Wakefield | 2311 | 2 | IC | OP | NA | NG |  | 0.878 | 1.8526e-07 | 0.000422 | EIA Prime Mover-level Data | Estimated using an emission factor
2019 | NE | Wakefield | 2311 | 5 | IC | OP | NA | NG |  | 1.902 | 4.0132e-07 | 0.000422 | EIA Prime Mover-level Data | Estimated using an emission factor
2019 | NE | Wakefield | 2311 | 6 | IC | OP | NA | NG |  | 1.902 | 4.0132e-07 | 0.000422 | EIA Prime Mover-level Data | Estimated using an emission factor
2019 | NE | Wakefield | 2311 | IC4 | IC | OP | NA | NG |  | 1.317 | 2.7789e-07 | 0.000422 | EIA Prime Mover-level Data | Estimated using an emission factor
2019 | NE | Wayne IC | 2312 | 1 | IC | OP | NA | DFO |  | 32.202 | 0.0049913 | 0.31 | EIA Prime Mover-level Data | Estimated using an emission factor
2019 | NE | Wayne IC | 2312 | 2 | IC | SB | NA | DFO |  | 24.771 | 0.0038395 | 0.31 | EIA Prime Mover-level Data | Estimated using an emission factor
2019 | NE | Wayne IC | 2312 | 3 | IC | OP | NA | DFO |  | 47.064 | 0.0072949 | 0.31 | EIA Prime Mover-level Data | Estimated using an emission factor
2019 | NE | Wayne IC | 2312 | 4 | IC | OP | NA | DFO |  | 49.541 | 0.0076789 | 0.31 | EIA Prime Mover-level Data | Estimated using an emission factor
2019 | NE | Wayne IC | 2312 | 5 | IC | OP | NA | DFO |  | 86.697 | 0.013438 | 0.31 | EIA Prime Mover-level Data | Estimated using an emission factor
2019 | NE | Wayne IC | 2312 | 6 | IC | OP | NA | DFO |  | 126.33 | 0.019581 | 0.31 | EIA Prime Mover-level Data | Estimated using an emission factor
2019 | NE | Wayne IC | 2312 | 7 | IC | OP | NA | DFO |  | 86.697 | 0.013438 | 0.31 | EIA Prime Mover-level Data | Estimated using an emission factor
2019 | NE | Wayne IC | 2312 | 8 | IC | OP | NA | DFO |  | 86.697 | 0.013438 | 0.31 | EIA Prime Mover-level Data | Estimated using an emission factor
2019 | NE | West Point Municipal | 2313 | 2 | IC | OP | NA | NG |  | 131.727 | 2.7794e-05 | 0.000422 | EIA Prime Mover-level Data | Estimated using an emission factor
2019 | NE | West Point Municipal | 2313 | 3 | IC | OP | NA | NG |  | 175.636 | 3.7059e-05 | 0.000422 | EIA Prime Mover-level Data | Estimated using an emission factor
2019 | NE | West Point Municipal | 2313 | 4 | IC | OP | NA | NG |  | 336.636 | 7.103e-05 | 0.000422 | EIA Prime Mover-level Data | Estimated using an emission factor
2019 | NE | West Point Municipal | 2313 | 5 | IC | RE | NA | NG |  |  |  | 0.000422
2019 | NE | Western Sugar Coop - Scottsbluff | 57937 | SCBF | ST | OP | NA | SUB |  | 2043137 | 17.5549 | 0.017184 | EIA Prime Mover-level Data | NEI avg EF - PM, fuel type
2019 | NE | Wilber | 2315 | 4 | IC | OP | NA | DFO |  | 25.667 | 0.0039784 | 0.31 | EIA Prime Mover-level Data | Estimated using an emission factor
2019 | NE | Wilber | 2315 | 5 | IC | OP | NA | DFO |  | 21 | 0.003255 | 0.31 | EIA Prime Mover-level Data | Estimated using an emission factor
2019 | NE | Wilber | 2315 | 6 | IC | OP | NA | DFO |  | 37.333 | 0.0057866 | 0.31 | EIA Prime Mover-level Data | Estimated using an emission factor
2019 | NE | Wisner | 2316 | 1 | IC | RE | NA | DFO
2019 | NE | Wisner | 2316 | 2 | IC | RE | NA | DFO
2019 | NE | Wisner | 2316 | 3 | IC | OP | NA | DFO |  | 64.421 | 0.0099853 | 0.31 | EIA Prime Mover-level Data | Estimated using an emission factor
2019 | NE | Wisner | 2316 | 4 | IC | OP | NA | DFO |  | 120.789 | 0.018722 | 0.31 | EIA Prime Mover-level Data | Estimated using an emission factor
2019 | NE | Wisner | 2316 | 5 | IC | OP | NA | DFO |  | 120.789 | 0.018722 | 0.31 | EIA Prime Mover-level Data | Estimated using an emission factor
2019 | NE | Beatrice | 8000 | 1 | CT | OP | CC | NG | 3980 | 3169491 | 2.3785 | 0.0015009 | EPA/CAMD | EPA/NEI | 2004
2019 | NE | Beatrice | 8000 | 2 | CT | OP | CC | NG | 3295 | 2580467 | 2.3066 | 0.0017878 | EPA/CAMD | EPA/NEI | 2004
2019 | NE | C W Burdick | 2241 | GT-2 | GT | OP | CT | NG | 279 | 52621.87 | 0.0099645 | 0.00037872 | EPA/CAMD | EPA/NEI | 2003
2019 | NE | C W Burdick | 2241 | GT-3 | GT | OP | CT | NG | 180 | 37287.41 | 0.10567 | 0.005668 | EPA/CAMD | EPA/NEI | 2003
2019 | NE | Canaday | 2226 | 1 | ST | OP | TANGENTIAL | NG | 50 | 12080 | 0.056761 | 0.0093976 | EPA/CAMD | NEI avg EF - PM, fuel type, firing type | 1958
2019 | NE | Cass County Station | 55972 | CT1 | GT | OP | CT | NG | 880 | 1190800 | 2.0589 | 0.003458 | EPA/CAMD | EPA/NEI | 2003
2019 | NE | Cass County Station | 55972 | CT2 | GT | OP | CT | NG | 801 | 1078000 | 1.8639 | 0.003458 | EPA/CAMD | EPA/NEI | 2003
2019 | NE | Gerald Gentleman Station | 6077 | 1 | ST | OP | WALL | SUB | 7618 | 37684200 | 114.7226 | 0.0060886 | EPA/CAMD | EPA/NEI | 1979
2019 | NE | Gerald Gentleman Station | 6077 | 2 | ST | OP | WALL | SUB | 8454 | 45605840 | 3.3172 | 0.00014547 | EPA/CAMD | EPA/NEI | 1982
2019 | NE | Gerald Whelan Energy Center | 60 | 1 | ST | OP | TANGENTIAL | RC | 6794 | 4015071 | 8.8544 | 0.0044106 | EPA/CAMD | EPA/NEI | 1981
2019 | NE | Gerald Whelan Energy Center | 60 | 2 | ST | OP | WALL | SUB | 7660 | 12169460 | 22.8234 | 0.0037509 | EPA/CAMD | EPA/NEI | 2010
2019 | NE | Hallam Peaking | 2265 | 1A | GT | OP | CT | NG | 213 | 36751.3 | 0.14361 | 0.0078154 | EPA/CAMD | NEI avg EF - PM, fuel type, firing type | 1973
2019 | NE | Hallam Peaking | 2265 | 1B | GT | OP | CT | NG | 171 | 35653.6 | 0.13932 | 0.0078154 | EPA/CAMD | NEI avg EF - PM, fuel type, firing type | 1973
2019 | NE | Hebron Peaking | 2266 | 1A | GT | OP | CT | DFO | 50 | 6507 | 0.077488 | 0.023817 | EPA/CAMD | EPA/NEI | 1973
2019 | NE | Hebron Peaking | 2266 | 1B | GT | OP | CT | DFO | 51 | 6362.9 | 0.076254 | 0.023968 | EPA/CAMD | EPA/NEI | 1973
2019 | NE | J Street | 2250 | 1 | GT | OP | CT | NG | 184 | 38694.5 | 0.15121 | 0.0078154 | EPA/CAMD | NEI avg EF - PM, fuel type, firing type | 1972
2019 | NE | Jones Street | 2290 | 1 | GT | OP | CT | DFO | 92 | 55603.2 | 0.14047 | 0.0050525 | EPA/CAMD | EPA/NEI | 1973
2019 | NE | Jones Street | 2290 | 2 | GT | OP | CT | DFO | 122 | 73451.4 | 0.19504 | 0.0053107 | EPA/CAMD | EPA/NEI | 1973
2019 | NE | Lon D Wright Power Plant | 2240 | 8 | ST | OP | WALL | SUB | 7998 | 4167926 | 21.1972 | 0.010172 | EPA/CAMD | EPA/NEI | 1976
2019 | NE | Lon D Wright Power Plant | 2240 | 50T | GT | OP | CT | NG | 175 | 80829 | 0.31586 | 0.0078154 | EPA/CAMD | NEI avg EF - PM, fuel type, firing type | 2003
2019 | NE | McCook Peaking | 2271 | 1A | GT | OP | CT | DFO | 13 | 1709.1 | 0.020269 | 0.023718 | EPA/CAMD | NEI avg EF - PM, fuel type, firing type | 1973
2019 | NE | McCook Peaking | 2271 | 1B | GT | OP | CT | DFO | 54 | 7930.4 | 0.094048 | 0.023718 | EPA/CAMD | NEI avg EF - PM, fuel type, firing type | 1973
2019 | NE | Nebraska City Station | 6096 | 1 | ST | OP | WALL | SUB | 6493 | 31954730 | 49.5312 | 0.0031001 | EPA/CAMD | EPA/NEI | 1979
2019 | NE | Nebraska City Station | 6096 | 2 | ST | OP | WALL | SUB | 7694 | 39258600 | 77.3526 | 0.0039407 | EPA/CAMD | EPA/NEI | 2008
2019 | NE | North Omaha Station | 2291 | 1 | ST | OP | TANGENTIAL | NG | 405 | 127599 | 0.33539 | 0.0052569 | EPA/CAMD | EPA/NEI | 1954
2019 | NE | North Omaha Station | 2291 | 2 | ST | OP | TANGENTIAL | NG | 577 | 228333.3 | 1.3191 | 0.011554 | EPA/CAMD | EPA/NEI | 1957
2019 | NE | North Omaha Station | 2291 | 3 | ST | OP | TANGENTIAL | NG | 1103 | 477904.9 | 1.9732 | 0.0082576 | EPA/CAMD | EPA/NEI | 1959
2019 | NE | North Omaha Station | 2291 | 4 | ST | OP | TANGENTIAL | SUB | 8119 | 8204803 | 27.162 | 0.006621 | EPA/CAMD | EPA/NEI | 1963
2019 | NE | North Omaha Station | 2291 | 5 | ST | OP | WALL | SUB | 8498 | 13571850 | 48.4959 | 0.0071465 | EPA/CAMD | EPA/NEI | 1968
2019 | NE | Platte | 59 | 1 | ST | OP | TANGENTIAL | SUB | 7798 | 6448208 | 0.011079 | 3.4362e-06 | EPA/CAMD | EPA/NEI | 1982
2019 | NE | Rokeby | 6373 | 1 | GT | OP | CT | NG | 632 | 215099.2 | 0.84055 | 0.0078154 | EPA/CAMD | NEI avg EF - PM, fuel type, firing type | 1975
2019 | NE | Rokeby | 6373 | 2 | GT | OP | CT | NG | 0 |  |  | 0.0070853 |  |  | 1996
2019 | NE | Rokeby | 6373 | 3 | GT | OP | CT | NG | 0 |  |  | 0.0070853 |  |  | 2001
2019 | NE | Sarpy County Station | 2292 | 1 | GT | OP | CT | NG | 135 | 42374.47 | 0.033967 | 0.0016032 | EPA/CAMD | EPA/NEI | 1972
2019 | NE | Sarpy County Station | 2292 | 2 | GT | OP | CT | NG | 901 | 307148.7 | 0.25066 | 0.0016322 | EPA/CAMD | EPA/NEI | 1972
2019 | NE | Sarpy County Station | 2292 | CT3 | GT | OP | CT | NG | 650 | 447571.7 | 1.749 | 0.0078154 | EPA/CAMD | NEI avg EF - PM, fuel type, firing type | 1996
2019 | NE | Sarpy County Station | 2292 | CT4A | GT | OP | CT | NG | 675 | 116544.5 | 0.45542 | 0.0078154 | EPA/CAMD | NEI avg EF - PM, fuel type, firing type | 2000
2019 | NE | Sarpy County Station | 2292 | CT4B | GT | OP | CT | NG | 719 | 117819.9 | 0.46041 | 0.0078154 | EPA/CAMD | NEI avg EF - PM, fuel type, firing type | 2000
2019 | NE | Sarpy County Station | 2292 | CT5A | GT | OP | CT | NG | 523 | 88625.74 | 0.34632 | 0.0078154 | EPA/CAMD | NEI avg EF - PM, fuel type, firing type | 2000
2019 | NE | Sarpy County Station | 2292 | CT5B | GT | OP | CT | NG | 753 | 133389.9 | 0.52125 | 0.0078154 | EPA/CAMD | NEI avg EF - PM, fuel type, firing type | 2000
2019 | NE | Sheldon | 2277 | 1 | ST | OP | CYCLONE | SUB | 5052 | 4331194 | 0.46976 | 0.00021692 | EPA/CAMD | EPA/NEI | 1968
2019 | NE | Sheldon | 2277 | 2 | ST | OP | CYCLONE | SUB | 4618 | 4268624 | 0.49716 | 0.00023294 | EPA/CAMD | EPA/NEI | 1961
2019 | NE | Terry Bundy Generating Station | 7887 | SVGS2 | CT | OP | CC | NG | 2540 | 637002.5 | 1.8334 | 0.0057564 | EPA/CAMD | NEI avg EF - PM, fuel type, firing type | 2003
2019 | NE | Terry Bundy Generating Station | 7887 | SVGS3 | CT | OP | CC | NG | 2048 | 538846.1 | 1.5509 | 0.0057564 | EPA/CAMD | NEI avg EF - PM, fuel type, firing type | 2003
2019 | NE | Terry Bundy Generating Station | 7887 | SVGS4 | GT | OP | CT | NG | 2438 | 588066.8 | 2.298 | 0.0078154 | EPA/CAMD | NEI avg EF - PM, fuel type, firing type | 2003
2019 | NH | Amoskeag | 2354 | 1 | HY | OP | NA | WAT |  | 303064.5 |  | 1.5381e-07 | EIA Prime Mover-level Data | NEI avg EF - PM, fuel type, firing type
2019 | NH | Amoskeag | 2354 | 2 | HY | OP | NA | WAT |  | 252553.8 |  | 1.5381e-07 | EIA Prime Mover-level Data | NEI avg EF - PM, fuel type, firing type
2019 | NH | Amoskeag | 2354 | 3 | HY | OP | NA | WAT |  | 252553.8 |  | 1.5381e-07 | EIA Prime Mover-level Data | NEI avg EF - PM, fuel type, firing type
2019 | NH | Antrim Wind | 59953 | AWND1 | WT | OP | NA | WND |  | 53780 |  | 0 | EIA Prime Mover-level Data | Estimated using an emission factor
2019 | NH | Ayers Island | 2355 | 1 | HY | OP | NA | WAT |  | 147064.3 |  | 1.5381e-07 | EIA Prime Mover-level Data | NEI avg EF - PM, fuel type, firing type
2019 | NH | Ayers Island | 2355 | 2 | HY | OP | NA | WAT |  | 147064.3 |  | 1.5381e-07 | EIA Prime Mover-level Data | NEI avg EF - PM, fuel type, firing type
2019 | NH | Ayers Island | 2355 | 3 | HY | OP | NA | WAT |  | 147064.3 |  | 1.5381e-07 | EIA Prime Mover-level Data | NEI avg EF - PM, fuel type, firing type
2019 | NH | Berlin Gorham | 54639 | CAS1 | HY | OP | NA | WAT |  | 89957.63 |  | 1.5381e-07 | EIA Prime Mover-level Data | NEI avg EF - PM, fuel type, firing type
2019 | NH | Berlin Gorham | 54639 | CAS2 | HY | OP | NA | WAT |  | 89957.63 |  | 1.5381e-07 | EIA Prime Mover-level Data | NEI avg EF - PM, fuel type, firing type
2019 | NH | Berlin Gorham | 54639 | CAS3 | HY | OP | NA | WAT |  | 116195.3 |  | 1.5381e-07 | EIA Prime Mover-level Data | NEI avg EF - PM, fuel type, firing type
2019 | NH | Berlin Gorham | 54639 | GOR1 | HY | OP | NA | WAT |  | 44978.81 |  | 1.5381e-07 | EIA Prime Mover-level Data | NEI avg EF - PM, fuel type, firing type
2019 | NH | Berlin Gorham | 54639 | GOR2 | HY | OP | NA | WAT |  | 44978.81 |  | 1.5381e-07 | EIA Prime Mover-level Data | NEI avg EF - PM, fuel type, firing type
2019 | NH | Berlin Gorham | 54639 | GOR3 | HY | OP | NA | WAT |  | 44978.81 |  | 1.5381e-07 | EIA Prime Mover-level Data | NEI avg EF - PM, fuel type, firing type
2019 | NH | Berlin Gorham | 54639 | GOR4 | HY | OP | NA | WAT |  | 44978.81 |  | 1.5381e-07 | EIA Prime Mover-level Data | NEI avg EF - PM, fuel type, firing type
2019 | NH | Berlin Gorham | 54639 | RS1 | HY | OP | NA | WAT |  | 142432.9 |  | 1.5381e-07 | EIA Prime Mover-level Data | NEI avg EF - PM, fuel type, firing type
2019 | NH | Berlin Gorham | 54639 | RS3 | HY | OP | NA | WAT |  | 153677.6 |  | 1.5381e-07 | EIA Prime Mover-level Data | NEI avg EF - PM, fuel type, firing type
2019 | NH | Berlin Gorham | 54639 | SH2 | HY | OP | NA | WAT |  | 33734.11 |  | 1.5381e-07 | EIA Prime Mover-level Data | NEI avg EF - PM, fuel type, firing type
2019 | NH | Berlin Gorham | 54639 | SHL1 | HY | OP | NA | WAT |  | 33734.11 |  | 1.5381e-07 | EIA Prime Mover-level Data | NEI avg EF - PM, fuel type, firing type
2019 | NH | Berlin Gorham | 54639 | SHL3 | HY | OP | NA | WAT |  | 67468.22 |  | 1.5381e-07 | EIA Prime Mover-level Data | NEI avg EF - PM, fuel type, firing type
2019 | NH | Berlin Gorham | 54639 | SM1 | HY | OP | NA | WAT |  | 29985.88 |  | 1.5381e-07 | EIA Prime Mover-level Data | NEI avg EF - PM, fuel type, firing type
2019 | NH | Berlin Gorham | 54639 | SM2 | HY | OP | NA | WAT |  | 29985.88 |  | 1.5381e-07 | EIA Prime Mover-level Data | NEI avg EF - PM, fuel type, firing type
2019 | NH | Berlin Gorham | 54639 | SM3 | HY | OP | NA | WAT |  | 26237.64 |  | 1.5381e-07 | EIA Prime Mover-level Data | NEI avg EF - PM, fuel type, firing type
2019 | NH | Berlin Gorham | 54639 | SM4 | HY | OP | NA | WAT |  | 29985.88 |  | 1.5381e-07 | EIA Prime Mover-level Data | NEI avg EF - PM, fuel type, firing type
2019 | NH | Berlin Gorham | 54639 | XP1 | HY | OP | NA | WAT |  | 22489.41 |  | 1.5381e-07 | EIA Prime Mover-level Data | NEI avg EF - PM, fuel type, firing type
2019 | NH | Berlin Gorham | 54639 | XP2 | HY | OP | NA | WAT |  | 22489.41 |  | 1.5381e-07 | EIA Prime Mover-level Data | NEI avg EF - PM, fuel type, firing type
2019 | NH | Berlin Gorham | 54639 | XP3 | HY | OP | NA | WAT |  | 22489.41 |  | 1.5381e-07 | EIA Prime Mover-level Data | NEI avg EF - PM, fuel type, firing type
2019 | NH | Berlin Gorham | 54639 | XP4 | HY | OP | NA | WAT |  | 18741.17 |  | 1.5381e-07 | EIA Prime Mover-level Data | NEI avg EF - PM, fuel type, firing type
2019 | NH | Berlin Gorham | 54639 | XP5 | HY | OP | NA | WAT |  | 26237.64 |  | 1.5381e-07 | EIA Prime Mover-level Data | NEI avg EF - PM, fuel type, firing type
2019 | NH | Bridgewater Power LP | 10290 | EU1 | ST | OP | NA | WDS |  | 1306875 | 14.9063 | 0.022812 | EIA Unit-level Data | NEI avg EF - PM, fuel type
2019 | NH | China Mill Hydro | 50103 | GEN 1 | HY | OP | NA | WAT |  | 29330 |  | 1.5381e-07 | EIA Prime Mover-level Data | NEI avg EF - PM, fuel type, firing type
2019 | NH | Clement Dam Hydro LLC | 10276 | 0049 | HY | OP | NA | WAT |  | 95494 |  | 1.5381e-07 | EIA Prime Mover-level Data | NEI avg EF - PM, fuel type, firing type
2019 | NH | Comerford | 2349 | GEN1 | HY | OP | NA | WAT |  | 487273.3 |  | 1.5381e-07 | EIA Prime Mover-level Data | NEI avg EF - PM, fuel type, firing type
2019 | NH | Comerford | 2349 | GEN2 | HY | OP | NA | WAT |  | 1076431 |  | 1.5381e-07 | EIA Prime Mover-level Data | NEI avg EF - PM, fuel type, firing type
2019 | NH | Comerford | 2349 | GEN3 | HY | OP | NA | WAT |  | 1076431 |  | 1.5381e-07 | EIA Prime Mover-level Data | NEI avg EF - PM, fuel type, firing type
2019 | NH | Comerford | 2349 | GEN4 | HY | OP | NA | WAT |  | 1076431 |  | 1.5381e-07 | EIA Prime Mover-level Data | NEI avg EF - PM, fuel type, firing type
2019 | NH | Crotched Mountain Rehabilitation Center | 54515 | GEN1 | IC | SB | NA | DFO |  | 110 | 0.01705 | 0.31 | EIA Prime Mover-level Data | Estimated using an emission factor
2019 | NH | Crotched Mountain Rehabilitation Center | 54515 | GEN2 | IC | SB | NA | DFO |  | 110 | 0.01705 | 0.31 | EIA Prime Mover-level Data | Estimated using an emission factor
2019 | NH | Crotched Mountain Rehabilitation Center | 54515 | GEN3 | IC | SB | NA | DFO |  | 110 | 0.01705 | 0.31 | EIA Prime Mover-level Data | Estimated using an emission factor
2019 | NH | Dartmouth College Heating Plant | 54409 | GEN1 | ST | OP | NA | RFO |  | 150840.3 | 0.69004 | 0.0091493 | EIA Prime Mover-level Data | NEI avg EF - PM, fuel type
2019 | NH | Dartmouth College Heating Plant | 54409 | GEN2 | ST | OP | NA | RFO |  | 150840.3 | 0.69004 | 0.0091493 | EIA Prime Mover-level Data | NEI avg EF - PM, fuel type
2019 | NH | Dartmouth College Heating Plant | 54409 | GEN3 | ST | OP | NA | RFO |  | 226260.4 | 1.0351 | 0.0091493 | EIA Prime Mover-level Data | NEI avg EF - PM, fuel type
2019 | NH | DG Whitefield LLC | 10839 | BLR1 | ST | OP | NA | WDS |  | 311368 | 3.5515 | 0.022812 | EIA Unit-level Data | NEI avg EF - PM, fuel type
2019 | NH | Dodge Falls Associates | 10526 | 1UNI | HY | OP | NA | WAT |  | 249570 |  | 1.5381e-07 | EIA Prime Mover-level Data | NEI avg EF - PM, fuel type, firing type
2019 | NH | Dunbarton Energy Partners LP | 55779 | MA1 | IC | RE | NA | LFG
2019 | NH | Dunbarton Energy Partners LP | 55779 | MA2 | IC | RE | NA | LFG
2019 | NH | Eastman Falls | 2356 | 1 | HY | OP | NA | WAT |  | 77168.81 |  | 1.5381e-07 | EIA Prime Mover-level Data | NEI avg EF - PM, fuel type, firing type
2019 | NH | Eastman Falls | 2356 | 2 | HY | OP | NA | WAT |  | 197209.2 |  | 1.5381e-07 | EIA Prime Mover-level Data | NEI avg EF - PM, fuel type, firing type
2019 | NH | EHC West Hopkinton | 54384 | GEN1 | HY | OP | NA | WAT |  | 33665 |  | 1.5381e-07 | EIA Prime Mover-level Data | NEI avg EF - PM, fuel type, firing type
2019 | NH | Errol Hydroelectric Project | 10570 | 1 | HY | OP | NA | WAT |  | 111397 |  | 1.5381e-07 | EIA Prime Mover-level Data | NEI avg EF - PM, fuel type, firing type
2019 | NH | Garvins Falls | 2357 | 1 | HY | OP | NA | WAT |  | 94729.76 |  | 1.5381e-07 | EIA Prime Mover-level Data | NEI avg EF - PM, fuel type, firing type
2019 | NH | Garvins Falls | 2357 | 2 | HY | OP | NA | WAT |  | 94729.76 |  | 1.5381e-07 | EIA Prime Mover-level Data | NEI avg EF - PM, fuel type, firing type
2019 | NH | Garvins Falls | 2357 | 3 | HY | OP | NA | WAT |  | 66868.06 |  | 1.5381e-07 | EIA Prime Mover-level Data | NEI avg EF - PM, fuel type, firing type
2019 | NH | Garvins Falls | 2357 | 4 | HY | OP | NA | WAT |  | 89157.42 |  | 1.5381e-07 | EIA Prime Mover-level Data | NEI avg EF - PM, fuel type, firing type
2019 | NH | General Electric Great Falls Upper Hydro | 10059 | 500 | HY | OS | NA | WAT |  |  |  | 1.5381e-07
2019 | NH | General Electric Great Falls Upper Hydro | 10059 | 1575 | HY | OS | NA | WAT |  |  |  | 1.5381e-07
2019 | NH | Gorham | 2358 | 1 | HY | OP | NA | WAT |  | 17202.36 |  | 1.5381e-07 | EIA Prime Mover-level Data | NEI avg EF - PM, fuel type, firing type
2019 | NH | Gorham | 2358 | 2 | HY | OP | NA | WAT |  | 17202.36 |  | 1.5381e-07 | EIA Prime Mover-level Data | NEI avg EF - PM, fuel type, firing type
2019 | NH | Gorham | 2358 | 3 | HY | OP | NA | WAT |  | 30104.14 |  | 1.5381e-07 | EIA Prime Mover-level Data | NEI avg EF - PM, fuel type, firing type
2019 | NH | Gorham | 2358 | 4 | HY | OP | NA | WAT |  | 30104.14 |  | 1.5381e-07 | EIA Prime Mover-level Data | NEI avg EF - PM, fuel type, firing type
2019 | NH | Granite Reliable Power | 58004 | 1 | WT | OP | NA | WND |  | 2074722 |  | 0 | EIA Prime Mover-level Data | Estimated using an emission factor
2019 | NH | Gregg Falls | 50384 | 1 | HY | OP | NA | WAT |  | 57529.37 |  | 1.5381e-07 | EIA Prime Mover-level Data | NEI avg EF - PM, fuel type, firing type
2019 | NH | Gregg Falls | 50384 | 2 | HY | OP | NA | WAT |  | 33994.63 |  | 1.5381e-07 | EIA Prime Mover-level Data | NEI avg EF - PM, fuel type, firing type
2019 | NH | Groton Wind LLC | 58141 | 1 | WT | OP | NA | WND |  | 959352 |  | 0 | EIA Prime Mover-level Data | Estimated using an emission factor
2019 | NH | Hampton Facility | 10108 | GEN1 | IC | RE | NA | DFO
2019 | NH | Hampton Facility | 10108 | GEN2 | IC | RE | NA | DFO
2019 | NH | Hampton Facility | 10108 | GEN3 | IC | RE | NA | DFO
2019 | NH | Hampton Facility | 10108 | GEN4 | IC | RE | NA | DFO
2019 | NH | Hampton Facility | 10108 | GEN5 | IC | RE | NA | DFO
2019 | NH | Hampton Facility | 10108 | GEN6 | IC | RE | NA | DFO
2019 | NH | Hampton Facility | 10108 | GEN8 | GT | OP | NA | NG |  | 356576 | 0.97762 | 0.0054834 | EIA Prime Mover-level Data | NEI avg EF - PM, fuel type, firing type
2019 | NH | Hillsborough Hosiery | 10036 | GEN1 | HY | OP | NA | WAT |  | 18751.5 |  | 1.5381e-07 | EIA Prime Mover-level Data | NEI avg EF - PM, fuel type, firing type
2019 | NH | Hillsborough Hosiery | 10036 | GEN2 | HY | OP | NA | WAT |  | 18751.5 |  | 1.5381e-07 | EIA Prime Mover-level Data | NEI avg EF - PM, fuel type, firing type
2019 | NH | Hooksett | 2359 | 1 | HY | OP | NA | WAT |  | 67278 |  | 1.5381e-07 | EIA Prime Mover-level Data | NEI avg EF - PM, fuel type, firing type
2019 | NH | Indeck Energy-Alexandria | 58595 | B1 | ST | OS | NA | WDS |  | 0 | 0 | 0.022812 | EIA Unit-level Data | NEI avg EF - PM, fuel type, firing type
2019 | NH | Jackman | 2360 | 1 | HY | OP | NA | WAT |  | 100026 |  | 1.5381e-07 | EIA Prime Mover-level Data | NEI avg EF - PM, fuel type, firing type
2019 | NH | Jericho Power | 59070 | WT 1 | WT | OP | NA | WND |  | 178899 |  | 0 | EIA Prime Mover-level Data | Estimated using an emission factor
2019 | NH | Lempster Wind LLC | 56399 | 1 | WT | OP | NA | WND |  | 592285 |  | 0 | EIA Prime Mover-level Data | Estimated using an emission factor
2019 | NH | Lochmere Hydroelectric Plant | 54572 | UNT1 | HY | OP | NA | WAT |  | 7446 |  | 1.5381e-07 | EIA Prime Mover-level Data | NEI avg EF - PM, fuel type, firing type
2019 | NH | Lochmere Hydroelectric Plant | 54572 | UNT2 | HY | OP | NA | WAT |  | 7446 |  | 1.5381e-07 | EIA Prime Mover-level Data | NEI avg EF - PM, fuel type, firing type
2019 | NH | Lochmere Hydroelectric Plant | 54572 | UNT3 | HY | OP | NA | WAT |  | 7446 |  | 1.5381e-07 | EIA Prime Mover-level Data | NEI avg EF - PM, fuel type, firing type
2019 | NH | Lochmere Hydroelectric Plant | 54572 | UNT4 | HY | OP | NA | WAT |  | 7446 |  | 1.5381e-07 | EIA Prime Mover-level Data | NEI avg EF - PM, fuel type, firing type
2019 | NH | Lower Village Water Power Project | 50285 | 0001 | HY | OP | NA | WAT |  | 25353.5 |  | 1.5381e-07 | EIA Prime Mover-level Data | NEI avg EF - PM, fuel type, firing type
2019 | NH | Lower Village Water Power Project | 50285 | 0002 | HY | OP | NA | WAT |  | 25353.5 |  | 1.5381e-07 | EIA Prime Mover-level Data | NEI avg EF - PM, fuel type, firing type
2019 | NH | Mascoma Hydro | 54471 | 01 | HY | OP | NA | WAT |  | 11426.33 |  | 1.5381e-07 | EIA Prime Mover-level Data | NEI avg EF - PM, fuel type, firing type
2019 | NH | Mascoma Hydro | 54471 | 02 | HY | OP | NA | WAT |  | 11426.33 |  | 1.5381e-07 | EIA Prime Mover-level Data | NEI avg EF - PM, fuel type, firing type
2019 | NH | Mascoma Hydro | 54471 | 03 | HY | OP | NA | WAT |  | 11426.33 |  | 1.5381e-07 | EIA Prime Mover-level Data | NEI avg EF - PM, fuel type, firing type
2019 | NH | Milton Hydro | 10519 | 1 | HY | OP | NA | WAT |  | 8778.286 |  | 1.5381e-07 | EIA Prime Mover-level Data | NEI avg EF - PM, fuel type, firing type
2019 | NH | Milton Hydro | 10519 | 2 | HY | OP | NA | WAT |  | 17556.57 |  | 1.5381e-07 | EIA Prime Mover-level Data | NEI avg EF - PM, fuel type, firing type
2019 | NH | Milton Hydro | 10519 | 3 | HY | OP | NA | WAT |  | 13167.43 |  | 1.5381e-07 | EIA Prime Mover-level Data | NEI avg EF - PM, fuel type, firing type
2019 | NH | Milton Hydro | 10519 | 4 | HY | OP | NA | WAT |  | 21945.71 |  | 1.5381e-07 | EIA Prime Mover-level Data | NEI avg EF - PM, fuel type, firing type
2019 | NH | Mine Falls Generating Station | 10183 | GEN1 | HY | OA | NA | WAT |  | 43304.5 |  | 1.5381e-07 | EIA Prime Mover-level Data | NEI avg EF - PM, fuel type, firing type
2019 | NH | Mine Falls Generating Station | 10183 | GEN2 | HY | OP | NA | WAT |  | 43304.5 |  | 1.5381e-07 | EIA Prime Mover-level Data | NEI avg EF - PM, fuel type, firing type
2019 | NH | Nashua Plant | 55006 | UNT1 | IC | RE | NA | LFG
2019 | NH | Nashua Plant | 55006 | UNT2 | IC | OP | NA | LFG |  | 53387 | 0.39239 | 0.0147 | EIA Prime Mover-level Data | Estimated using an emission factor
2019 | NH | Nashua Plant | 55006 | UNT3 | IC | OP | NA | LFG |  | 106774 | 0.78479 | 0.0147 | EIA Prime Mover-level Data | Estimated using an emission factor
2019 | NH | Newfound Hydroelectric | 50324 | 1 | HY | OP | NA | WAT |  | 9420 |  | 1.5381e-07 | EIA Prime Mover-level Data | NEI avg EF - PM, fuel type, firing type
2019 | NH | Newfound Hydroelectric | 50324 | 2 | HY | OP | NA | WAT |  | 9420 |  | 1.5381e-07 | EIA Prime Mover-level Data | NEI avg EF - PM, fuel type, firing type
2019 | NH | Pembroke Hydro | 50312 | 1 | HY | OP | NA | WAT |  | 86412 |  | 1.5381e-07 | EIA Prime Mover-level Data | NEI avg EF - PM, fuel type, firing type
2019 | NH | Penacook Lower Falls | 50353 | 1 | HY | OP | NA | WAT |  | 169265 |  | 1.5381e-07 | EIA Prime Mover-level Data | NEI avg EF - PM, fuel type, firing type
2019 | NH | Penacook Upper Falls Hydro | 50414 | 1 | HY | OP | NA | WAT |  | 115879 |  | 1.5381e-07 | EIA Prime Mover-level Data | NEI avg EF - PM, fuel type, firing type
2019 | NH | Pinetree Power | 50208 | B1 | ST | OP | NA | WDS |  | 1303543 | 14.8683 | 0.022812 | EIA Unit-level Data | NEI avg EF - PM, fuel type
2019 | NH | Pinetree Power Tamworth | 50739 | 0100 | ST | OP | NA | WDS |  | 1956879 | 22.3204 | 0.022812 | EIA Unit-level Data | NEI avg EF - PM, fuel type
2019 | NH | Plymouth State College Cogeneration | 54803 | A | IC | SB | NA | DFO |  |  |  | 0.30942
2019 | NH | Plymouth State College Cogeneration | 54803 | B | IC | SB | NA | DFO |  |  |  | 0.30942
2019 | NH | Pontook Hydro Facility | 50741 | GEN1 | HY | OP | NA | WAT |  | 151118.7 |  | 1.5381e-07 | EIA Prime Mover-level Data | NEI avg EF - PM, fuel type, firing type
2019 | NH | Pontook Hydro Facility | 50741 | GEN2 | HY | OP | NA | WAT |  | 151118.7 |  | 1.5381e-07 | EIA Prime Mover-level Data | NEI avg EF - PM, fuel type, firing type
2019 | NH | Pontook Hydro Facility | 50741 | GEN3 | HY | OP | NA | WAT |  | 151118.7 |  | 1.5381e-07 | EIA Prime Mover-level Data | NEI avg EF - PM, fuel type, firing type
2019 | NH | Rolfe Canal Hydro | 50351 | 1 | HY | OP | NA | WAT |  | 187733 |  | 1.5381e-07 | EIA Prime Mover-level Data | NEI avg EF - PM, fuel type, firing type
2019 | NH | Rollinsford | 54418 | GEN1 | HY | OP | NA | WAT |  | 28528.5 |  | 1.5381e-07 | EIA Prime Mover-level Data | NEI avg EF - PM, fuel type, firing type
2019 | NH | Rollinsford | 54418 | GEN2 | HY | OP | NA | WAT |  | 28528.5 |  | 1.5381e-07 | EIA Prime Mover-level Data | NEI avg EF - PM, fuel type, firing type
2019 | NH | S C Moore | 2351 | GEN1 | HY | OP | NA | WAT |  | 748452 |  | 1.5381e-07 | EIA Prime Mover-level Data | NEI avg EF - PM, fuel type, firing type
2019 | NH | S C Moore | 2351 | GEN2 | HY | OP | NA | WAT |  | 748452 |  | 1.5381e-07 | EIA Prime Mover-level Data | NEI avg EF - PM, fuel type, firing type
2019 | NH | S C Moore | 2351 | GEN3 | HY | OP | NA | WAT |  | 748452 |  | 1.5381e-07 | EIA Prime Mover-level Data | NEI avg EF - PM, fuel type, firing type
2019 | NH | S C Moore | 2351 | GEN4 | HY | OP | NA | WAT |  | 748452 |  | 1.5381e-07 | EIA Prime Mover-level Data | NEI avg EF - PM, fuel type, firing type
2019 | NH | S C Moore | 2351 | GEN5 | HY | L | NA | WAT
2019 | NH | Seabrook | 6115 | 1 | ST | OP | NA | NUC |  | 113885800 |  | 0 | EIA Prime Mover-level Data | Estimated using an emission factor
2019 | NH | Smith (NH) | 2368 | 1 | HY | OP | NA | WAT |  | 948064 |  | 1.5381e-07 | EIA Prime Mover-level Data | NEI avg EF - PM, fuel type, firing type
2019 | NH | Somersworth Lower Great Dam | 50704 | GEN1 | HY | OP | NA | WAT |  | 30246 |  | 1.5381e-07 | EIA Prime Mover-level Data | NEI avg EF - PM, fuel type, firing type
2019 | NH | Springfield Power LLC | 10838 | BLR1 | ST | OP | NA | WDS |  | 422509.5 | 4.8192 | 0.022812 | EIA Unit-level Data | NEI avg EF - PM, fuel type
2019 | NH | Stevens Mills Dam | 10109 | 2 | HY | RE | NA | WAT
2019 | NH | Stevens Mills Dam | 10109 | 1G | HY | OP | NA | WAT |  | 6592.526 |  | 1.5381e-07 | EIA Prime Mover-level Data | NEI avg EF - PM, fuel type, firing type
2019 | NH | Stevens Mills Dam | 10109 | 3G | HY | OP | NA | WAT |  | 56036.47 |  | 1.5381e-07 | EIA Prime Mover-level Data | NEI avg EF - PM, fuel type, firing type
2019 | NH | Turnkey Landfill Gas Recovery | 54663 | GEN1 | IC | OP | NA | LFG |  | 23457 | 0.17241 | 0.0147 | EIA Prime Mover-level Data | Estimated using an emission factor
2019 | NH | Turnkey Landfill Gas Recovery | 54663 | GEN2 | IC | OP | NA | LFG |  | 23457 | 0.17241 | 0.0147 | EIA Prime Mover-level Data | Estimated using an emission factor
2019 | NH | Turnkey Landfill Gas Recovery | 54663 | GEN3 | IC | OP | NA | LFG |  | 23457 | 0.17241 | 0.0147 | EIA Prime Mover-level Data | Estimated using an emission factor
2019 | NH | Turnkey Landfill Gas Recovery | 54663 | GEN4 | IC | OP | NA | LFG |  | 23457 | 0.17241 | 0.0147 | EIA Prime Mover-level Data | Estimated using an emission factor
2019 | NH | Turnkey Landfill Gas Recovery | 54663 | GEN5 | GT | OP | NA | LFG |  | 284163 | 3.069 | 0.0216 | EIA Prime Mover-level Data | Estimated using an emission factor
2019 | NH | Turnkey Landfill Gas Recovery | 54663 | GEN6 | GT | OP | NA | LFG |  | 284163 | 3.069 | 0.0216 | EIA Prime Mover-level Data | Estimated using an emission factor
2019 | NH | UNH 7.9 MW Plant | 58180 | 1 | GT | OP | NA | LFG |  | 656468 | 7.0899 | 0.0216 | EIA Prime Mover-level Data | Estimated using an emission factor
2019 | NH | Wheelabrator Claremont Facility | 50872 | GEN1 | ST | RE | NA | MSW
2019 | NH | Wheelabrator Concord Facility | 50873 | B1 | ST | OP | NA | MSW |  | 990927.1 | 0.077292 | 0.000156 | EIA Unit-level Data | Estimated using an emission factor
2019 | NH | Wheelabrator Concord Facility | 50873 | B2 | ST | OP | NA | MSW |  | 987283.1 | 0.077008 | 0.000156 | EIA Unit-level Data | Estimated using an emission factor
2019 | NH | Burgess BioPower | 58054 | ST01 | ST | OP | FLUIDIZED | WDS | 8209 | 8526292 | 29.6242 | 0.0069489 | EPA/CAMD | EPA/NEI | 2013
2019 | NH | Granite Ridge Energy | 55170 | 0001 | CT | OP | CC | NG | 4856 | 10082020 | 0.95779 | 0.00019 | EPA/CAMD | EPA/NEI | 2003
2019 | NH | Granite Ridge Energy | 55170 | 0002 | CT | OP | CC | NG | 5591 | 11529800 | 1.0953 | 0.00019 | EPA/CAMD | EPA/NEI | 2003
2019 | NH | Lost Nation | 2362 | CT1 | GT | OP | CT | DFO | 17 | 7672 | 0.030568 | 0.0079687 | EIA non-ozone season distributed and EPA/CAMD ozone season | EPA/NEI | 1969
2019 | NH | Merrimack | 2364 | 1 | ST | OP | CYCLONE | BIT | 904 | 826732.4 | 39.5798 | 0.09575 | EPA/CAMD | EPA/NEI | 1960
2019 | NH | Merrimack | 2364 | 2 | ST | OP | CYCLONE | BIT | 1190 | 2705054 | 129.5045 | 0.09575 | EPA/CAMD | EPA/NEI | 1968
2019 | NH | Merrimack | 2364 | CT1 | GT | OP | CT | JF | 13 | 3113.5 | 0.017701 | 0.011371 | EPA/CAMD | EPA/NEI | 1969
2019 | NH | Merrimack | 2364 | CT2 | GT | OP | CT | JF | 10 | 2383 | 0.0073001 | 0.0061268 | EPA/CAMD | EPA/NEI | 1969
2019 | NH | Newington | 8002 | 1 | ST | OP | TANGENTIAL | RFO | 106 | 100698.1 | 0.14526 | 0.0028851 | EPA/CAMD | EPA/NEI | 1974
2019 | NH | Newington Energy | 55661 | 1 | CT | OP | CC | NG | 1350 | 1929350 | 0.18329 | 0.00019 | EPA/CAMD | EPA/NEI | 2002
2019 | NH | Newington Energy | 55661 | 2 | CT | OP | CC | NG | 1402 | 1949721 | 0.18522 | 0.00019 | EPA/CAMD | EPA/NEI | 2002
2019 | NH | Schiller | 2367 | 4 | ST | OP | WALL | BIT | 1508 | 404240.3 | 19.4601 | 0.09628 | EPA/CAMD | EPA/NEI | 1952
2019 | NH | Schiller | 2367 | 5 | ST | OP | FLUIDIZED | WDS | 6286 | 4084610 | 0.03731 | 1.8269e-05 | EPA/CAMD | EPA/NEI | 1955
2019 | NH | Schiller | 2367 | 6 | ST | OP | WALL | BIT | 1464 | 400339.3 | 19.2723 | 0.09628 | EPA/CAMD | EPA/NEI | 1957
2019 | NH | Schiller | 2367 | CT1 | GT | OP | CT | JF | 12 | 3391.2 | 0.029504 | 0.0174 | EPA/CAMD | EPA/NEI | 1969
2019 | NH | White Lake | 2369 | CT1 | GT | OP | CT | JF | 6 | 3093.4 | 0.0099243 | 0.0064164 | EIA non-ozone season distributed and EPA/CAMD ozone season | EPA/NEI | 1969
2019 | NJ | 12 Applegate Solar LLC | 59371 | PV1 | PV | OP | NA | SUN |  | 20917 |  | 0 | EIA Prime Mover-level Data | Estimated using an emission factor
2019 | NJ | 145 Talmadge Solar | 57458 | 1 | PV | OP | NA | SUN |  | 44608 |  | 0 | EIA Prime Mover-level Data | Estimated using an emission factor
2019 | NJ | 180 Raritan Solar | 58187 | 1 | PV | OP | NA | SUN |  | 23676 |  | 0 | EIA Prime Mover-level Data | Estimated using an emission factor
2019 | NJ | 24 Applegate Solar LLC | 59365 | PV1 | PV | OP | NA | SUN |  | 7711 |  | 0 | EIA Prime Mover-level Data | Estimated using an emission factor
2019 | NJ | 350 Clark Solar, NG, LLC | 61224 | 5400 | PV | OP | NA | SUN |  | 17631 |  | 0 | EIA Prime Mover-level Data | Estimated using an emission factor
2019 | NJ | 4 Applegate Solar LLC | 59370 | PV1 | PV | OP | NA | SUN |  | 18307 |  | 0 | EIA Prime Mover-level Data | Estimated using an emission factor
2019 | NJ | 435A Bergen Avenue | 63366 | 1 | PV | OP | NA | SUN |  | 10631 |  | 0 | EIA Prime Mover-level Data | Estimated using an emission factor
2019 | NJ | 46 Meadowlands Parkway | 62325 | 1 | PV | OP | NA | SUN |  | 20132 |  | 0 | EIA Prime Mover-level Data | Estimated using an emission factor
2019 | NJ | 77 Metro Way | 62326 | 1 | PV | OP | NA | SUN |  | 13685 |  | 0 | EIA Prime Mover-level Data | Estimated using an emission factor
2019 | NJ | AC Criminal Courts Complex SPE2, LLC | 58798 | ACCCC | PV | OP | NA | SUN |  | 16899 |  | 0 | EIA Prime Mover-level Data | Estimated using an emission factor
2019 | NJ | AC Landfill Energy LLC | 57845 | UNIT1 | IC | OP | NA | LFG |  | 78395.88 | 0.57621 | 0.0147 | EIA Prime Mover-level Data | Estimated using an emission factor
2019 | NJ | AC Landfill Energy LLC | 57845 | UNIT2 | IC | OP | NA | LFG |  | 93095.12 | 0.68425 | 0.0147 | EIA Prime Mover-level Data | Estimated using an emission factor
2019 | NJ | AC Landfill Energy LLC | 57845 | UNIT3 | IC | RE | NA | LFG |  |  |  | 0.0147
2019 | NJ | AC Power | 63260 | ACP | PV | OP | NA | SUN |  | 8005 |  | 0 | EIA Prime Mover-level Data | Estimated using an emission factor
2019 | NJ | AC Power 2 | 63196 | ACP2 | PV | P | NA | SUN
2019 | NJ | ACB Energy Parntners LLC - MTF Cogen | 62492 | ACB-1 | GT | OP | NA | NG |  | 745090 | 2.0428 | 0.0054834 | EIA Prime Mover-level Data | NEI avg EF - PM, fuel type, firing type
2019 | NJ | ACCC Mays Landing | 60802 | PV1 | PV | OP | NA | SUN |  | 17622 |  | 0 | EIA Prime Mover-level Data | Estimated using an emission factor
2019 | NJ | ACCP NJ 1 | 63198 | ACCP1 | PV | L | NA | SUN
2019 | NJ | ACM - Midtown Thermal | 63483 | T60-1 | GT | OP | NA | NG |  | 773855 | 2.1217 | 0.0054834 | EIA Prime Mover-level Data | NEI avg EF - PM, fuel type, firing type
2019 | NJ | ACUA | 61923 | VACUA | BA | OP | NA | MWH |  | 0 |  |  | EIA Prime Mover-level Data
2019 | NJ | Adams Ave MS and HS | 60772 | PVHS | PV | OP | NA | SUN |  | 24160.06 |  | 0 | EIA Prime Mover-level Data | Estimated using an emission factor
2019 | NJ | Adams Ave MS and HS | 60772 | PVMS | PV | OP | NA | SUN |  | 17448.94 |  | 0 | EIA Prime Mover-level Data | Estimated using an emission factor
2019 | NJ | Aero Haven Solar | 63195 | ACP3 | PV | P | NA | SUN
2019 | NJ | Alethea I | 58519 | 1 | PV | OP | NA | SUN |  | 34370 |  | 0 | EIA Prime Mover-level Data | Estimated using an emission factor
2019 | NJ | Allied Beverages Elizabeth | 63353 | ABE | PV | OP | NA | SUN |  | 25911 |  | 0 | EIA Prime Mover-level Data | Estimated using an emission factor
2019 | NJ | Amazon | 58357 | WR | PV | OP | NA | SUN |  | 50492 |  | 0 | EIA Prime Mover-level Data | Estimated using an emission factor
2019 | NJ | Anheuser-Busch Newark Brewery | 54913 | GEN1 | GT | RE | NA | NG
2019 | NJ | Anheuser-Busch Newark Brewery | 54913 | GEN2 | GT | RE | NA | NG
2019 | NJ | Atlantic City Convention Center | 56900 | 1 | PV | OP | NA | SUN |  | 6938 |  | 0 | EIA Prime Mover-level Data | Estimated using an emission factor
2019 | NJ | Atlantic City Convention Center | 56900 | 2 | PV | OP | NA | SUN |  | 6938 |  | 0 | EIA Prime Mover-level Data | Estimated using an emission factor
2019 | NJ | Atlantic City Convention Center | 56900 | 3 | PV | OP | NA | SUN |  | 6938 |  | 0 | EIA Prime Mover-level Data | Estimated using an emission factor
2019 | NJ | Atlantic City Convention Center | 56900 | 4 | PV | OP | NA | SUN |  | 6938 |  | 0 | EIA Prime Mover-level Data | Estimated using an emission factor
2019 | NJ | Atlantic Coast Freezers Solar Facility | 58360 | ACF | PV | OP | NA | SUN |  | 28832 |  | 0 | EIA Prime Mover-level Data | Estimated using an emission factor
2019 | NJ | Augusta Solar Farm | 62906 | AUGSF | PV | OP | NA | SUN |  | 39400 |  | 0 | EIA Prime Mover-level Data | Estimated using an emission factor
2019 | NJ | Barrette Outdoor Living, Inc. | 63298 | BARRE | PV | OP | NA | SUN |  | 18743 |  | 0 | EIA Prime Mover-level Data | Estimated using an emission factor
2019 | NJ | Bayonne MUA- Leitner-Poma Wind Turbine | 59797 | WT1 | WT | OP | NA | WND |  | 9439 |  | 0 | EIA Prime Mover-level Data | Estimated using an emission factor
2019 | NJ | Bayville Central Facility | 54569 | COG1 | IC | OP | NA | OBG |  | 3721.174 | 0.027351 | 0.0147 | EIA Prime Mover-level Data | Estimated using an emission factor
2019 | NJ | Bayville Central Facility | 54569 | COG2 | IC | OP | NA | OBG |  | 3721.174 | 0.027351 | 0.0147 | EIA Prime Mover-level Data | Estimated using an emission factor
2019 | NJ | Bayville Central Facility | 54569 | COG3 | IC | OP | NA | OBG |  | 3721.174 | 0.027351 | 0.0147 | EIA Prime Mover-level Data | Estimated using an emission factor
2019 | NJ | Bayville Central Facility | 54569 | COG4 | IC | OP | NA | DFO |  | 18605.87 | 2.8839 | 0.31 | EIA Prime Mover-level Data | Estimated using an emission factor
2019 | NJ | Bayville Central Facility | 54569 | COG5 | IC | OP | NA | DFO |  | 18605.87 | 2.8839 | 0.31 | EIA Prime Mover-level Data | Estimated using an emission factor
2019 | NJ | Bayville Central Facility | 54569 | COG6 | IC | OP | NA | DFO |  | 18605.87 | 2.8839 | 0.31 | EIA Prime Mover-level Data | Estimated using an emission factor
2019 | NJ | Bayville Central Facility | 54569 | COG7 | IC | OP | NA | DFO |  | 18605.87 | 2.8839 | 0.31 | EIA Prime Mover-level Data | Estimated using an emission factor
2019 | NJ | Bayville Central Facility | 54569 | CPV1 | PV | OP | NA | SUN |  | 811 |  | 0 | EIA Prime Mover-level Data | Estimated using an emission factor
2019 | NJ | Bayville Central Facility | 54569 | SBG1 | IC | RE | NA | DFO
2019 | NJ | Bayway Refinery | 56294 | FGX | OT | OP | NA | WH |  | 530983 |  | 0 | EIA Prime Mover-level Data | Estimated using an emission factor
2019 | NJ | BBB Corporate Headquarters | 58093 | HQNJ | PV | OP | NA | SUN |  | 12402 |  | 0 | EIA Prime Mover-level Data | Estimated using an emission factor
2019 | NJ | BC Landfill Energy LLC | 57847 | UNIT1 | IC | OP | NA | LFG |  | 86313.4 | 0.6344 | 0.0147 | EIA Prime Mover-level Data | Estimated using an emission factor
2019 | NJ | BC Landfill Energy LLC | 57847 | UNIT2 | IC | OP | NA | LFG |  | 86313.4 | 0.6344 | 0.0147 | EIA Prime Mover-level Data | Estimated using an emission factor
2019 | NJ | BC Landfill Energy LLC | 57847 | UNIT3 | IC | OP | NA | LFG |  | 86313.4 | 0.6344 | 0.0147 | EIA Prime Mover-level Data | Estimated using an emission factor
2019 | NJ | BC Landfill Energy LLC | 57847 | UNIT4 | IC | OP | NA | LFG |  | 86313.4 | 0.6344 | 0.0147 | EIA Prime Mover-level Data | Estimated using an emission factor
2019 | NJ | BC Landfill Energy LLC | 57847 | UNIT5 | IC | OP | NA | LFG |  | 86313.4 | 0.6344 | 0.0147 | EIA Prime Mover-level Data | Estimated using an emission factor
2019 | NJ | Beaver Run | 60805 | BRUN1 | PV | OP | NA | SUN |  | 96911 |  | 0 | EIA Prime Mover-level Data | Estimated using an emission factor
2019 | NJ | Bed Bath & Beyond DC Port Reading NJ | 58096 | PTNJ | PV | OP | NA | SUN |  | 21876 |  | 0 | EIA Prime Mover-level Data | Estimated using an emission factor
2019 | NJ | Ben Moreell Solar Farm | 63786 | BMSF | PV | V | NA | SUN
2019 | NJ | Benjamin Moore & Co. Solar | 57733 | PV1 | PV | OP | NA | SUN |  | 17478 |  | 0 | EIA Prime Mover-level Data | Estimated using an emission factor
2019 | NJ | Bergenmand Solar Partners, LLC Mahwah | 63200 | SA1 | PV | OP | NA | SUN
2019 | NJ | Bergenmand Solar Partners, LLC Mahwah | 63200 | SA2 | PV | OP | NA | SUN
2019 | NJ | Bernards Solar | 60437 | BERNS | PV | OP | NA | SUN |  | 40987 |  | 0 | EIA Prime Mover-level Data | Estimated using an emission factor
2019 | NJ | Berry Plastics Solar | 59097 | PV1 | PV | OP | NA | SUN |  | 140042 |  | 0 | EIA Prime Mover-level Data | Estimated using an emission factor
2019 | NJ | BJ's Wholesale Club Inc Dist Center | 60227 | PV1 | PV | OP | NA | SUN |  | 9920 |  | 0 | EIA Prime Mover-level Data | Estimated using an emission factor
2019 | NJ | BlackRock-Matrix | 57727 | BLAR | PV | OP | NA | SUN |  | 30124 |  | 0 | EIA Prime Mover-level Data | Estimated using an emission factor
2019 | NJ | BNB Camden Solar | 61893 | BNBHQ | PV | OP | NA | SUN |  | 29261.19 |  | 0 | EIA Prime Mover-level Data | Estimated using an emission factor
2019 | NJ | BNB Camden Solar | 61893 | BNBSO | PV | OP | NA | SUN |  | 19950.81 |  | 0 | EIA Prime Mover-level Data | Estimated using an emission factor
2019 | NJ | Bordentown Solar | 60734 | PV1 | PV | OP | NA | SUN |  | 95352 |  | 0 | EIA Prime Mover-level Data | Estimated using an emission factor
2019 | NJ | Brickyard Solar | 60733 | PV1 | PV | OP | NA | SUN |  | 19321 |  | 0 | EIA Prime Mover-level Data | Estimated using an emission factor
2019 | NJ | Bridgeport Disposal Solar Farm | 59166 | BRIDG | PV | OP | NA | SUN |  | 16447 |  | 0 | EIA Prime Mover-level Data | Estimated using an emission factor
2019 | NJ | Bristol Myers Squibb Lawrenceville | 58947 | DG101 | IC | SB | NA | DFO |  | 123 | 0.019065 | 0.31 | EIA Prime Mover-level Data | Estimated using an emission factor
2019 | NJ | Bristol Myers Squibb Lawrenceville | 58947 | TG101 | GT | OP | NA | NG |  | 424765 | 1.1646 | 0.0054834 | EIA Prime Mover-level Data | NEI avg EF - PM, fuel type, firing type
2019 | NJ | Bristol Myers Squibb Lawrenceville | 58947 | TG102 | GT | V | NA | NG
2019 | NJ | Bristol Myers Squibb New Brunswick | 54829 | GEN1 | GT | OP | NA | NG |  | 641099 | 1.7577 | 0.0054834 | EIA Prime Mover-level Data | NEI avg EF - PM, fuel type, firing type
2019 | NJ | Bristol Myers Squibb New Brunswick | 54829 | GEN2 | ST | SB | NA | NG |  | 266 | 0.001071 | 0.0080524 | EIA Prime Mover-level Data | NEI avg EF - PM, fuel type
2019 | NJ | Burlington Coat Factory Solar | 62712 | BCF | PV | OP | NA | SUN |  | 40672 |  | 0 | EIA Prime Mover-level Data | Estimated using an emission factor
2019 | NJ | Caldwell Wastewater Treatment Plant Hybrid | 62027 | BAT1 | BA | OP | NA | MWH |  | 0 |  |  | EIA Prime Mover-level Data
2019 | NJ | Caldwell Wastewater Treatment Plant Hybrid | 62027 | PV1 | PV | OP | NA | SUN |  | 8246 |  | 0 | EIA Prime Mover-level Data | Estimated using an emission factor
2019 | NJ | Calpine Vineland Solar LLC | 57081 | CVS1 | PV | OP | NA | SUN |  | 26043.29 |  | 0 | EIA Prime Mover-level Data | Estimated using an emission factor
2019 | NJ | Calpine Vineland Solar LLC | 57081 | CVS2 | PV | OP | NA | SUN |  | 20381.71 |  | 0 | EIA Prime Mover-level Data | Estimated using an emission factor
2019 | NJ | Camden Resource Recovery Facility | 10435 | SG101A | ST | OP | NA | MSW |  | 1136299 | 0.88631 | 0.00156 | EIA Unit-level Data | Estimated using an emission factor
2019 | NJ | Camden Resource Recovery Facility | 10435 | SG101B | ST | OP | NA | MSW |  | 1123044 | 0.87597 | 0.00156 | EIA Unit-level Data | Estimated using an emission factor
2019 | NJ | Camden Resource Recovery Facility | 10435 | SG101C | ST | OP | NA | MSW |  | 1142180 | 0.8909 | 0.00156 | EIA Unit-level Data | Estimated using an emission factor
2019 | NJ | Campus Drive Solar | 63334 | CAMPS | PV | L | NA | SUN
2019 | NJ | Carrier Clinic | 59297 | CARRI | PV | OP | NA | SUN |  | 17256 |  | 0 | EIA Prime Mover-level Data | Estimated using an emission factor
2019 | NJ | CCG Marketing | 62616 | CCGWC | PV | OP | NA | SUN |  | 20381 |  | 0 | EIA Prime Mover-level Data | Estimated using an emission factor
2019 | NJ | CCMUA | 59248 | CCMUA | PV | OP | NA | SUN |  | 16063 |  | 0 | EIA Prime Mover-level Data | Estimated using an emission factor
2019 | NJ | Cedar Branch | 60266 | CEDAR | PV | OP | NA | SUN |  | 90804 |  | 0 | EIA Prime Mover-level Data | Estimated using an emission factor
2019 | NJ | Cedar Station | 2380 | CED1 | GT | RE | NA | KER
2019 | NJ | Cedar Station | 2380 | CED2 | GT | RE | NA | KER
2019 | NJ | CentraState Medical Center PV Facility | 59630 | CS | PV | OP | NA | SUN |  | 71152 |  | 0 | EIA Prime Mover-level Data | Estimated using an emission factor
2019 | NJ | CES Cherry Hill Solar | 60201 | CHNJ | PV | OP | NA | SUN |  | 16338 |  | 0 | EIA Prime Mover-level Data | Estimated using an emission factor
2019 | NJ | Chanel Piscataway Rooftop | 63355 | CPR | PV | OP | NA | SUN |  | 2352 |  | 0 | EIA Prime Mover-level Data | Estimated using an emission factor
2019 | NJ | Cherry Hill | 57734 | CH | PV | OP | NA | SUN |  | 13410 |  | 0 | EIA Prime Mover-level Data | Estimated using an emission factor
2019 | NJ | Christmas Tree Shops DC Burlington NJ | 58094 | FINJ | PV | OP | NA | SUN |  | 27975 |  | 0 | EIA Prime Mover-level Data | Estimated using an emission factor
2019 | NJ | Cinnamon Bay Edgeboro Landfill | 58208 | 1 | IC | OP | NA | LFG |  |  |  | 0.0147
2019 | NJ | CIP II/AR Bridgewater Holdings - NJCOE | 10122 | 01 | GT | RE | NA | NG
2019 | NJ | CIP II/AR Bridgewater Holdings - NJCOE | 10122 | 02 | GT | OP | NA | NG |  | 373491 | 1.024 | 0.0054834 | EIA Prime Mover-level Data | NEI avg EF - PM, fuel type, firing type
2019 | NJ | College of New Jersey | 58165 | COGEN | IC | OP | NA | NG |  | 434517 | 0.091683 | 0.000422 | EIA Prime Mover-level Data | Estimated using an emission factor
2019 | NJ | Colonial Pipeline Allentown Chesterfield | 63356 | CPAC | PV | OP | NA | SUN |  | 9527 |  | 0 | EIA Prime Mover-level Data | Estimated using an emission factor
2019 | NJ | Colonial Pipeline Woodbury West Deptford | 63357 | CPWWD | PV | OP | NA | SUN |  | 35020 |  | 0 | EIA Prime Mover-level Data | Estimated using an emission factor
2019 | NJ | Community Foodbank of NJ | 60776 | FDBNK | PV | OP | NA | SUN |  | 9725 |  | 0 | EIA Prime Mover-level Data | Estimated using an emission factor
2019 | NJ | Connell East LLC | 62598 | LOREA | PV | OP | NA | SUN |  | 13356 |  | 0 | EIA Prime Mover-level Data | Estimated using an emission factor
2019 | NJ | Constellation New Energy Inc | 58029 | PV1 | PV | OP | NA | SUN |  | 56088 |  | 0 | EIA Prime Mover-level Data | Estimated using an emission factor
2019 | NJ | Cornerstone Power Holmdel LLC | 58536 | 1 | PV | OP | NA | SUN |  | 34761 |  | 0 | EIA Prime Mover-level Data | Estimated using an emission factor
2019 | NJ | Cornerstone Power Vineland I LLC | 58512 | PV1 | PV | OP | NA | SUN |  | 47031 |  | 0 | EIA Prime Mover-level Data | Estimated using an emission factor
2019 | NJ | Corning Pharmaceutical Glass | 58359 | GG | PV | OP | NA | SUN |  | 31092 |  | 0 | EIA Prime Mover-level Data | Estimated using an emission factor
2019 | NJ | County College of Morris | 58881 | PV01 | PV | OP | NA | SUN |  | 34206 |  | 0 | EIA Prime Mover-level Data | Estimated using an emission factor
2019 | NJ | Covanta Essex Company | 10643 | 1 | ST | OP | NA | MSW |  | 3277463 | 0.25564 | 0.000156 | EIA Unit-level Data | Estimated using an emission factor
2019 | NJ | Covanta Essex Company | 10643 | 2 | ST | OP | NA | MSW |  | 3279124 | 0.25577 | 0.000156 | EIA Unit-level Data | Estimated using an emission factor
2019 | NJ | Covanta Essex Company | 10643 | 3 | ST | OP | NA | MSW |  | 3298383 | 0.25727 | 0.000156 | EIA Unit-level Data | Estimated using an emission factor
2019 | NJ | Covanta Warren Energy | 10012 | 1 | ST | OP | NA |  |  | 82450.47 |  |  | EIA Unit-level Data
2019 | NJ | Covanta Warren Energy | 10012 | 2 | ST | OP | NA |  |  | 92632.95 |  |  | EIA Unit-level Data
2019 | NJ | Cranbury | 59446 | CRANB | PV | OP | NA | SUN |  | 59745 |  | 0 | EIA Prime Mover-level Data | Estimated using an emission factor
2019 | NJ | Cumberland County Solid Waste Complex | 56884 | GEN 2 | IC | OP | NA | LFG |  | 69671.66 | 0.51209 | 0.0147 | EIA Prime Mover-level Data | Estimated using an emission factor
2019 | NJ | Cumberland County Solid Waste Complex | 56884 | GEN 3 | IC | OP | NA | LFG |  | 69671.66 | 0.51209 | 0.0147 | EIA Prime Mover-level Data | Estimated using an emission factor
2019 | NJ | Cumberland County Solid Waste Complex | 56884 | GEN1 | IC | OP | NA | LFG |  | 69671.66 | 0.51209 | 0.0147 | EIA Prime Mover-level Data | Estimated using an emission factor
2019 | NJ | Day Four Solar LLC | 62905 | DAY04 | PV | OP | NA | SUN |  | 70752 |  | 0 | EIA Prime Mover-level Data | Estimated using an emission factor
2019 | NJ | DCO Burlington | 63492 | CTG-1 | GT | OP | NA | NG |  | 345970 | 0.94854 | 0.0054834 | EIA Prime Mover-level Data | NEI avg EF - PM, fuel type, firing type
2019 | NJ | Deepwater | 2384 | 1 | ST | RE | CYCLONE | NG
2019 | NJ | Deepwater | 2384 | 4 | ST | RE | NA | RFO
2019 | NJ | Deepwater | 2384 | 6 | ST | RE | NA | NG
2019 | NJ | Deepwater | 2384 | CT1 | GT | CN | NA | NG
2019 | NJ | Deepwater | 2384 | GTA | GT | RE | NA | NG
2019 | NJ | Deepwater | 2384 | ST1 | ST | CN | NA | NG
2019 | NJ | Delilah Road Landfill | 58951 | DRLS | PV | OP | NA | SUN |  | 132581 |  | 0 | EIA Prime Mover-level Data | Estimated using an emission factor
2019 | NJ | Deutsche Bank- Piscataway Solar | 60803 | DBPIS | PV | OP | NA | SUN |  | 11857 |  | 0 | EIA Prime Mover-level Data | Estimated using an emission factor
2019 | NJ | DG Amaze ACY1 | 63286 | ACY1 | PV | OP | NA | SUN |  | 30640 |  | 0 | EIA Prime Mover-level Data | Estimated using an emission factor
2019 | NJ | DG Camden LLC Holtec | 61515 | HOLTC | PV | OP | NA | SUN |  | 35740 |  | 0 | EIA Prime Mover-level Data | Estimated using an emission factor
2019 | NJ | DG Florham Park Solar LLC | 62586 | BASF | PV | OP | NA | SUN |  | 2048 |  | 0 | EIA Prime Mover-level Data | Estimated using an emission factor
2019 | NJ | DG Infineum | 62958 | INFNM | PV | TS | NA | SUN
2019 | NJ | DG Iron Mountain | 62957 | IRNMT | PV | V | NA | SUN
2019 | NJ | DG New Jersey Solar RLS Logistics | 61507 | RLSNJ | PV | OP | NA | SUN |  | 48893 |  | 0 | EIA Prime Mover-level Data | Estimated using an emission factor
2019 | NJ | Dix Solar, L.L.C | 61864 | DIXSL | PV | OP | NA | SUN |  | 184144 |  | 0 | EIA Prime Mover-level Data | Estimated using an emission factor
2019 | NJ | Dow Jones South Brunswick Solar | 57397 | PV01 | PV | OP | NA | SUN |  | 26158.54 |  | 0 | EIA Prime Mover-level Data | Estimated using an emission factor
2019 | NJ | Dow Jones South Brunswick Solar | 57397 | PV02 | PV | OP | NA | SUN |  | 16741.46 |  | 0 | EIA Prime Mover-level Data | Estimated using an emission factor
2019 | NJ | DSM Nutritional Products Solar | 62713 | DSM | PV | OP | NA | SUN |  | 101435 |  | 0 | EIA Prime Mover-level Data | Estimated using an emission factor
2019 | NJ | DSM Solar | 60739 | PV1 | PV | OP | NA | SUN |  | 55668 |  | 0 | EIA Prime Mover-level Data | Estimated using an emission factor
2019 | NJ | East Amwell | 60327 | AMWEL | PV | OP | NA | SUN |  | 25155 |  | 0 | EIA Prime Mover-level Data | Estimated using an emission factor
2019 | NJ | East Orange Solar | 60727 | PV1 | PV | OP | NA | SUN |  | 55152 |  | 0 | EIA Prime Mover-level Data | Estimated using an emission factor
2019 | NJ | Engelhard Solar LLC | 59367 | PV1 | PV | OP | NA | SUN |  | 8103 |  | 0 | EIA Prime Mover-level Data | Estimated using an emission factor
2019 | NJ | EQX002 Secaucus Rd Fuel Cell | 63702 | EQX02 | FC | OP | NA | NG |  | 39075 | 0 | 0 | EIA Prime Mover-level Data | Estimated using an emission factor
2019 | NJ | EQX003 Secaucus Rd Fuel Cell | 63703 | EQX03 | FC | OP | NA | NG |  | 110869 | 0 | 0 | EIA Prime Mover-level Data | Estimated using an emission factor
2019 | NJ | EQX012 Harz Fuel Cell | 63706 | EQX12 | FC | OP | NA | NG |  | 137179 | 0 | 0 | EIA Prime Mover-level Data | Estimated using an emission factor
2019 | NJ | Essex County Correctional Facility Cogen | 63540 | EG1 | IC | OP | NA | NG |  | 129584 | 0.027336 | 0.0004219 | EIA Prime Mover-level Data | NEI avg EF - PM, fuel type, firing type
2019 | NJ | Essex County Correctional Facility Cogen | 63540 | EG2 | IC | OP | NA | NG |  | 129584 | 0.027336 | 0.0004219 | EIA Prime Mover-level Data | NEI avg EF - PM, fuel type, firing type
2019 | NJ | ETS Ewing Solar Facility | 57574 | ETS1 | PV | OP | NA | SUN |  | 19919 |  | 0 | EIA Prime Mover-level Data | Estimated using an emission factor
2019 | NJ | FedEx Woodbridge | 57776 | 1 | PV | OP | NA | SUN |  | 20256 |  | 0 | EIA Prime Mover-level Data | Estimated using an emission factor
2019 | NJ | Flemington Solar | 57485 | FSNJ | PV | OP | NA | SUN |  | 109644 |  | 0 | EIA Prime Mover-level Data | Estimated using an emission factor
2019 | NJ | Florence Solar W3-080, LLC | 60990 | PV1 | PV | OP | NA | SUN |  | 109414 |  | 0 | EIA Prime Mover-level Data | Estimated using an emission factor
2019 | NJ | Frankford Solar | 60732 | PV1 | PV | OP | NA | SUN |  | 90510 |  | 0 | EIA Prime Mover-level Data | Estimated using an emission factor
2019 | NJ | Franklin Solar | 63149 | FRANK | PV | V | NA | SUN
2019 | NJ | Freeze Solar | 60759 | PV1 | PV | OP | NA | SUN |  | 16660 |  | 0 | EIA Prime Mover-level Data | Estimated using an emission factor
2019 | NJ | French's Landfill PV | 60994 | GEN1 | PV | OP | NA | SUN |  | 45276 |  | 0 | EIA Prime Mover-level Data | Estimated using an emission factor
2019 | NJ | Frenchtown I Solar | 57486 | F1NJ | PV | OP | NA | SUN |  | 39534 |  | 0 | EIA Prime Mover-level Data | Estimated using an emission factor
2019 | NJ | Frenchtown II Solar | 57487 | F2NJ | PV | OP | NA | SUN |  | 38154 |  | 0 | EIA Prime Mover-level Data | Estimated using an emission factor
2019 | NJ | Frenchtown III Solar | 58564 | F3NJ | PV | OP | NA | SUN |  | 110161 |  | 0 | EIA Prime Mover-level Data | Estimated using an emission factor
2019 | NJ | G&S Wantage Solar LLC | 59366 | PV1 | PV | OP | NA | SUN |  | 82852 |  | 0 | EIA Prime Mover-level Data | Estimated using an emission factor
2019 | NJ | Galloway Landfill | 63698 | GALLO | PV | L | NA | SUN
2019 | NJ | Garfield Solar | 62680 | GARFE | PV | OP | NA | SUN |  | 743.714 |  | 0 | EIA Prime Mover-level Data | Estimated using an emission factor
2019 | NJ | Garfield Solar | 62680 | GARFN | PV | OP | NA | SUN |  | 1487.429 |  | 0 | EIA Prime Mover-level Data | Estimated using an emission factor
2019 | NJ | Garfield Solar | 62680 | GARFS | PV | OP | NA | SUN |  | 2603 |  | 0 | EIA Prime Mover-level Data | Estimated using an emission factor
2019 | NJ | Garfield Solar | 62680 | GARMS | PV | OP | NA | SUN |  | 2974.857 |  | 0 | EIA Prime Mover-level Data | Estimated using an emission factor
2019 | NJ | Gemini Technologies Services, Inc. Solar | 60804 | DBGAT | PV | OP | NA | SUN |  | 14694 |  | 0 | EIA Prime Mover-level Data | Estimated using an emission factor
2019 | NJ | Glen Gardner | 8227 | 1 | GT | RE | NA | NG
2019 | NJ | Glen Gardner | 8227 | 2 | GT | RE | NA | NG
2019 | NJ | Glen Gardner | 8227 | 3 | GT | RE | NA | NG
2019 | NJ | Glen Gardner | 8227 | 4 | GT | RE | NA | NG
2019 | NJ | Glen Gardner | 8227 | 5 | GT | RE | NA | NG
2019 | NJ | Glen Gardner | 8227 | 6 | GT | RE | NA | NG
2019 | NJ | Glen Gardner | 8227 | 7 | GT | RE | NA | NG
2019 | NJ | Glen Gardner | 8227 | 8 | GT | RE | NA | NG
2019 | NJ | Glopak Solar PV Power Plant | 61248 | INV1R | PV | OP | NA | SUN |  | 5221.5 |  | 0 | EIA Prime Mover-level Data | Estimated using an emission factor
2019 | NJ | Glopak Solar PV Power Plant | 61248 | INV2G | PV | OP | NA | SUN |  | 5221.5 |  | 0 | EIA Prime Mover-level Data | Estimated using an emission factor
2019 | NJ | Gloucester Community College Solar | 60752 | PV1 | PV | OP | NA | SUN |  | 30078 |  | 0 | EIA Prime Mover-level Data | Estimated using an emission factor
2019 | NJ | Goya Foods, Inc- Jersey City Solar | 60839 | PV1 | PV | OP | NA | SUN |  | 36124 |  | 0 | EIA Prime Mover-level Data | Estimated using an emission factor
2019 | NJ | Goya Foods, Inc- Secaucus Solar | 60840 | PV1 | PV | OP | NA | SUN |  | 22670 |  | 0 | EIA Prime Mover-level Data | Estimated using an emission factor
2019 | NJ | Great Falls Hydro Project | 52068 | GEN1 | HY | OP | NA | WAT |  | 78557 |  | 1.5381e-07 | EIA Prime Mover-level Data | NEI avg EF - PM, fuel type, firing type
2019 | NJ | Great Falls Hydro Project | 52068 | GEN2 | HY | OP | NA | WAT |  | 78557 |  | 1.5381e-07 | EIA Prime Mover-level Data | NEI avg EF - PM, fuel type, firing type
2019 | NJ | Great Falls Hydro Project | 52068 | GEN3 | HY | OP | NA | WAT |  | 78557 |  | 1.5381e-07 | EIA Prime Mover-level Data | NEI avg EF - PM, fuel type, firing type
2019 | NJ | Hall's Warehouse Solar Project | 56877 | TBD | PV | OP | NA | SUN |  | 13865 |  | 0 | EIA Prime Mover-level Data | Estimated using an emission factor
2019 | NJ | Hamilton Solar-Crosswicks | 60489 | PV1 | PV | OP | NA | SUN |  | 42735.93 |  | 0 | EIA Prime Mover-level Data | Estimated using an emission factor
2019 | NJ | Hamilton Solar-Crosswicks | 60489 | PV2 | PV | OP | NA | SUN |  | 48841.07 |  | 0 | EIA Prime Mover-level Data | Estimated using an emission factor
2019 | NJ | Hanover | 59628 | HNOVR | PV | OP | NA | SUN |  | 70192 |  | 0 | EIA Prime Mover-level Data | Estimated using an emission factor
2019 | NJ | Harmon DC Totowa NJ | 58095 | TONJ | PV | OP | NA | SUN |  | 16776 |  | 0 | EIA Prime Mover-level Data | Estimated using an emission factor
2019 | NJ | Harmony | 59627 | HRMNY | PV | OP | NA | SUN |  | 39454 |  | 0 | EIA Prime Mover-level Data | Estimated using an emission factor
2019 | NJ | Hartz Way | 60501 | 1 | PV | OP | NA | SUN |  | 10916 |  | 0 | EIA Prime Mover-level Data | Estimated using an emission factor
2019 | NJ | Haworth Water Treatment Plant | 56701 | GEN1 | IC | OP | NA | NG |  | 25634.38 | 0.0054089 | 0.000422 | EIA Prime Mover-level Data | Estimated using an emission factor
2019 | NJ | Haworth Water Treatment Plant | 56701 | GEN2 | IC | OP | NA | NG |  | 25634.38 | 0.0054089 | 0.000422 | EIA Prime Mover-level Data | Estimated using an emission factor
2019 | NJ | Haworth Water Treatment Plant | 56701 | GEN3 | IC | OP | NA | NG |  | 25634.38 | 0.0054089 | 0.000422 | EIA Prime Mover-level Data | Estimated using an emission factor
2019 | NJ | Haworth Water Treatment Plant | 56701 | GEN4 | IC | OP | NA | NG |  | 25634.38 | 0.0054089 | 0.000422 | EIA Prime Mover-level Data | Estimated using an emission factor
2019 | NJ | Haworth Water Treatment Plant | 56701 | GEN5 | IC | OP | NA | DFO |  | 51268.75 | 7.9467 | 0.31 | EIA Prime Mover-level Data | Estimated using an emission factor
2019 | NJ | Haworth Water Treatment Plant | 56701 | GEN6 | IC | OP | NA | DFO |  | 51268.75 | 7.9467 | 0.31 | EIA Prime Mover-level Data | Estimated using an emission factor
2019 | NJ | Heller 400M | 62438 | A | PV | OP | NA | SUN |  | 8518.667 |  | 0 | EIA Prime Mover-level Data | Estimated using an emission factor
2019 | NJ | Heller 400M | 62438 | B | PV | OP | NA | SUN |  | 2129.667 |  | 0 | EIA Prime Mover-level Data | Estimated using an emission factor
2019 | NJ | Heller 400M | 62438 | C | PV | OP | NA | SUN |  | 2129.667 |  | 0 | EIA Prime Mover-level Data | Estimated using an emission factor
2019 | NJ | Heller Industrial Parks | 57869 | HH | PV | OP | NA | SUN |  | 5885.326 |  | 0 | EIA Prime Mover-level Data | Estimated using an emission factor
2019 | NJ | Heller Industrial Parks | 57869 | HII | PV | OP | NA | SUN |  | 4708.261 |  | 0 | EIA Prime Mover-level Data | Estimated using an emission factor
2019 | NJ | Heller Industrial Parks | 57869 | HJC | PV | OP | NA | SUN |  | 2354.13 |  | 0 | EIA Prime Mover-level Data | Estimated using an emission factor
2019 | NJ | Heller Industrial Parks | 57869 | HM | PV | OP | NA | SUN |  | 9416.521 |  | 0 | EIA Prime Mover-level Data | Estimated using an emission factor
2019 | NJ | Heller Industrial Parks | 57869 | UNIT1 | PV | OP | NA | SUN |  | 31780.76 |  | 0 | EIA Prime Mover-level Data | Estimated using an emission factor
2019 | NJ | Hoffmann LaRoche | 10123 | TG01 | GT | OP | NA | NG |  | 235731 | 0.6463 | 0.0054834 | EIA Prime Mover-level Data | NEI avg EF - PM, fuel type, firing type
2019 | NJ | Hoffmann LaRoche | 10123 | TG03 | GT | OP | NA | NG |  | 235731 | 0.6463 | 0.0054834 | EIA Prime Mover-level Data | NEI avg EF - PM, fuel type, firing type
2019 | NJ | Hoffmann LaRoche | 10123 | TG1 | GT | RE | NA | NG
2019 | NJ | Hoffmann LaRoche | 10123 | TG2 | GT | RE | NA | NG
2019 | NJ | Hoffmann LaRoche | 10123 | TG3 | GT | RE | NA | NG
2019 | NJ | Holland Solar | 60763 | PV1 | PV | OP | NA | SUN |  | 32562 |  | 0 | EIA Prime Mover-level Data | Estimated using an emission factor
2019 | NJ | Hopewell Cogeneration NJ | 60933 | GEN1 | IC | OP | NA | NG |  | 25539.5 | 0.0053888 | 0.000422 | EIA Prime Mover-level Data | Estimated using an emission factor
2019 | NJ | Hopewell Cogeneration NJ | 60933 | GEN2 | IC | OP | NA | NG |  | 25539.5 | 0.0053888 | 0.000422 | EIA Prime Mover-level Data | Estimated using an emission factor
2019 | NJ | Hopewell Valley High School Hybrid | 61473 | BA1 | BA | OP | NA | MWH |  | 0 |  |  | EIA Prime Mover-level Data
2019 | NJ | Hopewell Valley High School Hybrid | 61473 | HWVHS | PV | OP | NA | SUN |  | 7122 |  | 0 | EIA Prime Mover-level Data | Estimated using an emission factor
2019 | NJ | Howell Solar | 60728 | PV1 | PV | OP | NA | SUN |  | 105290 |  | 0 | EIA Prime Mover-level Data | Estimated using an emission factor
2019 | NJ | Hunterdon Health System Solar Project | 62225 | PV1 | PV | OP | NA | SUN |  | 15778 |  | 0 | EIA Prime Mover-level Data | Estimated using an emission factor
2019 | NJ | IFF Hazlet | 60709 | GRND | PV | OP | NA | SUN |  | 41885 |  | 0 | EIA Prime Mover-level Data | Estimated using an emission factor
2019 | NJ | IFF Hazlet | 60709 | ROOF | PV | RE | NA | SUN
2019 | NJ | IFF Union Beach Project | 62306 | IFFUB | PV | OP | NA | SUN |  | 26890 |  | 0 | EIA Prime Mover-level Data | Estimated using an emission factor
2019 | NJ | IGS FE Trenton, LLC | 63626 | 229 | PV | V | NA | SUN
2019 | NJ | IGS Solar I - EWR5 | 61359 | EWR5 | PV | OP | NA | SUN |  | 32597 |  | 0 | EIA Prime Mover-level Data | Estimated using an emission factor
2019 | NJ | IGS Solar I - EWR6 | 61360 | EWR6 | PV | OP | NA | SUN |  | 29402 |  | 0 | EIA Prime Mover-level Data | Estimated using an emission factor
2019 | NJ | IIV000 Mt Bethel Fuel Cell | 63713 | IIV0A | FC | OP | NA | NG |  | 63789 | 0 | 0 | EIA Prime Mover-level Data | Estimated using an emission factor
2019 | NJ | IIV000 Mt Bethel Fuel Cell | 63713 | IIV0B | FC | OP | NA | NG |  | 63789 | 0 | 0 | EIA Prime Mover-level Data | Estimated using an emission factor
2019 | NJ | IKEA Westhampton 061 | 58016 | PV | PV | OP | NA | SUN |  | 20917 |  | 0 | EIA Prime Mover-level Data | Estimated using an emission factor
2019 | NJ | ILR Landfill | 60375 | ILR1 | PV | OP | NA | SUN |  | 85728 |  | 0 | EIA Prime Mover-level Data | Estimated using an emission factor
2019 | NJ | Imclone Solar Electric Facility | 59631 | IM | PV | OP | NA | SUN |  | 109894 |  | 0 | EIA Prime Mover-level Data | Estimated using an emission factor
2019 | NJ | IOS - ERW9 | 61466 | EWR9 | PV | OP | NA | SUN |  | 78731 |  | 0 | EIA Prime Mover-level Data | Estimated using an emission factor
2019 | NJ | ISH Solar Central, LLC | 57799 | 1 | PV | OP | NA | SUN |  | 12848 |  | 0 | EIA Prime Mover-level Data | Estimated using an emission factor
2019 | NJ | Jackson Board of Education-Liberty HS | 60113 | PV1 | PV | OP | NA | SUN |  | 16029 |  | 0 | EIA Prime Mover-level Data | Estimated using an emission factor
2019 | NJ | Jacobstown | 59185 | PV1 | PV | OP | NA | SUN |  | 71465 |  | 0 | EIA Prime Mover-level Data | Estimated using an emission factor
2019 | NJ | Jefferson Avenue | 60499 | 1 | PV | OP | NA | SUN |  | 18156 |  | 0 | EIA Prime Mover-level Data | Estimated using an emission factor
2019 | NJ | Jersey City DWP | 63530 | 10331 | PV | OP | NA | SUN |  | 142 |  | 0 | EIA Prime Mover-level Data | Estimated using an emission factor
2019 | NJ | Jersey Gardens Phase 1 | 58653 | 1 | PV | OP | NA | SUN |  | 27620 |  | 0 | EIA Prime Mover-level Data | Estimated using an emission factor
2019 | NJ | Jersey Gardens Phase 2 | 58654 | 1 | PV | OP | NA | SUN |  | 27246 |  | 0 | EIA Prime Mover-level Data | Estimated using an emission factor
2019 | NJ | Jersey-Atlantic Wind Farm | 56300 | 1 | WT | OP | NA | WND |  | 186414 |  | 0 | EIA Prime Mover-level Data | Estimated using an emission factor
2019 | NJ | JMB Mcguire-Dix-Lakehurst Solar Project | 58793 | UCIV | PV | OP | NA | SUN |  | 116045 |  | 0 | EIA Prime Mover-level Data | Estimated using an emission factor
2019 | NJ | Johnson Matthey, Inc. Solar | 57723 | PV1 | PV | OP | NA | SUN |  | 64234 |  | 0 | EIA Prime Mover-level Data | Estimated using an emission factor
2019 | NJ | Jordache Enterprises Solar | 58049 | PV | PV | OP | NA | SUN |  | 1158 |  | 0 | EIA Prime Mover-level Data | Estimated using an emission factor
2019 | NJ | Junction Road | 60265 | JUNCT | PV | OP | NA | SUN |  | 65570 |  | 0 | EIA Prime Mover-level Data | Estimated using an emission factor
2019 | NJ | KDC Solar ASGM | 62739 | ARDAH | PV | OP | NA | SUN |  | 34012 |  | 0 | EIA Prime Mover-level Data | Estimated using an emission factor
2019 | NJ | KDC Solar CSCP LLC | 62746 | CSCP | PV | OP | NA | SUN |  | 9171 |  | 0 | EIA Prime Mover-level Data | Estimated using an emission factor
2019 | NJ | KDC Solar PR1, LLC | 59910 | SF | PV | OP | NA | SUN |  | 137932 |  | 0 | EIA Prime Mover-level Data | Estimated using an emission factor
2019 | NJ | Kinsley Landfill Solar | 58877 | KINS | PV | OP | NA | SUN |  | 127888 |  | 0 | EIA Prime Mover-level Data | Estimated using an emission factor
2019 | NJ | L&D Landfill Solar | 59601 | L&D | PV | OP | NA | SUN |  | 148769 |  | 0 | EIA Prime Mover-level Data | Estimated using an emission factor
2019 | NJ | Lafayette Energy Partners LP | 50788 | HA1 | IC | RE | NA | LFG
2019 | NJ | Lafayette Energy Partners LP | 50788 | HA2 | IC | RE | NA | LFG
2019 | NJ | Lakehurst Solar | 63503 | LAKHS | PV | V | NA | SUN
2019 | NJ | Lakewood Cheddar School | 62454 | 1 | PV | OP | NA | SUN |  | 12173 |  | 0 | EIA Prime Mover-level Data | Estimated using an emission factor
2019 | NJ | Lakewood Seven Solar LLC | 59369 | PV1 | PV | OP | NA | SUN |  | 9581 |  | 0 | EIA Prime Mover-level Data | Estimated using an emission factor
2019 | NJ | Lebanon Solar | 57488 | LSNJ | PV | OP | NA | SUN |  | 24853 |  | 0 | EIA Prime Mover-level Data | Estimated using an emission factor
2019 | NJ | Linden Solar Farm | 57381 | LIND | PV | OP | NA | SUN |  | 33808 |  | 0 | EIA Prime Mover-level Data | Estimated using an emission factor
2019 | NJ | Livingston Solar Canopies | 58505 | LVSC | PV | OP | NA | SUN |  | 66104 |  | 0 | EIA Prime Mover-level Data | Estimated using an emission factor
2019 | NJ | Livingston Solar Farm | 58504 | LVSF | PV | OP | NA | SUN |  | 9768 |  | 0 | EIA Prime Mover-level Data | Estimated using an emission factor
2019 | NJ | L'Oreal Franklin | 60765 | PV1 | PV | OP | NA | SUN |  | 17194 |  | 0 | EIA Prime Mover-level Data | Estimated using an emission factor
2019 | NJ | L'Oreal Monmouth | 60766 | PV1 | PV | OP | NA | SUN |  | 19847 |  | 0 | EIA Prime Mover-level Data | Estimated using an emission factor
2019 | NJ | L'Oreal Piscataway | 57868 | UNIT1 | PV | OP | NA | SUN |  | 11202.61 |  | 0 | EIA Prime Mover-level Data | Estimated using an emission factor
2019 | NJ | L'Oreal Piscataway | 57868 | UNIT2 | PV | OP | NA | SUN |  | 2585.217 |  | 0 | EIA Prime Mover-level Data | Estimated using an emission factor
2019 | NJ | L'Oreal Piscataway | 57868 | UNIT3 | PV | OP | NA | SUN |  | 6032.174 |  | 0 | EIA Prime Mover-level Data | Estimated using an emission factor
2019 | NJ | Lower Cape May HS | 60769 | PV1 | PV | OP | NA | SUN |  | 22224 |  | 0 | EIA Prime Mover-level Data | Estimated using an emission factor
2019 | NJ | LTMUA | 63413 | 1 | PV | OP | NA | SUN |  | 14809 |  | 0 | EIA Prime Mover-level Data | Estimated using an emission factor
2019 | NJ | Manalapan Village Solar | 57661 | MANVL | PV | OP | NA | SUN |  | 37557 |  | 0 | EIA Prime Mover-level Data | Estimated using an emission factor
2019 | NJ | Manheim New Jersey | 63229 | NJSGR | PV | OP | NA | SUN |  | 8541.091 |  | 0 | EIA Prime Mover-level Data | Estimated using an emission factor
2019 | NJ | Manheim New Jersey | 63229 | NJSRO | PV | OP | NA | SUN |  | 14946.91 |  | 0 | EIA Prime Mover-level Data | Estimated using an emission factor
2019 | NJ | Maple Solar | 57750 | P1 | PV | OP | NA | SUN |  | 24355.33 |  | 0 | EIA Prime Mover-level Data | Estimated using an emission factor
2019 | NJ | Maple Solar | 57750 | P2 | PV | OP | NA | SUN |  | 12177.67 |  | 0 | EIA Prime Mover-level Data | Estimated using an emission factor
2019 | NJ | Mars Wrigley Confectionery US, LLC | 10061 | GEN1 | CT |  | NA |  |  | 822077.4 |  |  | EIA Unit-level Data
2019 | NJ | Mars Wrigley Confectionery US, LLC | 10061 | GEN2 | CA | OS | NA | NG |  |  |  | 0.0010092
2019 | NJ | Matrix Buildings A&B (Perth Amboy) Solar | 57384 | MATR | PV | OP | NA | SUN |  | 22589 |  | 0 | EIA Prime Mover-level Data | Estimated using an emission factor
2019 | NJ | Matrix Stults Road Solar Facility | 57588 | STULT | PV | OP | NA | SUN |  | 30309 |  | 0 | EIA Prime Mover-level Data | Estimated using an emission factor
2019 | NJ | McCullough Road Solar Farm | 62638 | WASHG | PV | OP | NA | SUN |  | 56068 |  | 0 | EIA Prime Mover-level Data | Estimated using an emission factor
2019 | NJ | McGraw Hill Solar | 57662 | MCGRH | PV | OP | NA | SUN |  | 160761 |  | 0 | EIA Prime Mover-level Data | Estimated using an emission factor
2019 | NJ | McKee City Solar Phase 2 | 57863 | UNIT1 | PV | OP | NA | SUN |  | 27655 |  | 0 | EIA Prime Mover-level Data | Estimated using an emission factor
2019 | NJ | Medford WWTP | 59277 | MED1 | PV | OP | NA | SUN |  | 17888 |  | 0 | EIA Prime Mover-level Data | Estimated using an emission factor
2019 | NJ | Mercer County Community College | 58882 | PV01 | PV | OP | NA | SUN |  | 96412 |  | 0 | EIA Prime Mover-level Data | Estimated using an emission factor
2019 | NJ | Mercer Mall | 58070 | 1 | PV | OP | NA | SUN |  | 12658 |  | 0 | EIA Prime Mover-level Data | Estimated using an emission factor
2019 | NJ | Merck Rahway Power Plant | 10224 | BLR 10 | ST | OP | NA | NG |  | 802683.7 | 3.2318 | 0.0080524 | EIA Unit-level Data | NEI avg EF - PM, fuel type
2019 | NJ | Merck Rahway Power Plant | 10224 | BLR 3 | ST | OP | NA | NG |  | 247728.1 | 0.99741 | 0.0080524 | EIA Unit-level Data | NEI avg EF - PM, fuel type
2019 | NJ | Merck Rahway Power Plant | 10224 | BLR 5 | ST | SC | NA | DFO |  | 0 |  |  | EIA Unit-level Data
2019 | NJ | Merck Rahway Power Plant | 10224 | BLR 9 | ST | OP | NA | NG |  | 212837.2 | 0.85693 | 0.0080524 | EIA Unit-level Data | NEI avg EF - PM, fuel type
2019 | NJ | Merck Rahway Power Plant | 10224 | BLR11 | ST | OP | NA | NG |  | 395839.2 | 1.5937 | 0.0080524 | EIA Unit-level Data | NEI avg EF - PM, fuel type
2019 | NJ | Merck Rahway Power Plant | 10224 | SOLAR | PV | OP | NA | SUN |  | 4045 |  | 0 | EIA Prime Mover-level Data | Estimated using an emission factor
2019 | NJ | Middle Station | 2382 | MID1 | GT | RE | NA | KER
2019 | NJ | Middle Station | 2382 | MID2 | GT | RE | NA | KER
2019 | NJ | Middle Station | 2382 | MID3 | GT | RE | NA | KER
2019 | NJ | Middlesex Apple Orchard Solar | 58090 | SEF-1 | PV | OP | NA | SUN |  | 18571.74 |  | 0 | EIA Prime Mover-level Data | Estimated using an emission factor
2019 | NJ | Middlesex Apple Orchard Solar | 58090 | SEF-2 | PV | OP | NA | SUN |  | 48572.25 |  | 0 | EIA Prime Mover-level Data | Estimated using an emission factor
2019 | NJ | Middlesex Energy Center LLC | 59909 | CT001 | CC | CN | NA | NG
2019 | NJ | Middlesex Generating Facility | 56119 | 100 | CT |  | NA | LFG |  | 447875.5 | 4.8371 | 0.0216 | EIA Unit-level Data | Estimated using an emission factor
2019 | NJ | Middlesex Generating Facility | 56119 | 200 | CT |  | NA | LFG |  | 479214.8 | 5.1755 | 0.0216 | EIA Unit-level Data | Estimated using an emission factor
2019 | NJ | Middlesex Generating Facility | 56119 | HRSG1 | CA | OP | NA | LFG |  | 0 | 0 | 0.0029 | EIA Unit-level Data | NEI avg EF - PM, fuel type, firing type
2019 | NJ | Middlesex Generating Facility | 56119 | HRSG2 | CA | OP | NA | LFG |  | 0 | 0 | 0.0029 | EIA Unit-level Data | NEI avg EF - PM, fuel type, firing type
2019 | NJ | Milford Solar Farm (NJ) LLC | 62637 | MILFD | PV | OP | NA | SUN |  | 18715 |  | 0 | EIA Prime Mover-level Data | Estimated using an emission factor
2019 | NJ | Milhurst Solar | 62904 | NPSMH | PV | OP | NA | SUN |  | 20337 |  | 0 | EIA Prime Mover-level Data | Estimated using an emission factor
2019 | NJ | Mill Creek Solar | 57728 | MILLC | PV | OP | NA | SUN |  | 44563 |  | 0 | EIA Prime Mover-level Data | Estimated using an emission factor
2019 | NJ | Millville City Sewer Auth WTP | 58822 | U1BB | PV | OP | NA | SUN |  | 9144.615 |  | 0 | EIA Prime Mover-level Data | Estimated using an emission factor
2019 | NJ | Millville City Sewer Auth WTP | 58822 | U2DB | PV | OP | NA | SUN |  | 5715.385 |  | 0 | EIA Prime Mover-level Data | Estimated using an emission factor
2019 | NJ | Missouri Avenue | 2383 | MISB | GT | RE | NA | KER
2019 | NJ | Missouri Avenue | 2383 | MISC | GT | RE | NA | KER
2019 | NJ | Missouri Avenue | 2383 | MISD | GT | RE | NA | KER
2019 | NJ | Monmouth Landfill Gas to Energy | 55618 | GEN1 | GT | RE | NA | LFG |  | 170484.5 | 1.8412 | 0.0216 | EIA Prime Mover-level Data | Estimated using an emission factor
2019 | NJ | Monmouth Landfill Gas to Energy | 55618 | GEN2 | GT | RE | NA | LFG |  | 170484.5 | 1.8412 | 0.0216 | EIA Prime Mover-level Data | Estimated using an emission factor
2019 | NJ | Monroe Solar Farm, LLC | 63451 | MONR1 | PV | L | NA | SUN
2019 | NJ | Montclair State University Cogen | 63501 | CTG-1 | GT | OP | NA | NG |  |  |  | 0.0070853
2019 | NJ | Montclair State University Cogen | 63501 | ENG-1 | IC | OP | NA | NG |  | 16043.5 | 0.0033844 | 0.0004219 | EIA Prime Mover-level Data | NEI avg EF - PM, fuel type, firing type
2019 | NJ | Montclair State University Cogen | 63501 | ENG-2 | IC | OP | NA | NG |  | 16043.5 | 0.0033844 | 0.0004219 | EIA Prime Mover-level Data | NEI avg EF - PM, fuel type, firing type
2019 | NJ | Munich Re Plaza | 59844 | PZ1 | PV | OP | NA | SUN |  | 15742 |  | 0 | EIA Prime Mover-level Data | Estimated using an emission factor
2019 | NJ | Munich Re Plaza | 59844 | PZ2 | PV | OP | NA | SUN |  | 7871 |  | 0 | EIA Prime Mover-level Data | Estimated using an emission factor
2019 | NJ | Murray Hill Solar | 57471 | MHNJ | PV | OP | NA | SUN |  | 14799 |  | 0 | EIA Prime Mover-level Data | Estimated using an emission factor
2019 | NJ | NES Rutgers Solar | 60857 | LKWD1 | PV | OP | NA | SUN |  | 10657 |  | 0 | EIA Prime Mover-level Data | Estimated using an emission factor
2019 | NJ | New Road Solar, LLC | 61599 | NEWRD | PV | OP | NA | SUN |  | 148982 |  | 0 | EIA Prime Mover-level Data | Estimated using an emission factor
2019 | NJ | NHA at Mansfield NJ | 60378 | PV1 | PV | OP | NA | SUN |  | 67243 |  | 0 | EIA Prime Mover-level Data | Estimated using an emission factor
2019 | NJ | NJ Oak Solar Plant | 57948 | OAK | PV | OP | NA | SUN |  | 130229 |  | 0 | EIA Prime Mover-level Data | Estimated using an emission factor
2019 | NJ | NJ TRANSITGRID | 63631 | CTG-1 | GT | L | NA | NG
2019 | NJ | NJ TRANSITGRID | 63631 | CTG-2 | GT | L | NA | NG
2019 | NJ | NJ TRANSITGRID | 63631 | CTG-3 | GT | L | NA | NG
2019 | NJ | NJ TRANSITGRID | 63631 | CTG-4 | CT | L | NA | NG
2019 | NJ | NJ TRANSITGRID | 63631 | CTG-5 | CT | L | NA | NG
2019 | NJ | NJ TRANSITGRID | 63631 | PV1 | PV | L | NA | SUN
2019 | NJ | NJ TRANSITGRID | 63631 | STG-1 | CA | L | NA | NG
2019 | NJ | NJ TRANSITGRID | 63631 | STOR1 | FW | L | NA | MWH
2019 | NJ | NJMC Landfill | 57724 | NJMC | PV | OP | NA | SUN |  | 32857 |  | 0 | EIA Prime Mover-level Data | Estimated using an emission factor
2019 | NJ | North Bergen Solar | 60806 | PV1 | PV | OP | NA | SUN |  | 21744 |  | 0 | EIA Prime Mover-level Data | Estimated using an emission factor
2019 | NJ | North Jersey Media Group Solar Facility | 58358 | NJMG | PV | OP | NA | SUN |  | 48134 |  | 0 | EIA Prime Mover-level Data | Estimated using an emission factor
2019 | NJ | North Run | 59318 | NRUN1 | PV | OP | NA | SUN |  | 70681 |  | 0 | EIA Prime Mover-level Data | Estimated using an emission factor
2019 | NJ | NorthPark Solar | 62903 | NPSP1 | PV | OP | NA | SUN |  | 84110.37 |  | 0 | EIA Prime Mover-level Data | Estimated using an emission factor
2019 | NJ | NorthPark Solar | 62903 | NPSP2 | PV | OP | NA | SUN |  | 62048.63 |  | 0 | EIA Prime Mover-level Data | Estimated using an emission factor
2019 | NJ | Ocean County Landfill | 54980 | UNT1 | IC | OP | NA | LFG |  | 62962.89 | 0.46278 | 0.0147 | EIA Prime Mover-level Data | Estimated using an emission factor
2019 | NJ | Ocean County Landfill | 54980 | UNT10 | IC | OP | NA | LFG |  | 125925.8 | 0.92555 | 0.0147 | EIA Prime Mover-level Data | Estimated using an emission factor
2019 | NJ | Ocean County Landfill | 54980 | UNT11 | IC | OP | NA | LFG |  | 125925.8 | 0.92555 | 0.0147 | EIA Prime Mover-level Data | Estimated using an emission factor
2019 | NJ | Ocean County Landfill | 54980 | UNT12 | IC | OP | NA | LFG |  | 125925.8 | 0.92555 | 0.0147 | EIA Prime Mover-level Data | Estimated using an emission factor
2019 | NJ | Ocean County Landfill | 54980 | UNT2 | IC | OP | NA | LFG |  | 62962.89 | 0.46278 | 0.0147 | EIA Prime Mover-level Data | Estimated using an emission factor
2019 | NJ | Ocean County Landfill | 54980 | UNT3 | IC | OP | NA | LFG |  | 62962.89 | 0.46278 | 0.0147 | EIA Prime Mover-level Data | Estimated using an emission factor
2019 | NJ | Ocean County Landfill | 54980 | UNT4 | IC | OP | NA | LFG |  | 62962.89 | 0.46278 | 0.0147 | EIA Prime Mover-level Data | Estimated using an emission factor
2019 | NJ | Ocean County Landfill | 54980 | UNT5 | IC | OP | NA | LFG |  | 62962.89 | 0.46278 | 0.0147 | EIA Prime Mover-level Data | Estimated using an emission factor
2019 | NJ | Ocean County Landfill | 54980 | UNT6 | IC | OP | NA | LFG |  | 62962.89 | 0.46278 | 0.0147 | EIA Prime Mover-level Data | Estimated using an emission factor
2019 | NJ | Ocean County Landfill | 54980 | UNT7 | IC | OP | NA | LFG |  | 125925.8 | 0.92555 | 0.0147 | EIA Prime Mover-level Data | Estimated using an emission factor
2019 | NJ | Ocean County Landfill | 54980 | UNT8 | IC | OP | NA | LFG |  | 125925.8 | 0.92555 | 0.0147 | EIA Prime Mover-level Data | Estimated using an emission factor
2019 | NJ | Ocean County Landfill | 54980 | UNT9 | IC | OP | NA | LFG |  | 125925.8 | 0.92555 | 0.0147 | EIA Prime Mover-level Data | Estimated using an emission factor
2019 | NJ | Old Bridge Solar Farm | 61600 | OLDBR | PV | OP | NA | SUN |  | 123204 |  | 0 | EIA Prime Mover-level Data | Estimated using an emission factor
2019 | NJ | Overlook Medical Center | 62622 | CHPS1 | IC | OP | NA | NG |  | 25663.5 | 0.0054137 | 0.0004219 | EIA Prime Mover-level Data | NEI avg EF - PM, fuel type, firing type
2019 | NJ | Overlook Medical Center | 62622 | CHPS2 | IC | OP | NA | NG |  | 25663.5 | 0.0054137 | 0.0004219 | EIA Prime Mover-level Data | NEI avg EF - PM, fuel type, firing type
2019 | NJ | Overlook Medical Center | 62622 | CHPS3 | IC | SB | NA | DFO |  | 51327 | 7.9407 | 0.30942 | EIA Prime Mover-level Data | NEI avg EF - PM, fuel type, firing type
2019 | NJ | Owens Corning | 62439 | A | PV | OP | NA | SUN |  | 42072 |  | 0 | EIA Prime Mover-level Data | Estimated using an emission factor
2019 | NJ | Oyster Creek | 2388 | 1 | ST | RE | NA | NUC |  |  |  | 0
2019 | NJ | Paradise Solar Energy Center | 58569 | 1 | PV | OP | NA | SUN |  | 71206 |  | 0 | EIA Prime Mover-level Data | Estimated using an emission factor
2019 | NJ | Parkland Landfill Solar | 59001 | PARK | PV | OP | NA | SUN |  | 113536 |  | 0 | EIA Prime Mover-level Data | Estimated using an emission factor
2019 | NJ | Parlin Solar LLC | 59544 | PV1 | PV | OP | NA | SUN |  | 10062 |  | 0 | EIA Prime Mover-level Data | Estimated using an emission factor
2019 | NJ | Passaic Valley Water Commission | 50311 | GEN1 | HY | OS | NA | WAT |  |  |  | 1.5381e-07
2019 | NJ | Passaic Valley Water Commission | 50311 | GEN2 | HY | OS | NA | WAT |  |  |  | 1.5381e-07
2019 | NJ | Passaic Valley Water Commission | 50311 | GEN3 | HY | OS | NA | WAT |  |  |  | 1.5381e-07
2019 | NJ | Passaic Valley Water Commission | 50311 | GEN4 | HY | OS | NA | WAT |  |  |  | 1.5381e-07
2019 | NJ | Patriots Stadium | 58896 | PV01 | PV | OP | NA | SUN |  | 5859 |  | 0 | EIA Prime Mover-level Data | Estimated using an emission factor
2019 | NJ | Paulsboro Refinery | 50628 | 2A | ST | OP | NA | OG |  | 3147197 | 28.1857 | 0.017912 | EIA Unit-level Data | NEI avg EF - PM, fuel type
2019 | NJ | Paulsboro Refinery | 50628 | 2B | ST | OP | NA | OG |  | 3205372 | 28.7067 | 0.017912 | EIA Unit-level Data | NEI avg EF - PM, fuel type
2019 | NJ | Paulsboro Refinery | 50628 | 2C | ST | OP | NA | OG |  | 3191226 | 28.58 | 0.017912 | EIA Unit-level Data | NEI avg EF - PM, fuel type
2019 | NJ | Paulsboro Refinery | 50628 | GEN1 | GT | OP | NA | NG |  | 3085106 | 8.4584 | 0.0054834 | EIA Prime Mover-level Data | NEI avg EF - PM, fuel type, firing type
2019 | NJ | Paulsboro Refinery | 50628 | GEN4 | OT | OP | NA | PC |  | 222280 | 0.010704 | 9.6312e-05 | EIA Prime Mover-level Data | Estimated using an emission factor
2019 | NJ | Paulsboro Refinery | 50628 | HRSG | ST | OP | NA | OG |  | 1748788 | 15.6618 | 0.017912 | EIA Unit-level Data | NEI avg EF - PM, fuel type
2019 | NJ | Pemberton Road I | 61073 | PEMB1 | PV | OP | NA | SUN |  | 119563 |  | 0 | EIA Prime Mover-level Data | Estimated using an emission factor
2019 | NJ | Pemberton Road II | 61074 | PEMB2 | PV | OP | NA | SUN |  | 119306 |  | 0 | EIA Prime Mover-level Data | Estimated using an emission factor
2019 | NJ | Pennsauken Landfill | 56511 | GEN1 | IC | OP | NA | LFG |  | 30733 | 0.22589 | 0.0147 | EIA Prime Mover-level Data | Estimated using an emission factor
2019 | NJ | Pennsauken Landfill | 56511 | GEN2 | IC | OP | NA | LFG |  | 30733 | 0.22589 | 0.0147 | EIA Prime Mover-level Data | Estimated using an emission factor
2019 | NJ | Pennsauken Landfill | 56511 | GEN3 | IC | RE | NA | LFG
2019 | NJ | Pennsauken Solar | 56883 | GEN 1 | PV | OP | NA | SUN |  | 1046.513 |  | 0 | EIA Prime Mover-level Data | Estimated using an emission factor
2019 | NJ | Pennsauken Solar | 56883 | GEN 2 | PV | OP | NA | SUN |  | 1046.513 |  | 0 | EIA Prime Mover-level Data | Estimated using an emission factor
2019 | NJ | Pennsauken Solar | 56883 | GEN 3 | PV | OP | NA | SUN |  | 523.256 |  | 0 | EIA Prime Mover-level Data | Estimated using an emission factor
2019 | NJ | Pennsauken Solar | 56883 | GEN 4 | PV | OP | NA | SUN |  | 1046.513 |  | 0 | EIA Prime Mover-level Data | Estimated using an emission factor
2019 | NJ | Pennsauken Solar | 56883 | GEN 5 | PV | OP | NA | SUN |  | 523.256 |  | 0 | EIA Prime Mover-level Data | Estimated using an emission factor
2019 | NJ | Pennsauken Solar | 56883 | GEN 6 | PV | OP | NA | SUN |  | 1046.513 |  | 0 | EIA Prime Mover-level Data | Estimated using an emission factor
2019 | NJ | Pennsauken Solar | 56883 | GEN 7 | PV | OP | NA | SUN |  | 1046.513 |  | 0 | EIA Prime Mover-level Data | Estimated using an emission factor
2019 | NJ | Pennsauken Solar | 56883 | GEN 8 | PV | OP | NA | SUN |  | 1046.513 |  | 0 | EIA Prime Mover-level Data | Estimated using an emission factor
2019 | NJ | Pennsauken Solar | 56883 | GEN 9 | PV | OP | NA | SUN |  | 523.256 |  | 0 | EIA Prime Mover-level Data | Estimated using an emission factor
2019 | NJ | Pennsauken Solar | 56883 | GEN10 | PV | OP | NA | SUN |  | 12558.15 |  | 0 | EIA Prime Mover-level Data | Estimated using an emission factor
2019 | NJ | Pettinos Solar | 63197 | ACP4 | PV | T | NA | SUN
2019 | NJ | Pfizer Peapack Solar | 60762 | 07934 | PV | OP | NA | SUN |  | 90510 |  | 0 | EIA Prime Mover-level Data | Estimated using an emission factor
2019 | NJ | Pilesgrove | 57448 | PILE | PV | OP | NA | SUN |  | 235476 |  | 0 | EIA Prime Mover-level Data | Estimated using an emission factor
2019 | NJ | Pittsgrove Solar | 60740 | PV1 | PV | OP | NA | SUN |  | 26927 |  | 0 | EIA Prime Mover-level Data | Estimated using an emission factor
2019 | NJ | Plainfield One Solar LLC | 59364 | PV1 | PV | OP | NA | SUN |  | 11912 |  | 0 | EIA Prime Mover-level Data | Estimated using an emission factor
2019 | NJ | Plumsted 537 LLC | 61892 | PLMST | BA | OP | NA | MWH |  | 0 |  |  | EIA Prime Mover-level Data
2019 | NJ | Pohatcong Solar Farm | 63150 | POHAT | PV | V | NA | SUN
2019 | NJ | PPL Renewable Energy Merck Solar | 56889 | GEN 1 | PV | OP | NA | SUN |  | 13357 |  | 0 | EIA Prime Mover-level Data | Estimated using an emission factor
2019 | NJ | Princeton Energy Center, LLC | 61822 | EDG1 | IC | SB | NA | DFO |  |  |  | 0.30942
2019 | NJ | Princeton Energy Center, LLC | 61822 | EDG2 | IC | SB | NA | DFO |  |  |  | 0.30942
2019 | NJ | Princeton Energy Center, LLC | 61822 | EDG3 | IC | SB | NA | DFO |  |  |  | 0.30942
2019 | NJ | Princeton Energy Center, LLC | 61822 | GT1 | GT | OP | NA | NG |  | 292239 | 0.80123 | 0.0054834 | EIA Prime Mover-level Data | NEI avg EF - PM, fuel type, firing type
2019 | NJ | Princeton Energy Center, LLC | 61822 | S1 | PV | OP | NA | SUN |  | 2040 |  | 0 | EIA Prime Mover-level Data | Estimated using an emission factor
2019 | NJ | Princeton Solar Project | 61354 | STONY | PV | OP | NA | SUN |  | 31769 |  | 0 | EIA Prime Mover-level Data | Estimated using an emission factor
2019 | NJ | Princeton University Cogeneration | 58584 | GT1 | GT | OP | NA | NG |  | 657800 | 1.8035 | 0.0054834 | EIA Prime Mover-level Data | NEI avg EF - PM, fuel type, firing type
2019 | NJ | Princeton University Cogeneration | 58584 | PV1 | PV | OP | NA | SUN |  | 65969 |  | 0 | EIA Prime Mover-level Data | Estimated using an emission factor
2019 | NJ | Prudential 55 Livingston Roseland Solar | 60841 | PV1 | PV | OP | NA | SUN |  | 18144 |  | 0 | EIA Prime Mover-level Data | Estimated using an emission factor
2019 | NJ | Prudential 80 Livingston Roseland Solar | 60842 | PV1 | PV | OP | NA | SUN |  | 25911 |  | 0 | EIA Prime Mover-level Data | Estimated using an emission factor
2019 | NJ | PSEG Bayonne Generating Station | 2397 | 1 | GT | RE | NA | KER
2019 | NJ | PSEG Bayonne Generating Station | 2397 | 2 | GT | RE | NA | KER
2019 | NJ | PSEG Edison Generating Station | 2400 | 11 | GT | RE | NA | NG
2019 | NJ | PSEG Edison Generating Station | 2400 | 12 | GT | RE | NA | NG
2019 | NJ | PSEG Edison Generating Station | 2400 | 13 | GT | RE | NA | NG
2019 | NJ | PSEG Edison Generating Station | 2400 | 14 | GT | RE | NA | NG
2019 | NJ | PSEG Edison Generating Station | 2400 | 21 | GT | RE | NA | NG
2019 | NJ | PSEG Edison Generating Station | 2400 | 22 | GT | RE | NA | NG
2019 | NJ | PSEG Edison Generating Station | 2400 | 23 | GT | RE | NA | NG
2019 | NJ | PSEG Edison Generating Station | 2400 | 24 | GT | RE | NA | NG
2019 | NJ | PSEG Edison Generating Station | 2400 | 31 | GT | RE | NA | NG
2019 | NJ | PSEG Edison Generating Station | 2400 | 32 | GT | RE | NA | NG
2019 | NJ | PSEG Edison Generating Station | 2400 | 33 | GT | RE | NA | NG
2019 | NJ | PSEG Edison Generating Station | 2400 | 34 | GT | RE | NA | NG
2019 | NJ | PSEG Hackettstown | 57204 | 1 | PV | OP | NA | SUN |  | 21290 |  | 0 | EIA Prime Mover-level Data | Estimated using an emission factor
2019 | NJ | PSEG Hope Creek Generating Station | 6118 | 1 | ST | OP | NA | NUC |  | 91123350 |  | 0 | EIA Prime Mover-level Data | Estimated using an emission factor
2019 | NJ | PSEG Hudson Generating Station | 2403 | 1 | ST | RE | CYCLONE | NG
2019 | NJ | PSEG Hudson Generating Station | 2403 | 2 | ST | RE | WALL | NG
2019 | NJ | PSEG Hudson Generating Station | 2403 | 3 | GT | RE | NA | KER
2019 | NJ | PSEG Mercer Generating Station | 2408 | 1 | ST | RE | WALL | BIT
2019 | NJ | PSEG Mercer Generating Station | 2408 | 2 | ST | RE | WALL | BIT
2019 | NJ | PSEG Mercer Generating Station | 2408 | 3 | GT | RE | NA | DFO
2019 | NJ | PSEG National Park Generating Station | 2409 | 1 | GT | RE | NA | KER
2019 | NJ | Quakertown Solar Farm, LLC | 61965 | QKRTN | PV | OP | NA | SUN |  | 119821 |  | 0 | EIA Prime Mover-level Data | Estimated using an emission factor
2019 | NJ | Raritan ITS | 59059 | GEN 1 | PV | OP | NA | SUN |  | 18946 |  | 0 | EIA Prime Mover-level Data | Estimated using an emission factor
2019 | NJ | Raritan Solar | 60729 | PV1 | PV | OP | NA | SUN |  | 111879 |  | 0 | EIA Prime Mover-level Data | Estimated using an emission factor
2019 | NJ | Raritan Solar - 53 Highway | 61601 | RARIT | PV | OP | NA | SUN |  | 108969 |  | 0 | EIA Prime Mover-level Data | Estimated using an emission factor
2019 | NJ | Rariton OMP | 59055 | CHP1 | IC | OP | NA | NG |  | 4120 | 0.00086911 | 0.0004219 | EIA Prime Mover-level Data | NEI avg EF - PM, fuel type, firing type
2019 | NJ | Rariton OMP | 59055 | PV1 | PV | OP | NA | SUN |  | 11387 |  | 0 | EIA Prime Mover-level Data | Estimated using an emission factor
2019 | NJ | RB Manufacturing LLC Belle Mead NJ | 61162 | RBBM | PV | OP | NA | SUN |  | 10712 |  | 0 | EIA Prime Mover-level Data | Estimated using an emission factor
2019 | NJ | Reeves South | 59278 | REEV1 | PV | OP | NA | SUN |  | 16008 |  | 0 | EIA Prime Mover-level Data | Estimated using an emission factor
2019 | NJ | Reeves Station Rd East | 58030 | REEVE | PV | OP | NA | SUN |  | 77017 |  | 0 | EIA Prime Mover-level Data | Estimated using an emission factor
2019 | NJ | River Terminal Development Solar | 60843 | RTD1 | PV | OP | NA | SUN |  | 5545.556 |  | 0 | EIA Prime Mover-level Data | Estimated using an emission factor
2019 | NJ | River Terminal Development Solar | 60843 | RTD2 | PV | OP | NA | SUN |  | 6654.667 |  | 0 | EIA Prime Mover-level Data | Estimated using an emission factor
2019 | NJ | River Terminal Development Solar | 60843 | RTD3 | PV | OP | NA | SUN |  | 2218.222 |  | 0 | EIA Prime Mover-level Data | Estimated using an emission factor
2019 | NJ | River Terminal Development Solar | 60843 | RTD4 | PV | OP | NA | SUN |  | 11091.11 |  | 0 | EIA Prime Mover-level Data | Estimated using an emission factor
2019 | NJ | River Terminal Development Solar | 60843 | RTD5 | PV | OP | NA | SUN |  | 4436.444 |  | 0 | EIA Prime Mover-level Data | Estimated using an emission factor
2019 | NJ | River Terminal Development Solar | 60843 | RTD6 | PV | T | NA | SUN
2019 | NJ | Riverside Renewable Energy LLC | 58036 | 1 | PV | OP | NA | SUN |  | 92380 |  | 0 | EIA Prime Mover-level Data | Estimated using an emission factor
2019 | NJ | Rock Solid | 59319 | ROCK1 | PV | OP | NA | SUN |  | 118992 |  | 0 | EIA Prime Mover-level Data | Estimated using an emission factor
2019 | NJ | Rotor Clip | 61751 | RCLIP | PV | OP | NA | SUN |  | 40726 |  | 0 | EIA Prime Mover-level Data | Estimated using an emission factor
2019 | NJ | Royal Wine Corp Solar Power Plant | 60781 | PV1 | PV | OP | NA | SUN |  | 12048 |  | 0 | EIA Prime Mover-level Data | Estimated using an emission factor
2019 | NJ | Rutgers Biomedical and Health Cogen | 50411 | GEN1 | GT | OP | NA | NG |  | 309076 | 0.84739 | 0.0054834 | EIA Prime Mover-level Data | NEI avg EF - PM, fuel type, firing type
2019 | NJ | Rutgers Biomedical and Health Cogen | 50411 | GEN2 | GT | OP | NA | NG |  | 309076 | 0.84739 | 0.0054834 | EIA Prime Mover-level Data | NEI avg EF - PM, fuel type, firing type
2019 | NJ | Rutgers Biomedical and Health Cogen | 50411 | GEN3 | GT | OP | NA | NG |  | 309076 | 0.84739 | 0.0054834 | EIA Prime Mover-level Data | NEI avg EF - PM, fuel type, firing type
2019 | NJ | Sabert Solar | 60810 | SABER | PV | OP | NA | SUN |  | 16580 |  | 0 | EIA Prime Mover-level Data | Estimated using an emission factor
2019 | NJ | Salem Generating Station | 2410 | 1 | ST | OP | NA | NUC |  | 83066940 |  | 0 | EIA Prime Mover-level Data | Estimated using an emission factor
2019 | NJ | Salem Generating Station | 2410 | 2 | ST | OP | NA | NUC |  | 104061200 |  | 0 | EIA Prime Mover-level Data | Estimated using an emission factor
2019 | NJ | Sayreville Solar Project | 63185 | SAYRE | PV | OP | NA | SUN |  | 10925 |  | 0 | EIA Prime Mover-level Data | Estimated using an emission factor
2019 | NJ | SC Landfill Energy LLC | 57843 | GEN1 | IC | OP | NA | LFG |  | 54296 | 0.39908 | 0.0147 | EIA Prime Mover-level Data | Estimated using an emission factor
2019 | NJ | Seabrook Solar Plant | 57667 | P21A | PV | OP | NA | SUN |  | 17716.32 |  | 0 | EIA Prime Mover-level Data | Estimated using an emission factor
2019 | NJ | Seabrook Solar Plant | 57667 | P21B | PV | OP | NA | SUN |  | 17716.32 |  | 0 | EIA Prime Mover-level Data | Estimated using an emission factor
2019 | NJ | Seabrook Solar Plant | 57667 | P2P2 | PV | OP | NA | SUN |  | 9448.706 |  | 0 | EIA Prime Mover-level Data | Estimated using an emission factor
2019 | NJ | Seabrook Solar Plant | 57667 | SBS1 | PV | OP | NA | SUN |  | 35432.65 |  | 0 | EIA Prime Mover-level Data | Estimated using an emission factor
2019 | NJ | Seabrook Village | 60747 | 07724 | PV | OP | NA | SUN |  | 44226 |  | 0 | EIA Prime Mover-level Data | Estimated using an emission factor
2019 | NJ | Seaside Heights Power Plant | 58172 | UINT3 | IC | OA | NA | DFO |  |  |  | 0.30942
2019 | NJ | Seaside Heights Power Plant | 58172 | UNIT1 | IC | OA | NA | DFO |  |  |  | 0.30942
2019 | NJ | Seaside Heights Power Plant | 58172 | UNIT2 | IC | OA | NA | DFO |  |  |  | 0.30942
2019 | NJ | Selective Insurance | 63459 | 9853 | PV | OP | NA | SUN |  | 1309 |  | 0 | EIA Prime Mover-level Data | Estimated using an emission factor
2019 | NJ | Sharon Station | 60267 | SHRN1 | PV | OP | NA | SUN |  | 40629 |  | 0 | EIA Prime Mover-level Data | Estimated using an emission factor
2019 | NJ | Shore Point Solar | 57951 | 1 | PV | OP | NA | SUN |  | 14994 |  | 0 | EIA Prime Mover-level Data | Estimated using an emission factor
2019 | NJ | Short Hills Mall | 63257 | SHM | PV | OP | NA | SUN |  | 31205 |  | 0 | EIA Prime Mover-level Data | Estimated using an emission factor
2019 | NJ | Silver Lake Solar Farm | 57341 | SILV | PV | OP | NA | SUN |  | 20864 |  | 0 | EIA Prime Mover-level Data | Estimated using an emission factor
2019 | NJ | Silvi Gibraltar Rock | 60746 | 08502 | PV | OP | NA | SUN |  | 35083 |  | 0 | EIA Prime Mover-level Data | Estimated using an emission factor
2019 | NJ | Skillman | 59057 | GEN 1 | PV | OP | NA | SUN |  | 9340 |  | 0 | EIA Prime Mover-level Data | Estimated using an emission factor
2019 | NJ | Solar Star New Jersey NJ LLC | 58402 | 1 | PV | OP | NA | SUN |  | 22267 |  | 0 | EIA Prime Mover-level Data | Estimated using an emission factor
2019 | NJ | Solvay Solar | 63452 | SSP | PV | P | NA | SUN
2019 | NJ | Spartan | 60755 | PV1 | PV | OP | NA | SUN |  | 122965 |  | 0 | EIA Prime Mover-level Data | Estimated using an emission factor
2019 | NJ | Springfield Solar Project | 61907 | NJLND | PV | OP | NA | SUN |  | 80037 |  | 0 | EIA Prime Mover-level Data | Estimated using an emission factor
2019 | NJ | St.Joseph's Regional Medical Center | 63645 | 7E600 | IC | SB | NA | DFO |  |  |  | 0.30942
2019 | NJ | St.Joseph's Regional Medical Center | 63645 | 8E675 | IC | SB | NA | DFO |  |  |  | 0.30942
2019 | NJ | St.Joseph's Regional Medical Center | 63645 | 9E600 | IC | SB | NA | DFO |  |  |  | 0.30942
2019 | NJ | St.Joseph's Regional Medical Center | 63645 | E10 | IC | SB | NA | DFO |  |  |  | 0.30942
2019 | NJ | St.Joseph's Regional Medical Center | 63645 | E16 | IC | SB | NA | DFO |  |  |  | 0.30942
2019 | NJ | St.Joseph's Regional Medical Center | 63645 | E27 | IC | SB | NA | DFO |  |  |  | 0.30942
2019 | NJ | St.Joseph's Regional Medical Center | 63645 | E28 | IC | SB | NA | DFO |  |  |  | 0.30942
2019 | NJ | St.Joseph's Regional Medical Center | 63645 | E29 | IC | SB | NA | DFO |  |  |  | 0.30942
2019 | NJ | St.Joseph's Regional Medical Center | 63645 | E30 | IC | SB | NA | DFO |  |  |  | 0.30942
2019 | NJ | Stockton Athletic Center | 57864 | 2LOT7 | PV | OP | NA | SUN |  | 4133.929 |  | 0 | EIA Prime Mover-level Data | Estimated using an emission factor
2019 | NJ | Stockton Athletic Center | 57864 | LOT7 | PV | OP | NA | SUN |  | 2480.357 |  | 0 | EIA Prime Mover-level Data | Estimated using an emission factor
2019 | NJ | Stockton Athletic Center | 57864 | LOT7B | PV | OP | NA | SUN |  | 2480.357 |  | 0 | EIA Prime Mover-level Data | Estimated using an emission factor
2019 | NJ | Stockton Athletic Center | 57864 | SAC | PV | OP | NA | SUN |  | 2480.357 |  | 0 | EIA Prime Mover-level Data | Estimated using an emission factor
2019 | NJ | Stryker 22, L.L.C. | 61891 | EDGRD | BA | OP | NA | MWH |  | 0 |  |  | EIA Prime Mover-level Data
2019 | NJ | Summit Associates | 57726 | SUMA | PV | OP | NA | SUN |  | 22154 |  | 0 | EIA Prime Mover-level Data | Estimated using an emission factor
2019 | NJ | Summit Water Nexus Mt. Holly, LLC Solar | 60809 | MHWWT | PV | OP | NA | SUN |  | 13819 |  | 0 | EIA Prime Mover-level Data | Estimated using an emission factor
2019 | NJ | SX Landfill Energy LLC | 57846 | UNIT1 | IC | OP | NA | LFG |  | 108550.5 | 0.79785 | 0.0147 | EIA Prime Mover-level Data | Estimated using an emission factor
2019 | NJ | SX Landfill Energy LLC | 57846 | UNIT2 | IC | OP | NA | LFG |  | 108550.5 | 0.79785 | 0.0147 | EIA Prime Mover-level Data | Estimated using an emission factor
2019 | NJ | The City of Vineland at North Vineland | 57746 | PV1 | PV | OP | NA | SUN |  | 54502 |  | 0 | EIA Prime Mover-level Data | Estimated using an emission factor
2019 | NJ | The City of Vineland at West Vineland | 57745 | PV1 | PV | OP | NA | SUN |  | 34646 |  | 0 | EIA Prime Mover-level Data | Estimated using an emission factor
2019 | NJ | The Lawrenceville School Solar Facility | 58356 | TLS | PV | OP | NA | SUN |  | 77678 |  | 0 | EIA Prime Mover-level Data | Estimated using an emission factor
2019 | NJ | Thermo Fisher | 63404 | 1 | PV | OP | NA | SUN |  | 16115 |  | 0 | EIA Prime Mover-level Data | Estimated using an emission factor
2019 | NJ | Timber Creek HS | 60771 | PV1 | PV | OP | NA | SUN |  | 14700 |  | 0 | EIA Prime Mover-level Data | Estimated using an emission factor
2019 | NJ | Tinton Falls Solar Farm | 58483 | UNIT1 | PV | OP | NA | SUN |  | 203128 |  | 0 | EIA Prime Mover-level Data | Estimated using an emission factor
2019 | NJ | Tioga Solar Morris County 1 LLC | 58917 | MMIR | PV | OP | NA | SUN |  | 12902 |  | 0 | EIA Prime Mover-level Data | Estimated using an emission factor
2019 | NJ | Tissington Solar | 58364 | MC | PV | OP | NA | SUN |  | 6251 |  | 0 | EIA Prime Mover-level Data | Estimated using an emission factor
2019 | NJ | Titusville Solar | 57815 | PV1 | PV | OP | NA | SUN |  | 61580 |  | 0 | EIA Prime Mover-level Data | Estimated using an emission factor
2019 | NJ | Toys R Us- DE, Inc. at Mt. Olive, NJ | 57647 | PV1 | PV | OP | NA | SUN |  | 46023 |  | 0 | EIA Prime Mover-level Data | Estimated using an emission factor
2019 | NJ | Trenton Solar Farm | 57352 | TREN | PV | OP | NA | SUN |  | 14086 |  | 0 | EIA Prime Mover-level Data | Estimated using an emission factor
2019 | NJ | Union County Resource Recovery | 50960 | UNIT1 | ST | OP | NA | MSW |  | 1742932 | 0.67974 | 0.00078 | EIA Unit-level Data | Estimated using an emission factor
2019 | NJ | Union County Resource Recovery | 50960 | UNIT2 | ST | OP | NA | MSW |  | 1711563 | 0.66751 | 0.00078 | EIA Unit-level Data | Estimated using an emission factor
2019 | NJ | Union County Resource Recovery | 50960 | UNIT3 | ST | OP | NA | MSW |  | 1755495 | 0.68464 | 0.00078 | EIA Unit-level Data | Estimated using an emission factor
2019 | NJ | United Stationers Supply Solar Electric | 58040 | SEF-A | PV | OP | NA | SUN |  | 26203.57 |  | 0 | EIA Prime Mover-level Data | Estimated using an emission factor
2019 | NJ | United Stationers Supply Solar Electric | 58040 | SEF-B | PV | OP | NA | SUN |  | 10481.43 |  | 0 | EIA Prime Mover-level Data | Estimated using an emission factor
2019 | NJ | US Foods Solar | 60808 | USFDS | PV | OP | NA | SUN |  | 77102 |  | 0 | EIA Prime Mover-level Data | Estimated using an emission factor
2019 | NJ | USAA Black Bear Energy | 62612 | USBC1 | PV | OP | NA | SUN |  | 27914 |  | 0 | EIA Prime Mover-level Data | Estimated using an emission factor
2019 | NJ | Vicinity Energy Trenton, L.P. | 50094 | 1 | GT | IP | NA | NG
2019 | NJ | Vicinity Energy Trenton, L.P. | 50094 | 2 | GT | IP | NA | NG
2019 | NJ | Vicinity Energy Trenton, L.P. | 50094 | 7213 | IC | RE | NA | NG
2019 | NJ | Vicinity Energy Trenton, L.P. | 50094 | 7214 | IC | OP | NA | NG |  | 2477 | 0.00052265 | 0.000422 | EIA Prime Mover-level Data | Estimated using an emission factor
2019 | NJ | Vineland Headquarters | 57742 | VHQ | PV | OP | NA | SUN |  | 13929 |  | 0 | EIA Prime Mover-level Data | Estimated using an emission factor
2019 | NJ | Vineland Mays Landing Solar | 57660 | VNLND | PV | OP | NA | SUN |  | 59710 |  | 0 | EIA Prime Mover-level Data | Estimated using an emission factor
2019 | NJ | Wakefern Food Corp | 58123 | 1 | PV | OP | NA | SUN |  | 25215 |  | 0 | EIA Prime Mover-level Data | Estimated using an emission factor
2019 | NJ | Warren County Solar | 56888 | GEN 1 | PV | OP | NA | SUN |  | 6384 |  | 0 | EIA Prime Mover-level Data | Estimated using an emission factor
2019 | NJ | Warren County Solar | 56888 | GEN 2 | PV | OP | NA | SUN |  | 6384 |  | 0 | EIA Prime Mover-level Data | Estimated using an emission factor
2019 | NJ | Warren County Solar | 56888 | GEN 3 | PV | OP | NA | SUN |  | 6384 |  | 0 | EIA Prime Mover-level Data | Estimated using an emission factor
2019 | NJ | Warren County Solar | 56888 | GEN 4 | PV | OP | NA | SUN |  | 6384 |  | 0 | EIA Prime Mover-level Data | Estimated using an emission factor
2019 | NJ | Warren County Solar | 56888 | GEN 5 | PV | IP | NA | SUN
2019 | NJ | Warren County Solar | 56888 | GEN 6 | PV | IP | NA | SUN
2019 | NJ | Warren County Solar | 56888 | GEN 7 | PV | IP | NA | SUN
2019 | NJ | Warren County Solar | 56888 | GEN 8 | PV | IP | NA | SUN
2019 | NJ | Warren County Solar | 56888 | GEN 9 | PV | IP | NA | SUN
2019 | NJ | Warren County Solar | 56888 | GEN10 | PV | IP | NA | SUN
2019 | NJ | WC Landfill Energy LLC | 57848 | GEN1 | IC | RE | NA | LFG
2019 | NJ | WC Landfill Energy LLC | 57848 | SOLAR | PV | OP | NA | SUN |  | 11823 |  | 0 | EIA Prime Mover-level Data | Estimated using an emission factor
2019 | NJ | WEA Texas Bayonne | 57383 | BAYO | PV | OP | NA | SUN |  | 10213 |  | 0 | EIA Prime Mover-level Data | Estimated using an emission factor
2019 | NJ | Werner | 2385 | GT1 | GT | RE | NA | DFO
2019 | NJ | Werner | 2385 | GT2 | GT | RE | NA | DFO
2019 | NJ | Werner | 2385 | GT3 | GT | RE | NA | DFO
2019 | NJ | Werner | 2385 | GT4 | GT | RE | NA | DFO
2019 | NJ | West Pemberton | 59186 | PV1 | PV | OP | NA | SUN |  | 97544 |  | 0 | EIA Prime Mover-level Data | Estimated using an emission factor
2019 | NJ | Westside Avenue | 60500 | 1 | PV | OP | NA | SUN |  | 11442 |  | 0 | EIA Prime Mover-level Data | Estimated using an emission factor
2019 | NJ | Wheelabrator Gloucester LP | 50885 | BLR1 | ST | OP | NA | MSW |  | 960065.8 | 8.2374 | 0.01716 | EIA Unit-level Data | Estimated using an emission factor
2019 | NJ | Wheelabrator Gloucester LP | 50885 | BLR2 | ST | OP | NA | MSW |  | 948610.3 | 8.1391 | 0.01716 | EIA Unit-level Data | Estimated using an emission factor
2019 | NJ | William G Mennen Sports Solar | 61630 | MENN | PV | OP | NA | SUN |  | 12902 |  | 0 | EIA Prime Mover-level Data | Estimated using an emission factor
2019 | NJ | William Paterson University | 57805 | WPU1 | PV | OP | NA | SUN |  | 24298 |  | 0 | EIA Prime Mover-level Data | Estimated using an emission factor
2019 | NJ | Williams-Sonoma Solar Facility | 58361 | WS | PV | OP | NA | SUN |  | 39934 |  | 0 | EIA Prime Mover-level Data | Estimated using an emission factor
2019 | NJ | Wilzig Associates, LLC | 59751 | WILZG | PV | OP | NA | SUN |  | 13258 |  | 0 | EIA Prime Mover-level Data | Estimated using an emission factor
2019 | NJ | Woodbine Landfill Plant | 59116 | V1021 | IC | OP | NA | LFG |  | 100491 | 0.73861 | 0.0147 | EIA Prime Mover-level Data | Estimated using an emission factor
2019 | NJ | Yards Creek | 6522 | 1 | PS | OP | NA | WAT |  | 0 |  |  | EIA Prime Mover-level Data
2019 | NJ | Yards Creek | 6522 | 2 | PS | OP | NA | WAT |  | 0 |  |  | EIA Prime Mover-level Data
2019 | NJ | Yards Creek | 6522 | 3 | PS | OP | NA | WAT |  | 0 |  |  | EIA Prime Mover-level Data
2019 | NJ | Yardville Solar Farm | 57382 | YARD | PV | OP | NA | SUN |  | 45597 |  | 0 | EIA Prime Mover-level Data | Estimated using an emission factor
2019 | NJ | B L England | 2378 | 2 | ST | OP | CYCLONE | BIT | 0 |  |  | 0.044409 |  |  | 1964
2019 | NJ | B L England | 2378 | 3 | ST | OP | WALL | RFO | 0 |  |  | 0.0093556 |  |  | 1974
2019 | NJ | Bayonne Energy Center | 56964 | GT1 | GT | OP | CT | NG | 1411 | 496079.8 | 17.7334 | 0.071494 | EPA/CAMD | EPA/NEI | 2012
2019 | NJ | Bayonne Energy Center | 56964 | GT10 | GT | OP | CT | NG | 1705 | 645650.2 | 2.523 | 0.0078154 | EPA/CAMD | NEI avg EF - PM, fuel type, firing type | 2018
2019 | NJ | Bayonne Energy Center | 56964 | GT2 | GT | OP | CT | NG | 1459 | 536284 | 17.3382 | 0.06466 | EPA/CAMD | EPA/NEI | 2012
2019 | NJ | Bayonne Energy Center | 56964 | GT3 | GT | OP | CT | NG | 1484 | 555913.9 | 21.4002 | 0.076991 | EPA/CAMD | EPA/NEI | 2012
2019 | NJ | Bayonne Energy Center | 56964 | GT4 | GT | OP | CT | NG | 1472 | 568307.8 | 21.5898 | 0.075979 | EPA/CAMD | EPA/NEI | 2012
2019 | NJ | Bayonne Energy Center | 56964 | GT5 | GT | OP | CT | NG | 1563 | 534822.7 | 18.5387 | 0.069327 | EPA/CAMD | EPA/NEI | 2012
2019 | NJ | Bayonne Energy Center | 56964 | GT6 | GT | OP | CT | NG | 1744 | 670739.8 | 27.4386 | 0.081816 | EPA/CAMD | EPA/NEI | 2012
2019 | NJ | Bayonne Energy Center | 56964 | GT7 | GT | OP | CT | NG | 1956 | 744038.4 | 23.6984 | 0.063702 | EPA/CAMD | EPA/NEI | 2012
2019 | NJ | Bayonne Energy Center | 56964 | GT8 | GT | OP | CT | NG | 1981 | 749429.2 | 26.5536 | 0.070863 | EPA/CAMD | EPA/NEI | 2012
2019 | NJ | Bayonne Energy Center | 56964 | GT9 | GT | OP | CT | NG | 2281 | 922063.4 | 3.6032 | 0.0078154 | EPA/CAMD | NEI avg EF - PM, fuel type, firing type | 2018
2019 | NJ | Bayonne Plant Holding, LLC | 50497 | 001001 | CT | OP | CC | NG | 0 |  |  | 0.0057564 |  |  | 1988
2019 | NJ | Bayonne Plant Holding, LLC | 50497 | 002001 | CT | OP | CC | NG | 0 |  |  | 0.0057564 |  |  | 1988
2019 | NJ | Bayonne Plant Holding, LLC | 50497 | 004001 | CT | OP | CC | NG | 0 |  |  | 0.0057564 |  |  | 1988
2019 | NJ | Bergen Generating Station | 2398 | 1101 | CT | OP | CC | NG | 2594 | 2307478 | 54.3579 | 0.047115 | EPA/CAMD | EPA/NEI | 1995
2019 | NJ | Bergen Generating Station | 2398 | 1201 | CT | OP | CC | NG | 2100 | 1966918 | 51.1222 | 0.051982 | EPA/CAMD | EPA/NEI | 1995
2019 | NJ | Bergen Generating Station | 2398 | 1301 | CT | OP | CC | NG | 2813 | 2453027 | 56.6599 | 0.046196 | EPA/CAMD | EPA/NEI | 1995
2019 | NJ | Bergen Generating Station | 2398 | 1401 | CT | OP | CC | NG | 2430 | 2455697 | 75.5802 | 0.061555 | EPA/CAMD | EPA/NEI | 1995
2019 | NJ | Bergen Generating Station | 2398 | 2101 | CT | OP | CC | NG | 5150 | 7134923 | 55.15 | 0.015459 | EPA/CAMD | EPA/NEI | 2002
2019 | NJ | Bergen Generating Station | 2398 | 2201 | CT | OP | CC | NG | 4681 | 6448623 | 58.6812 | 0.0182 | EPA/CAMD | EPA/NEI | 2002
2019 | NJ | Burlington Generating Station | 2399 | 121 | GT | OP | CT | NG | 383 | 38997.54 | 0.78191 | 0.0401 | EPA/CAMD | EPA/NEI | 2000
2019 | NJ | Burlington Generating Station | 2399 | 122 | GT | OP | CT | NG | 361 | 33048.37 | 0.74589 | 0.045139 | EPA/CAMD | EPA/NEI | 2000
2019 | NJ | Burlington Generating Station | 2399 | 123 | GT | OP | CT | NG | 358 | 30093.81 | 0.65674 | 0.043646 | EPA/CAMD | EPA/NEI | 2000
2019 | NJ | Burlington Generating Station | 2399 | 124 | GT | OP | CT | NG | 346 | 34856.14 | 0.83349 | 0.047825 | EPA/CAMD | EPA/NEI | 2000
2019 | NJ | Camden Plant Holding, LLC | 10751 | 002001 | CT | OP | CC | NG | 564 | 573839.4 | 1.1676 | 0.0040693 | EPA/CAMD | EPA/NEI | 1993
2019 | NJ | Carlls Corner Energy Center | 2379 | 002001 | GT | OP | CT | NG | 110 | 66749.6 | 0.2559 | 0.0076676 | EPA/CAMD | EPA/NEI | 1973
2019 | NJ | Carlls Corner Energy Center | 2379 | 003001 | GT | OP | CT | NG | 142 | 91908.7 | 0.90495 | 0.019692 | EPA/CAMD | EPA/NEI | 1973
2019 | NJ | Carneys Point | 10566 | 1001 | ST | OP | WALL | BIT | 8555 | 4983010 | 20.098 | 0.0080666 | EPA/CAMD | EPA/NEI | 1994
2019 | NJ | Carneys Point | 10566 | 1002 | ST | OP | WALL | BIT | 8252 | 4620509 | 6.3022 | 0.0027279 | EPA/CAMD | EPA/NEI | 1994
2019 | NJ | Clayville | 58235 | U1 | GT | OP | CT | NG | 1712 | 791042.9 | 3.0912 | 0.0078154 | EPA/CAMD | NEI avg EF - PM, fuel type, firing type | 2015
2019 | NJ | Cumberland Energy Center | 5083 | 004001 | GT | OP | CT | NG | 410 | 215471.1 | 0.068326 | 0.0006342 | EPA/CAMD | EPA/NEI | 1990
2019 | NJ | Cumberland Energy Center | 5083 | 05001 | GT | OP | CT | NG | 1009 | 626868.7 | 4.6851 | 0.014948 | EPA/CAMD | EPA/NEI | 2009
2019 | NJ | E F Kenilworth, Inc. | 10805 | 002001 | CT | OP | CC | NG | 8570 | 1575072 | 5.1988 | 0.0066014 | EPA/CAMD | EPA/NEI | 1987
2019 | NJ | Eagle Point Power Generation | 50561 | 0001 | CT | OP | CC | NG | 2998 | 2805342 | 4.7031 | 0.0033529 | EPA/CAMD | EPA/NEI | 1991
2019 | NJ | Eagle Point Power Generation | 50561 | 0002 | CT | OP | CC | NG | 2825 | 2680114 | 3.678 | 0.0027447 | EPA/CAMD | EPA/NEI | 1991
2019 | NJ | EFS Parlin Holdings, LLC | 50799 | 001001 | CT | OP | CC | NG | 110 | 40446.82 | 0.30609 | 0.015135 | EPA/CAMD | EPA/NEI | 1991
2019 | NJ | EFS Parlin Holdings, LLC | 50799 | 003001 | CT | OP | CC | NG | 111 | 41098.36 | 0.28713 | 0.013973 | EPA/CAMD | EPA/NEI | 1991
2019 | NJ | Elmwood Park Power - LLC | 50852 | 002001 | CT | OP | CC | NG | 25 | 13183.26 | 0.026842 | 0.0040721 | EPA/CAMD | EPA/NEI | 1989
2019 | NJ | Essex | 2401 | 35001 | GT | OP | CT | NG | 91 | 24404.3 | 0.042122 | 0.003452 | EPA/CAMD | EPA/NEI | 1990
2019 | NJ | Forked River Power | 7138 | 002001 | GT | OP | CT | DFO | 164 | 50095.3 | 0.16542 | 0.0066044 | EPA/CAMD | EPA/NEI | 1989
2019 | NJ | Forked River Power | 7138 | 003001 | GT | OP | CT | DFO | 104 | 32678.5 | 0.10316 | 0.0063139 | EPA/CAMD | EPA/NEI | 1989
2019 | NJ | Gilbert Generating Station | 2393 | 04 | CT | OP | CC | NG | 53 | 28242.71 | 0.075209 | 0.0053259 | EPA/CAMD | EPA/NEI | 1974
2019 | NJ | Gilbert Generating Station | 2393 | 05 | CT | OP | CC | NG | 27 | 11849.34 | 0.031029 | 0.0052373 | EPA/CAMD | EPA/NEI | 1974
2019 | NJ | Gilbert Generating Station | 2393 | 06 | CT | OP | CC | NG | 27 | 12934.4 | 0.033908 | 0.005243 | EPA/CAMD | EPA/NEI | 1974
2019 | NJ | Gilbert Generating Station | 2393 | 07 | CT | OP | CC | NG | 24 | 10759.88 | 0.023928 | 0.0044477 | EPA/CAMD | EPA/NEI | 1974
2019 | NJ | Gilbert Generating Station | 2393 | 9 | GT | OP | CT | NG | 152 | 120282.6 | 0.29583 | 0.004919 | EPA/CAMD | EPA/NEI | 1996
2019 | NJ | Howard M Down | 2434 | U11 | GT | OP | CT | NG | 1647 | 802776.7 | 2.7355 | 0.006815 | EPA/CAMD | EPA/NEI | 2012
2019 | NJ | Kearny Generating Station | 2404 | 121 | GT | OP | CT | NG | 613 | 108047.3 | 1.1471 | 0.021234 | EPA/CAMD | EPA/NEI | 2001
2019 | NJ | Kearny Generating Station | 2404 | 122 | GT | OP | CT | NG | 624 | 113261.1 | 1.1991 | 0.021175 | EPA/CAMD | EPA/NEI | 2001
2019 | NJ | Kearny Generating Station | 2404 | 123 | GT | OP | CT | NG | 632 | 108428.5 | 1.1458 | 0.021135 | EPA/CAMD | EPA/NEI | 2001
2019 | NJ | Kearny Generating Station | 2404 | 124 | GT | OP | CT | NG | 614 | 108570.6 | 1.0954 | 0.020178 | EPA/CAMD | EPA/NEI | 2001
2019 | NJ | Kearny Generating Station | 2404 | 131 | GT | OP | CT | NG | 453 | 90534.05 | 0.60437 | 0.013351 | EPA/CAMD | EPA/NEI | 2012
2019 | NJ | Kearny Generating Station | 2404 | 132 | GT | OP | CT | NG | 370 | 72456.22 | 0.47381 | 0.013079 | EPA/CAMD | EPA/NEI | 2012
2019 | NJ | Kearny Generating Station | 2404 | 133 | GT | OP | CT | NG | 320 | 50783.03 | 0.33145 | 0.013053 | EPA/CAMD | EPA/NEI | 2012
2019 | NJ | Kearny Generating Station | 2404 | 134 | GT | OP | CT | NG | 397 | 70992.4 | 0.50968 | 0.014359 | EPA/CAMD | EPA/NEI | 2012
2019 | NJ | Kearny Generating Station | 2404 | 141 | GT | OP | CT | NG | 578 | 167234.6 | 0.97669 | 0.01168 | EPA/CAMD | EPA/NEI | 2012
2019 | NJ | Kearny Generating Station | 2404 | 142 | GT | OP | CT | NG | 547 | 162781.9 | 0.93678 | 0.01151 | EPA/CAMD | EPA/NEI | 2012
2019 | NJ | Lakewood | 54640 | 001001 | CT | OP | CC | NG | 1622 | 1462192 | 3.668 | 0.0050172 | EPA/CAMD | EPA/NEI | 1994
2019 | NJ | Lakewood | 54640 | 002001 | CT | OP | CC | NG | 1712 | 1525523 | 3.8461 | 0.0050423 | EPA/CAMD | EPA/NEI | 1994
2019 | NJ | Linden Cogeneration Facility | 50006 | 004001 | CT | OP | CC | NG | 8585 | 13190760 | 27.3109 | 0.0041409 | EPA/CAMD | EPA/NEI | 2001
2019 | NJ | Linden Cogeneration Facility | 50006 | 005001 | CT | OP | CC | NG | 7462 | 7575701 | 12.8802 | 0.0034004 | EPA/CAMD | EPA/NEI | 1992
2019 | NJ | Linden Cogeneration Facility | 50006 | 006001 | CT | OP | CC | NG | 7396 | 7599341 | 11.4881 | 0.0030234 | EPA/CAMD | EPA/NEI | 1992
2019 | NJ | Linden Cogeneration Facility | 50006 | 007001 | CT | OP | CC | NG | 7684 | 7629139 | 16.5509 | 0.0043389 | EPA/CAMD | EPA/NEI | 1992
2019 | NJ | Linden Cogeneration Facility | 50006 | 008001 | CT | OP | CC | NG | 8116 | 8341666 | 10.7434 | 0.0025758 | EPA/CAMD | EPA/NEI | 1992
2019 | NJ | Linden Cogeneration Facility | 50006 | 009001 | CT | OP | CC | NG | 6798 | 6884974 | 11.4659 | 0.0033307 | EPA/CAMD | EPA/NEI | 1992
2019 | NJ | Linden Generating Station | 2406 | 5 | GT | OP | CT | NG | 138 | 45694.13 | 1.241 | 0.054317 | EPA/CAMD | EPA/NEI | 1999
2019 | NJ | Linden Generating Station | 2406 | 6 | GT | OP | CT | NG | 132 | 42555.4 | 0.4105 | 0.019292 | EPA/CAMD | EPA/NEI | 2000
2019 | NJ | Linden Generating Station | 2406 | 7 | GT | OP | CT | NG | 112 | 34722.35 | 0.41138 | 0.023695 | EPA/CAMD | EPA/NEI | 1995
2019 | NJ | Linden Generating Station | 2406 | 8 | GT | OP | CT | NG | 131 | 41919.94 | 0.66771 | 0.031857 | EPA/CAMD | EPA/NEI | 1995
2019 | NJ | Linden Generating Station | 2406 | 1101 | CT | OP | CC | NG | 6497 | 10165740 | 54.7254 | 0.010767 | EPA/CAMD | EPA/NEI | 2005
2019 | NJ | Linden Generating Station | 2406 | 1201 | CT | OP | CC | NG | 6077 | 9576781 | 70.1609 | 0.014652 | EPA/CAMD | EPA/NEI | 2005
2019 | NJ | Linden Generating Station | 2406 | 2101 | CT | OP | CC | NG | 6186 | 9637390 | 43.5782 | 0.0090436 | EPA/CAMD | EPA/NEI | 2005
2019 | NJ | Linden Generating Station | 2406 | 2201 | CT | OP | CC | NG | 6241 | 9711485 | 47.8274 | 0.0098497 | EPA/CAMD | EPA/NEI | 2005
2019 | NJ | Logan Generating Plant | 10043 | 1001 | ST | OP | WALL | BIT | 8530 | 6637377 | 13.8657 | 0.0041781 | EPA/CAMD | EPA/NEI | 1994
2019 | NJ | Mickleton Energy Center | 8008 | 001001 | GT | OP | CT | NG | 4 | 4368 | 0.0088893 | 0.0040702 | EPA/CAMD | EPA/NEI | 1974
2019 | NJ | Newark Bay Cogen | 50385 | 1001 | CT | OP | CC | NG | 253 | 107486.2 | 0.95358 | 0.017743 | EPA/CAMD | EPA/NEI | 1993
2019 | NJ | Newark Bay Cogen | 50385 | 2001 | CT | OP | CC | NG | 209 | 83930.47 | 0.37179 | 0.0088596 | EPA/CAMD | EPA/NEI | 1993
2019 | NJ | Newark Energy Center | 58079 | U001 | CT | OP | CC | NG | 8119 | 16804900 | 28.2638 | 0.0033638 | EPA/CAMD | EPA/NEI | 2015
2019 | NJ | Newark Energy Center | 58079 | U002 | CT | OP | CC | NG | 7944 | 16498440 | 28.0209 | 0.0033968 | EPA/CAMD | EPA/NEI | 2015
2019 | NJ | North Jersey Energy Associates | 10308 | 1001 | CT | OP | CC | NG | 1760 | 1855756 | 5.324 | 0.0057378 | EPA/CAMD | EPA/NEI | 1991
2019 | NJ | North Jersey Energy Associates | 10308 | 1002 | CT | OP | CC | NG | 1544 | 1638459 | 4.5395 | 0.0055412 | EPA/CAMD | EPA/NEI | 1991
2019 | NJ | Ocean Peaking Power | 55938 | OPP3 | GT | OP | CT | NG | 277 | 380946 | 0.63097 | 0.0033126 | EPA/CAMD | EPA/NEI | 2003
2019 | NJ | Ocean Peaking Power | 55938 | OPP4 | GT | OP | CT | NG | 271 | 371674.9 | 0.66836 | 0.0035965 | EPA/CAMD | EPA/NEI | 2003
2019 | NJ | Pedricktown Cogeneration Plant | 10099 | 001001 | CT | OP | CC | NG | 65 | 47465.73 | 0.28485 | 0.012002 | EPA/CAMD | EPA/NEI | 1992
2019 | NJ | Red Oak Power, LLC | 55239 | 1 | CT | OP | CC | NG | 7178 | 12362870 | 50.3585 | 0.0081467 | EPA/CAMD | EPA/NEI | 2002
2019 | NJ | Red Oak Power, LLC | 55239 | 2 | CT | OP | CC | NG | 6667 | 11590990 | 53.0923 | 0.009161 | EPA/CAMD | EPA/NEI | 2002
2019 | NJ | Red Oak Power, LLC | 55239 | 3 | CT | OP | CC | NG | 7159 | 12313730 | 50.317 | 0.0081725 | EPA/CAMD | EPA/NEI | 2002
2019 | NJ | Salem Generating Station | 2410 | 2001 | GT | OP | CT | DFO | 6 | 861 | 0.07541 | 0.17517 | EPA/CAMD | EPA/NEI | 1971
2019 | NJ | Sayreville | 2390 | 012001 | GT | OP | CT | NG | 41 | 6370.1 | 0.063919 | 0.020069 | EPA/CAMD | EPA/NEI | 1973
2019 | NJ | Sayreville | 2390 | 014001 | GT | OP | CT | NG | 19 | 3374 | 0.069298 | 0.041077 | EPA/CAMD | EPA/NEI | 1972
2019 | NJ | Sayreville | 2390 | 015001 | GT | OP | CT | NG | 30 | 7479 | 0.13045 | 0.034884 | EPA/CAMD | EPA/NEI | 1972
2019 | NJ | Sayreville | 2390 | 016001 | GT | OP | CT | NG | 18 | 4230 | 0.07148 | 0.033796 | EPA/CAMD | EPA/NEI | 1972
2019 | NJ | Sewaren Generating Station | 2411 | 7 | CT | OP | CC | NG | 7594 | 22679370 | 61.3983 | 0.0054145 | EPA/CAMD | EPA/NEI | 2018
2019 | NJ | Sherman Avenue | 7288 | 1 | GT | OP | CT | DFO | 448 | 304108.6 | 2.1561 | 0.01418 | EPA/CAMD | EPA/NEI | 1991
2019 | NJ | West Deptford Energy Station | 56963 | E101 | CT | OP | CC | NG | 7680 | 17400040 | 32.1204 | 0.003692 | EPA/CAMD | EPA/NEI | 2014
2019 | NJ | West Deptford Energy Station | 56963 | E102 | CT | OP | CC | NG | 7223 | 16412510 | 29.437 | 0.0035871 | EPA/CAMD | EPA/NEI | 2014
2019 | NJ | West Station | 6776 | 002001 | GT | OP | CT | DFO | 25 | 4982.1 | 0.054833 | 0.022012 | EPA/CAMD | EPA/NEI | 1972
2019 | NJ | Woodbridge Energy Center | 57839 | 0001 | CT | OP | CC | NG | 7775 | 15966460 | 24.1901 | 0.0030301 | EPA/CAMD | EPA/NEI | 2015
2019 | NJ | Woodbridge Energy Center | 57839 | 0002 | CT | OP | CC | NG | 7739 | 15921930 | 24.0827 | 0.0030251 | EPA/CAMD | EPA/NEI | 2015
2019 | NM | Abiquiu Dam | 7789 | 1 | HY | OP | NA | WAT |  | 70837.84 |  | 1.5381e-07 | EIA Prime Mover-level Data | NEI avg EF - PM, fuel type, firing type
2019 | NM | Abiquiu Dam | 7789 | 2 | HY | OP | NA | WAT |  | 70837.84 |  | 1.5381e-07 | EIA Prime Mover-level Data | NEI avg EF - PM, fuel type, firing type
2019 | NM | Abiquiu Dam | 7789 | 3 | HY | OP | NA | WAT |  | 33732.31 |  | 1.5381e-07 | EIA Prime Mover-level Data | NEI avg EF - PM, fuel type, firing type
2019 | NM | Alamogordo Solar Energy Center | 57577 | AGSEC | PV | OP | NA | SUN |  | 98222 |  | 0 | EIA Prime Mover-level Data | Estimated using an emission factor
2019 | NM | Albuquerque Solar Energy Center | 57567 | ASEC1 | PV | OP | NA | SUN |  | 37155 |  | 0 | EIA Prime Mover-level Data | Estimated using an emission factor
2019 | NM | Alcalde Solar Array | 63477 | SOLAR | PV | TS | NA | SUN
2019 | NM | Algodones | 2475 | 1 | ST | OS | NA | NG |  |  |  | 0.0080534
2019 | NM | Algodones | 2475 | 2 | ST | OS | NA | NG |  |  |  | 0.0080534
2019 | NM | Algodones | 2475 | 3 | ST | OS | NA | NG |  |  |  | 0.0080534
2019 | NM | Alta Luna | 60258 | ALPV1 | PV | OP | NA | SUN |  | 617857 |  | 0 | EIA Prime Mover-level Data | Estimated using an emission factor
2019 | NM | Anderson Wind I | 58939 | AND1 | WT | OP | NA | WND |  | 162232 |  | 0 | EIA Prime Mover-level Data | Estimated using an emission factor
2019 | NM | Anderson Wind II | 58940 | AND2 | WT | OP | NA | WND |  | 394466 |  | 0 | EIA Prime Mover-level Data | Estimated using an emission factor
2019 | NM | Animas | 2465 | 1 | CA | RE | NA | NG
2019 | NM | Animas | 2465 | 2 | CA | RE | NA | NG
2019 | NM | Animas | 2465 | 3 | ST | RE | NA | NG
2019 | NM | Animas | 2465 | GT1 | GT | OP | NA | NG |  | 26637 | 0.073031 | 0.0054834 | EIA Prime Mover-level Data | NEI avg EF - PM, fuel type, firing type
2019 | NM | Animas | 2465 | HY1 | HY | OS | NA | WAT |  |  |  | 1.5381e-07
2019 | NM | Animas | 2465 | ST4 | ST | RE | NA | NG
2019 | NM | Aragonne Mesa Phase II | 56656 | 1 | WT | CN | NA | WND
2019 | NM | Aragonne Wind LLC | 56336 | 1 | WT | OP | NA | WND |  | 2514561 |  | 0 | EIA Prime Mover-level Data | Estimated using an emission factor
2019 | NM | Arroyo Solar Energy Storage Hybrid | 63172 | ARESS | BA | P | NA | MWH
2019 | NM | Arroyo Solar Energy Storage Hybrid | 63172 | ARSOL | PV | P | NA | SUN
2019 | NM | Blanco Compressor Station | 54221 | 1 | ST | RE | NA | NG
2019 | NM | Blanco Compressor Station | 54221 | 2 | ST | RE | NA | NG
2019 | NM | Blue Sky One | 58689 | 1 | PV | OP | NA | SUN |  | 25296 |  | 0 | EIA Prime Mover-level Data | Estimated using an emission factor
2019 | NM | Bluewater CDEC 1 | 62994 | NMBW1 | PV | OP | NA | SUN |  | 98 |  | 0 | EIA Prime Mover-level Data | Estimated using an emission factor
2019 | NM | Britton Solar Energy Center | 63579 | BSEC | PV | OP | NA | SUN |  | 61126 |  | 0 | EIA Prime Mover-level Data | Estimated using an emission factor
2019 | NM | Broadview Energy JN, LLC | 60145 | 1 | WT | OP | NA | WND |  | 6152460 |  | 0 | EIA Prime Mover-level Data | Estimated using an emission factor
2019 | NM | Broadview Energy KW, LLC | 60152 | 1 | WT | OP | NA | WND |  | 4918159 |  | 0 | EIA Prime Mover-level Data | Estimated using an emission factor
2019 | NM | Broadview Energy Prime 2 LLC | 58465 | 0002 | WT | OP | NA | WND |  | 338005 |  | 0 | EIA Prime Mover-level Data | Estimated using an emission factor
2019 | NM | Broadview Energy Prime LLC | 58464 | 0001 | WT | OP | NA | WND |  | 339865 |  | 0 | EIA Prime Mover-level Data | Estimated using an emission factor
2019 | NM | Caprock Solar 1 LLC | 59251 | PV1 | PV | OP | NA | SUN |  | 572669 |  | 0 | EIA Prime Mover-level Data | Estimated using an emission factor
2019 | NM | Caprock Solar 2 LLC | 59846 | PV1 | PV | IP | NA | SUN
2019 | NM | Caprock Wind Farm | 56293 | 1 | WT | OP | NA | WND |  | 2142288 |  | 0 | EIA Prime Mover-level Data | Estimated using an emission factor
2019 | NM | Caprock Wind Farm | 56293 | 2 | WT | OP | NA | WND |  | 714096 |  | 0 | EIA Prime Mover-level Data | Estimated using an emission factor
2019 | NM | Carlsbad | 2453 | 5 | GT | RE | NA | NG
2019 | NM | Carrizozo Solar | 61662 | PV1 | PV | OP | NA | SUN |  | 59354 |  | 0 | EIA Prime Mover-level Data | Estimated using an emission factor
2019 | NM | Casa Mesa Wind Energy Center Hybrid | 61925 | CMNM | WT | OP | NA | WND |  | 1675049 |  | 0 | EIA Prime Mover-level Data | Estimated using an emission factor
2019 | NM | Casa Mesa Wind Energy Center Hybrid | 61925 | CMNMB | BA | OP | NA | MWH |  | 0 |  |  | EIA Prime Mover-level Data
2019 | NM | Chaves Solar, LLC | 60405 | CSPV | PV | OP | NA | SUN |  | 1476551 |  | 0 | EIA Prime Mover-level Data | Estimated using an emission factor
2019 | NM | Chino Mines | 54667 | 8 | ST | RE | NA | NG
2019 | NM | Chino Mines | 54667 | 9 | CA | OP | NA | NG |  | 55683.55 | 0.011749 | 0.000422 | EIA Unit-level Data | Estimated using an emission factor
2019 | NM | Cibola | 59619 | CBLA | PV | OP | NA | SUN |  | 176013 |  | 0 | EIA Prime Mover-level Data | Estimated using an emission factor
2019 | NM | Cimarron Solar Facility | 57243 | CIM1 | PV | OP | NA | SUN |  | 549467 |  | 0 | EIA Prime Mover-level Data | Estimated using an emission factor
2019 | NM | City of Gallup Solar | 62406 | X0022 | PV | OP | NA | SUN |  | 154591 |  | 0 | EIA Prime Mover-level Data | Estimated using an emission factor
2019 | NM | City of Rio Rancho WWTP | 63391 | CORR | PV | OP | NA | SUN |  | 5503 |  | 0 | EIA Prime Mover-level Data | Estimated using an emission factor
2019 | NM | City of Truth or Consequences PV | 59653 | COTC | PV | OP | NA | SUN |  | 31663 |  | 0 | EIA Prime Mover-level Data | Estimated using an emission factor
2019 | NM | Clean Path Energy Center | 60289 | CPEC1 | CC | P | NA | NG
2019 | NM | Clean Path Energy Center | 60289 | PVGEN | PV | P | NA | SUN
2019 | NM | CNMEC Solar Energy Center | 62191 | CNMEC | PV | OP | NA | SUN |  | 46452 |  | 0 | EIA Prime Mover-level Data | Estimated using an emission factor
2019 | NM | Columbus Solar Project | 61165 | 88029 | PV | OP | NA | SUN |  | 45651 |  | 0 | EIA Prime Mover-level Data | Estimated using an emission factor
2019 | NM | Cornillie 2 Community (CSG) | 63899 | CORN | PV | V | NA | SUN
2019 | NM | Deming Solar Energy Center | 57575 | DSEC | PV | OP | NA | SUN |  | 92903.89 |  | 0 | EIA Prime Mover-level Data | Estimated using an emission factor
2019 | NM | Deming Solar Energy Center | 57575 | HON2 | PV | OP | NA | SUN |  | 74323.11 |  | 0 | EIA Prime Mover-level Data | Estimated using an emission factor
2019 | NM | Eddy County Generating Station | 55252 | 0001 | GT | CN | NA | NG
2019 | NM | El Cabo Wind | 58098 | 1 | WT | OP | NA | WND |  | 10086960 |  | 0 | EIA Prime Mover-level Data | Estimated using an emission factor
2019 | NM | El Vado Dam | 7593 | 1 | HY | OP | NA | WAT |  | 294384 |  | 1.5381e-07 | EIA Prime Mover-level Data | NEI avg EF - PM, fuel type, firing type
2019 | NM | Elephant Butte | 6402 | 1 | HY | OP | NA | WAT |  | 141579 |  | 1.5381e-07 | EIA Prime Mover-level Data | NEI avg EF - PM, fuel type, firing type
2019 | NM | Elephant Butte | 6402 | 2 | HY | OP | NA | WAT |  | 141579 |  | 1.5381e-07 | EIA Prime Mover-level Data | NEI avg EF - PM, fuel type, firing type
2019 | NM | Elephant Butte | 6402 | 3 | HY | OP | NA | WAT |  | 141579 |  | 1.5381e-07 | EIA Prime Mover-level Data | NEI avg EF - PM, fuel type, firing type
2019 | NM | Encino Solar Energy Center | 63860 | ESEC | PV | P | NA | SUN
2019 | NM | Eubank Landfill Solar Array | 59393 | ESNM1 | PV | OP | NA | SUN |  | 29321 |  | 0 | EIA Prime Mover-level Data | Estimated using an emission factor
2019 | NM | Facebook 1 Solar Energy Center | 61556 | FB1 | PV | OP | NA | SUN |  | 210215 |  | 0 | EIA Prime Mover-level Data | Estimated using an emission factor
2019 | NM | Facebook 2 Solar Energy Center | 61557 | FB2 | PV | OP | NA | SUN |  | 215308 |  | 0 | EIA Prime Mover-level Data | Estimated using an emission factor
2019 | NM | Facebook 3 Solar Energy Center | 61558 | FB3 | PV | OP | NA | SUN |  | 219476 |  | 0 | EIA Prime Mover-level Data | Estimated using an emission factor
2019 | NM | Ford Utilities Center | 50906 | 2 | ST | RE | NA | NG
2019 | NM | Ford Utilities Center | 50906 | 3 | GT | OP | NA | NG |  | 400946.2 | 1.0993 | 0.0054834 | EIA Prime Mover-level Data | NEI avg EF - PM, fuel type, firing type
2019 | NM | Ford Utilities Center | 50906 | 4 | ST | OP | NA | WH |  | 0 |  |  | EIA Prime Mover-level Data
2019 | NM | Ford Utilities Center | 50906 | 5 | GT | OP | NA | NG |  | 383762.8 | 1.0522 | 0.0054834 | EIA Prime Mover-level Data | NEI avg EF - PM, fuel type, firing type
2019 | NM | Four Peaks Camino Real | 60696 | 1 | IC | OP | NA | LFG |  | 96804 | 0.71151 | 0.0147 | EIA Prime Mover-level Data | Estimated using an emission factor
2019 | NM | Four Peaks Camino Real | 60696 | 2 | IC | OP | NA | LFG |  | 96804 | 0.71151 | 0.0147 | EIA Prime Mover-level Data | Estimated using an emission factor
2019 | NM | Freeport McMoRan | 54734 | 1 | IC | SB | NA | DFO |  |  |  | 0.30942
2019 | NM | Freeport McMoRan | 54734 | 2 | IC | RE | NA | DFO
2019 | NM | Freeport McMoRan | 54734 | 3 | IC | SB | NA | DFO |  |  |  | 0.30942
2019 | NM | Freeport McMoRan | 54734 | 4 | IC | SB | NA | DFO |  |  |  | 0.30942
2019 | NM | Freeport McMoRan | 54734 | 5 | IC | RE | NA | DFO
2019 | NM | Freeport McMoRan | 54734 | 6 | IC | RE | NA | DFO
2019 | NM | Freeport McMoRan | 54734 | 7 | IC | SB | NA | DFO |  |  |  | 0.30942
2019 | NM | Freeport McMoRan | 54734 | 8 | IC | SB | NA | DFO |  |  |  | 0.30942
2019 | NM | Freeport McMoRan | 54734 | 9 | IC | RE | NA | DFO
2019 | NM | Freeport McMoRan | 54734 | 10 | IC | RE | NA | DFO
2019 | NM | Freeport McMoRan | 54734 | 11 | IC | SB | NA | DFO |  |  |  | 0.30942
2019 | NM | Freeport McMoRan | 54734 | 12 | IC | SB | NA | DFO |  |  |  | 0.30942
2019 | NM | Freeport McMoRan | 54734 | 13 | IC | SB | NA | DFO |  |  |  | 0.30942
2019 | NM | Freeport McMoRan | 54734 | 14 | IC | SB | NA | DFO |  |  |  | 0.30942
2019 | NM | Freeport McMoRan | 54734 | 15 | IC | SB | NA | DFO |  |  |  | 0.30942
2019 | NM | Gallegos Wind Farm, Phase 1 | 59047 | GEN 1 | WT | P | NA | WND
2019 | NM | Grady Wind Energy Center, LLC | 60317 | 1 | WT | OP | NA | WND |  | 3585062 |  | 0 | EIA Prime Mover-level Data | Estimated using an emission factor
2019 | NM | Grants CDEC 2 | 62995 | NMGR1 | PV | OP | NA | SUN |  | 819 |  | 0 | EIA Prime Mover-level Data | Estimated using an emission factor
2019 | NM | GSE NM1 | 58576 | NMP1 | PV | OP | NA | SUN |  | 31861 |  | 0 | EIA Prime Mover-level Data | Estimated using an emission factor
2019 | NM | Hatch Solar Energy Center I, LLC | 57591 | 1 | PV | OP | NA | SUN |  | 106482 |  | 0 | EIA Prime Mover-level Data | Estimated using an emission factor
2019 | NM | High Lonesome Mesa LLC | 56945 | 1 | WT | OP | NA | WND |  | 2260796 |  | 0 | EIA Prime Mover-level Data | Estimated using an emission factor
2019 | NM | Holloman Solar Facility | 60301 | HPV1 | PV | OP | NA | SUN |  | 109172 |  | 0 | EIA Prime Mover-level Data | Estimated using an emission factor
2019 | NM | Kit Carson | 58240 | PV_KC | PV | OP | NA | SUN |  | 25315 |  | 0 | EIA Prime Mover-level Data | Estimated using an emission factor
2019 | NM | La Joya NM | 61044 | WT1 | WT | T | NA | WND
2019 | NM | Las Vegas | 2447 | 1 | GT | RE | NA | DFO
2019 | NM | Las Vegas Solar Energy Center | 57576 | LVSEC | PV | OP | NA | SUN |  | 87829 |  | 0 | EIA Prime Mover-level Data | Estimated using an emission factor
2019 | NM | LCEC Generation LLVC | 57872 | UNIT1 | IC | OP | NA | NG |  | 92238.4 | 0.019462 | 0.000422 | EIA Prime Mover-level Data | Estimated using an emission factor
2019 | NM | LCEC Generation LLVC | 57872 | UNIT2 | IC | OP | NA | NG |  | 92238.4 | 0.019462 | 0.000422 | EIA Prime Mover-level Data | Estimated using an emission factor
2019 | NM | LCEC Generation LLVC | 57872 | UNIT3 | IC | OP | NA | NG |  | 92238.4 | 0.019462 | 0.000422 | EIA Prime Mover-level Data | Estimated using an emission factor
2019 | NM | LCEC Generation LLVC | 57872 | UNIT4 | IC | OP | NA | NG |  | 92238.4 | 0.019462 | 0.000422 | EIA Prime Mover-level Data | Estimated using an emission factor
2019 | NM | LCEC Generation LLVC | 57872 | UNIT5 | IC | OP | NA | NG |  | 92238.4 | 0.019462 | 0.000422 | EIA Prime Mover-level Data | Estimated using an emission factor
2019 | NM | Lightning Dock Geothermal HI-01, LLC | 58629 | GEN-5 | BT | OP | NA | GEO |  | 409559.3 |  | 0 | EIA Prime Mover-level Data | Estimated using an emission factor
2019 | NM | Lightning Dock Geothermal HI-01, LLC | 58629 | PB01 | BT | OP | NA | GEO |  | 26944.69 |  | 0 | EIA Prime Mover-level Data | Estimated using an emission factor
2019 | NM | Lightning Dock Geothermal HI-01, LLC | 58629 | PB02 | BT | OP | NA | GEO |  | 26944.69 |  | 0 | EIA Prime Mover-level Data | Estimated using an emission factor
2019 | NM | Lightning Dock Geothermal HI-01, LLC | 58629 | PB03 | BT | OP | NA | GEO |  | 26944.69 |  | 0 | EIA Prime Mover-level Data | Estimated using an emission factor
2019 | NM | Lightning Dock Geothermal HI-01, LLC | 58629 | PB04 | BT | OP | NA | GEO |  | 26944.69 |  | 0 | EIA Prime Mover-level Data | Estimated using an emission factor
2019 | NM | Los Alamos PV Site | 58256 | 1 | PV | OP | NA | SUN |  | 13375 |  | 0 | EIA Prime Mover-level Data | Estimated using an emission factor
2019 | NM | Los Alamos PV Site | 58256 | 2 | BA | RE | NA | MWH |  | 0 |  |  | EIA Prime Mover-level Data
2019 | NM | Los Alamos PV Site | 58256 | 3 | BA | RE | NA | MWH |  | 0 |  |  | EIA Prime Mover-level Data
2019 | NM | Los Alamos PV Site | 58256 | 4 | PV | CN | NA | SUN
2019 | NM | Los Lunas Solar Energy Center | 57571 | LLSEC | PV | OP | NA | SUN |  | 95877.14 |  | 0 | EIA Prime Mover-level Data | Estimated using an emission factor
2019 | NM | Los Lunas Solar Energy Center | 57571 | LMS2 | PV | OP | NA | SUN |  | 38350.86 |  | 0 | EIA Prime Mover-level Data | Estimated using an emission factor
2019 | NM | Macho Springs | 59010 | MSS1 | PV | OP | NA | SUN |  | 1236552 |  | 0 | EIA Prime Mover-level Data | Estimated using an emission factor
2019 | NM | Macho Springs Power I | 57947 | GEN | WT | OP | NA | WND |  | 1177929 |  | 0 | EIA Prime Mover-level Data | Estimated using an emission factor
2019 | NM | Manzano Solar | 58521 | MAN1 | PV | OP | NA | SUN |  | 160815 |  | 0 | EIA Prime Mover-level Data | Estimated using an emission factor
2019 | NM | Meadow Lake Solar Energy Center | 59618 | MLK | PV | OP | NA | SUN |  | 211451 |  | 0 | EIA Prime Mover-level Data | Estimated using an emission factor
2019 | NM | Mesalands Comm College Wind Turbine | 57106 | 1 | WT | OP | NA | WND |  | 25812 |  | 0 | EIA Prime Mover-level Data | Estimated using an emission factor
2019 | NM | Middle Daisy | 61681 | 10257 | PV | OP | NA | SUN |  | 116286 |  | 0 | EIA Prime Mover-level Data | Estimated using an emission factor
2019 | NM | Milagro Cogeneration Plant | 54814 | GENA | GT | RE | NA | NG
2019 | NM | Milagro Cogeneration Plant | 54814 | GENB | GT | RE | NA | NG
2019 | NM | Milagro Cogeneration Plant | 54814 | GO1A | GT | RE | NA | NG
2019 | NM | Milagro Cogeneration Plant | 54814 | GO1B | GT | RE | NA | NG
2019 | NM | Milo Wind Project LLC | 59838 | GEN1 | WT | OP | NA | WND |  | 1965895 |  | 0 | EIA Prime Mover-level Data | Estimated using an emission factor
2019 | NM | Navajo Dam | 584 | 1 | HY | OP | NA | WAT |  | 256951 |  | 1.5381e-07 | EIA Prime Mover-level Data | NEI avg EF - PM, fuel type, firing type
2019 | NM | Navajo Dam | 584 | 2 | HY | OP | NA | WAT |  | 256951 |  | 1.5381e-07 | EIA Prime Mover-level Data | NEI avg EF - PM, fuel type, firing type
2019 | NM | New Mexico Community Solar Facility | 61783 | NMCSF | PV | CN | NA | SUN
2019 | NM | New Mexico State University | 54975 | 01 | GT | OP | NA | NG |  | 483340 | 1.3252 | 0.0054834 | EIA Prime Mover-level Data | NEI avg EF - PM, fuel type, firing type
2019 | NM | New Mexico Wind Energy Center | 56097 | GE15 | WT | OP | NA | WND |  | 5431974 |  | 0 | EIA Prime Mover-level Data | Estimated using an emission factor
2019 | NM | Oso Grande Wind Farm | 63502 | OGW24 | WT | U | NA | WND
2019 | NM | Oso Grande Wind Farm | 63502 | OGW45 | WT | U | NA | WND
2019 | NM | Otero Solar | 58520 | OTE1 | PV | OP | NA | SUN |  | 153470 |  | 0 | EIA Prime Mover-level Data | Estimated using an emission factor
2019 | NM | Pinon Energy Center | 63281 | GT1 | GT | L | NA | NG
2019 | NM | Pinon Energy Center | 63281 | GT2 | GT | L | NA | NG
2019 | NM | Pinon Energy Center | 63281 | GT3 | GT | L | NA | NG
2019 | NM | Pinon Energy Center | 63281 | GT4 | GT | L | NA | NG
2019 | NM | Pinon Energy Center | 63281 | GT5 | GT | L | NA | NG
2019 | NM | Pinon Energy Center | 63281 | GT6 | GT | L | NA | NG
2019 | NM | Pinon Energy Center | 63281 | GT7 | GT | L | NA | NG
2019 | NM | Prosperity Energy Storage Facility Hybrid | 58899 | GEN-1 | PV | OP | NA | SUN |  | 5146 |  | 0 | EIA Prime Mover-level Data | Estimated using an emission factor
2019 | NM | Prosperity Energy Storage Facility Hybrid | 58899 | GEN-2 | BA | OP | NA | MWH
2019 | NM | Quay County | 58125 | 1 | GT | OP | NA | DFO |  | 4407 | 0.038031 | 0.017259 | EIA Prime Mover-level Data | NEI avg EF - PM, fuel type, firing type
2019 | NM | Questa Solar Facility | 57369 | QST | PV | OP | NA | SUN |  | 15092 |  | 0 | EIA Prime Mover-level Data | Estimated using an emission factor
2019 | NM | RC Energy AA LLC Solar Facility | 62756 | AA001 | PV | OP | NA | SUN |  | 17442 |  | 0 | EIA Prime Mover-level Data | Estimated using an emission factor
2019 | NM | Red Mesa Wind LLC | 57357 | EXIS | WT | OP | NA | WND |  | 1957971 |  | 0 | EIA Prime Mover-level Data | Estimated using an emission factor
2019 | NM | Rio Communities Solar Energy Center | 60198 | RCSEC | PV | OP | NA | SUN |  | 214924 |  | 0 | EIA Prime Mover-level Data | Estimated using an emission factor
2019 | NM | Rio De Oro Solar Energy Center | 62597 | RDO | PV | OP | NA | SUN |  | 107587 |  | 0 | EIA Prime Mover-level Data | Estimated using an emission factor
2019 | NM | Rio Rancho High School | 58589 | RRHS | PV | OP | NA | SUN |  | 20354 |  | 0 | EIA Prime Mover-level Data | Estimated using an emission factor
2019 | NM | Rio Rancho Solar Energy Center | 63184 | RIRA | PV | OP | NA | SUN |  | 11988 |  | 0 | EIA Prime Mover-level Data | Estimated using an emission factor
2019 | NM | Roadrunner Solar | 57338 | 1 | PV | OP | NA | SUN |  | 456072 |  | 0 | EIA Prime Mover-level Data | Estimated using an emission factor
2019 | NM | Roosevelt County | 58771 | GEN1 | WT | OP | NA | WND |  | 9907961 |  | 0 | EIA Prime Mover-level Data | Estimated using an emission factor
2019 | NM | Roswell Solar, LLC | 60406 | RSPV | PV | OP | NA | SUN |  | 1464815 |  | 0 | EIA Prime Mover-level Data | Estimated using an emission factor
2019 | NM | Sagamore Wind | 63578 | SWF01 | WT | L | NA | WND
2019 | NM | San Juan Mesa Wind Project LLC | 56304 | 1 | WT | OP | NA | WND |  | 3595704 |  | 0 | EIA Prime Mover-level Data | Estimated using an emission factor
2019 | NM | San Miguel I Solar Energy Center | 63081 | SMI | PV | OP | NA | SUN |  | 78998 |  | 0 | EIA Prime Mover-level Data | Estimated using an emission factor
2019 | NM | San Miguel II Solar Energy Center | 63082 | SMII | PV | OP | NA | SUN |  | 43032 |  | 0 | EIA Prime Mover-level Data | Estimated using an emission factor
2019 | NM | Sandoval Solar Energy Center | 59558 | SSEC1 | PV | OP | NA | SUN |  | 136454 |  | 0 | EIA Prime Mover-level Data | Estimated using an emission factor
2019 | NM | Santa Fe Solar Energy Center | 60196 | SFSEC | PV | OP | NA | SUN |  | 212645 |  | 0 | EIA Prime Mover-level Data | Estimated using an emission factor
2019 | NM | Santolina Solar Energy Center | 60197 | SANTO | PV | OP | NA | SUN |  | 219981 |  | 0 | EIA Prime Mover-level Data | Estimated using an emission factor
2019 | NM | SEV NM Phase 2 | 58479 | NMP2 | PV | OP | NA | SUN |  | 26455 |  | 0 | EIA Prime Mover-level Data | Estimated using an emission factor
2019 | NM | Silver City WWTP PV Project | 58540 | PV-1 | PV | OP | NA | SUN |  | 17283 |  | 0 | EIA Prime Mover-level Data | Estimated using an emission factor
2019 | NM | South Valley Solar Energy Center | 60195 | SVSEC | PV | OP | NA | SUN |  | 215210 |  | 0 | EIA Prime Mover-level Data | Estimated using an emission factor
2019 | NM | Southside Water Reclamation Plant | 10339 | GEN1 | IC | OP | NA | NG |  | 135659.3 | 0.028624 | 0.000422 | EIA Prime Mover-level Data | Estimated using an emission factor
2019 | NM | Southside Water Reclamation Plant | 10339 | GEN2 | IC | OP | NA | NG |  | 135659.3 | 0.028624 | 0.000422 | EIA Prime Mover-level Data | Estimated using an emission factor
2019 | NM | Southside Water Reclamation Plant | 10339 | GEN3 | IC | OP | NA | OBG |  | 67829.66 | 0.49855 | 0.0147 | EIA Prime Mover-level Data | Estimated using an emission factor
2019 | NM | Southside Water Reclamation Plant | 10339 | GEN4 | IC | OP | NA | OBG |  | 67829.66 | 0.49855 | 0.0147 | EIA Prime Mover-level Data | Estimated using an emission factor
2019 | NM | Springer Solar 1 | 59560 | SPRG1 | PV | OP | NA | SUN |  | 21860 |  | 0 | EIA Prime Mover-level Data | Estimated using an emission factor
2019 | NM | SPS1 Dollarhide | 57736 | 1 | PV | OP | NA | SUN |  | 169442 |  | 0 | EIA Prime Mover-level Data | Estimated using an emission factor
2019 | NM | SPS2 Jal | 57737 | 1 | PV | OP | NA | SUN |  | 176603 |  | 0 | EIA Prime Mover-level Data | Estimated using an emission factor
2019 | NM | SPS3 Lea | 57738 | 1 | PV | OP | NA | SUN |  | 162133 |  | 0 | EIA Prime Mover-level Data | Estimated using an emission factor
2019 | NM | SPS4 Monument | 57739 | 1 | PV | OP | NA | SUN |  | 183554 |  | 0 | EIA Prime Mover-level Data | Estimated using an emission factor
2019 | NM | SPS5 Hopi | 57740 | 1 | PV | OP | NA | SUN |  | 165535 |  | 0 | EIA Prime Mover-level Data | Estimated using an emission factor
2019 | NM | Sterling I Wind Farm | 60991 | STER1 | WT | OP | NA | WND |  | 1182914 |  | 0 | EIA Prime Mover-level Data | Estimated using an emission factor
2019 | NM | Storrie Lake Solar Project | 58794 | MSMPV | PV | OP | NA | SUN |  | 28281 |  | 0 | EIA Prime Mover-level Data | Estimated using an emission factor
2019 | NM | Sue Cleveland High School | 58588 | SCHS | PV | OP | NA | SUN |  | 19652 |  | 0 | EIA Prime Mover-level Data | Estimated using an emission factor
2019 | NM | SunE EPE1 LLC | 57986 | 1 | PV | OP | NA | SUN |  | 226305 |  | 0 | EIA Prime Mover-level Data | Estimated using an emission factor
2019 | NM | SunE EPE2 LLC | 57985 | 1 | PV | OP | NA | SUN |  | 259283 |  | 0 | EIA Prime Mover-level Data | Estimated using an emission factor
2019 | NM | Syncarpha Eagle Nest | 62149 | SYEN1 | PV | OP | NA | SUN |  | 20905 |  | 0 | EIA Prime Mover-level Data | Estimated using an emission factor
2019 | NM | Syncarpha El Rito | 63124 | SYNEL | PV | OP | NA | SUN |  | 543 |  | 0 | EIA Prime Mover-level Data | Estimated using an emission factor
2019 | NM | Syncarpha Questa | 63125 | SYNQU | PV | V | NA | SUN
2019 | NM | Syncarpha Taos | 63123 | SYNTA | PV | V | NA | SUN
2019 | NM | Taos Mesa Energy Facility Hybrid | 63728 | BESS | BA | L | NA | MWH
2019 | NM | Taos Mesa Energy Facility Hybrid | 63728 | TMEF1 | PV | L | NA | SUN
2019 | NM | Texico Wind Ranch LP | 57258 | 1 | WT | OP | NA | WND |  | 4452 |  | 0 | EIA Prime Mover-level Data | Estimated using an emission factor
2019 | NM | Texico Wind Ranch LP | 57258 | 2 | WT | OP | NA | WND |  | 3816 |  | 0 | EIA Prime Mover-level Data | Estimated using an emission factor
2019 | NM | Texico Wind Ranch LP | 57258 | 3 | WT | OA | NA | WND |  | 3816 |  | 0 | EIA Prime Mover-level Data | Estimated using an emission factor
2019 | NM | Tip Top Solar Energy Center LLC | 63028 | GEN1 | PV | P | NA | SUN
2019 | NM | TSGT Mobile Generator #15 | 57476 | M15G | IC | OS | NA | DFO |  |  |  | 0.30942
2019 | NM | Tucumcari | 2469 | 3 | IC | RE | NA | DFO
2019 | NM | Tucumcari | 2469 | 4 | IC | RE | NA | DFO
2019 | NM | Tucumcari | 2469 | 5 | IC | RE | NA | DFO
2019 | NM | Tucumcari | 2469 | 6 | IC | RE | NA | DFO
2019 | NM | Tucumcari | 2469 | 8 | IC | RE | NA | DFO
2019 | NM | Tucumcari | 2469 | 9 | IC | RE | NA | DFO
2019 | NM | Univ New Mexico Cogen Plant | 50905 | 1 | GT | RE | NA | NG
2019 | NM | Vista Solar Energy Center | 62467 | VISTA | PV | OP | NA | SUN |  | 204498 |  | 0 | EIA Prime Mover-level Data | Estimated using an emission factor
2019 | NM | Wal-Mart Truth or Consequences PV | 60341 | WMTOC | PV | OP | NA | SUN |  | 16000 |  | 0 | EIA Prime Mover-level Data | Estimated using an emission factor
2019 | NM | Wildcat Wind | 57887 | 1 | WT | OP | NA | WND |  | 824902 |  | 0 | EIA Prime Mover-level Data | Estimated using an emission factor
2019 | NM | WSMR I | 58010 | WSMR1 | PV | OP | NA | SUN |  | 52080 |  | 0 | EIA Prime Mover-level Data | Estimated using an emission factor
2019 | NM | WSMR I | 58010 | WSMR2 | PV | OP | NA | SUN |  | 4960 |  | 0 | EIA Prime Mover-level Data | Estimated using an emission factor
2019 | NM | Afton Generating Station | 55210 | 0001 | CT | OP | CC | NG | 5391 | 7110076 | 27.8439 | 0.0078322 | EPA/CAMD | EPA/NEI | 2002
2019 | NM | Bluffview Power Plant | 55977 | CTG-1 | CT | OP | CC | NG | 7644 | 3148897 | 1.9843 | 0.0012603 | EPA/CAMD | EPA/NEI | 2005
2019 | NM | Cunningham | 2454 | 121B | ST | OP | TANGENTIAL | NG | 6942 | 3694225 | 13.6375 | 0.0073831 | EPA/CAMD | EPA/NEI | 1957
2019 | NM | Cunningham | 2454 | 122B | ST | OP | TANGENTIAL | NG | 4728 | 5678272 | 20.9605 | 0.0073827 | EPA/CAMD | EPA/NEI | 1965
2019 | NM | Cunningham | 2454 | 123T | GT | OP | CT | NG | 4115 | 4228315 | 10.3406 | 0.0048911 | EPA/CAMD | EPA/NEI | 1998
2019 | NM | Cunningham | 2454 | 124T | GT | OP | CT | NG | 4955 | 5029989 | 12.2283 | 0.0048621 | EPA/CAMD | EPA/NEI | 1998
2019 | NM | Escalante | 87 | 1 | ST | OP | TANGENTIAL | SUB | 7228 | 12838220 | 3.2082 | 0.00049978 | EPA/CAMD | EPA/NEI | 1984
2019 | NM | Four Corners Steam Elec Station | 2442 | 4 | ST | OP | CELL | SUB | 8045 | 50480080 | 641.8542 | 0.02543 | EPA/CAMD | EPA/NEI | 1969
2019 | NM | Four Corners Steam Elec Station | 2442 | 5 | ST | OP | CELL | SUB | 7202 | 43743890 | 556.2036 | 0.02543 | EPA/CAMD | EPA/NEI | 1970
2019 | NM | Hobbs Generating Station | 56458 | HOBB1 | CT | OP | CC | NG | 6443 | 13330870 | 28.6743 | 0.0043019 | EPA/CAMD | EPA/NEI | 2008
2019 | NM | Hobbs Generating Station | 56458 | HOBB2 | CT | OP | CC | NG | 6859 | 14125860 | 30.5472 | 0.004325 | EPA/CAMD | EPA/NEI | 2008
2019 | NM | La Luz Energy Center | 58284 | 1 | GT | OP | CT | NG | 1058 | 202376.8 | 0.30144 | 0.002979 | EPA/CAMD | EPA/NEI | 2015
2019 | NM | Lordsburg Generating Station | 7967 | 1 | GT | OP | CT | NG | 476 | 91580.38 | 0.30221 | 0.0065998 | EPA/CAMD | EPA/NEI | 2002
2019 | NM | Lordsburg Generating Station | 7967 | 2 | GT | OP | CT | NG | 635 | 128122.8 | 0.421 | 0.0065718 | EPA/CAMD | EPA/NEI | 2002
2019 | NM | Luna Energy Facility | 55343 | CTG1 | CT | OP | CC | NG | 7005 | 9868032 | 15.2785 | 0.0030966 | EPA/CAMD | EPA/NEI | 2005
2019 | NM | Luna Energy Facility | 55343 | CTG2 | CT | OP | CC | NG | 6904 | 9739536 | 15.0816 | 0.003097 | EPA/CAMD | EPA/NEI | 2005
2019 | NM | Maddox | 2446 | 051B | ST | OP | TANGENTIAL | NG | 7291 | 6217468 | 22.9284 | 0.0073755 | EPA/CAMD | EPA/NEI | 1967
2019 | NM | Pyramid Generating Station | 7975 | 1 | GT | OP | CT | NG | 3391 | 1141011 | 3.6165 | 0.0063391 | EPA/CAMD | EPA/NEI | 2003
2019 | NM | Pyramid Generating Station | 7975 | 2 | GT | OP | CT | NG | 972 | 311598.5 | 1.0223 | 0.0065614 | EPA/CAMD | EPA/NEI | 2003
2019 | NM | Pyramid Generating Station | 7975 | 3 | GT | OP | CT | NG | 1565 | 522725.3 | 1.7292 | 0.0066161 | EPA/CAMD | EPA/NEI | 2003
2019 | NM | Pyramid Generating Station | 7975 | 4 | GT | OP | CT | NG | 2237 | 765612.3 | 2.5431 | 0.0066432 | EPA/CAMD | EPA/NEI | 2003
2019 | NM | Reeves Generating Station | 2450 | 1 | ST | OP | WALL | NG | 2335 | 674299.6 | 2.4686 | 0.0073219 | EPA/CAMD | EPA/NEI | 1960
2019 | NM | Reeves Generating Station | 2450 | 2 | ST | OP | WALL | NG | 1729 | 479771.6 | 1.7545 | 0.0073138 | EPA/CAMD | EPA/NEI | 1958
2019 | NM | Reeves Generating Station | 2450 | 3 | ST | OP | WALL | NG | 2837 | 1273841 | 4.6631 | 0.0073213 | EPA/CAMD | EPA/NEI | 1962
2019 | NM | Rio Bravo Generating Station | 55039 | GT-1 | GT | OP | CT | NG | 2725 | 3158113 | 12.341 | 0.0078154 | EPA/CAMD | NEI avg EF - PM, fuel type, firing type | 2000
2019 | NM | Rio Grande | 2444 | 6 | ST | OP | WALL | NG | 0 |  |  | 0.0080534 |  |  | 1957
2019 | NM | Rio Grande | 2444 | 7 | ST | OP | WALL | NG | 7060 | 2011628 | 1.1063 | 0.0010999 | EPA/CAMD | EPA/NEI | 1958
2019 | NM | Rio Grande | 2444 | 8 | ST | OP | WALL | NG | 6122 | 5978997 | 22.7197 | 0.0075998 | EPA/CAMD | EPA/NEI | 1968
2019 | NM | Rio Grande | 2444 | 9 | GT | OP | CT | NG | 3774 | 2588303 | 1.8111 | 0.0013995 | EPA/CAMD | EPA/NEI | 2013
2019 | NM | San Juan | 2451 | 1 | ST | OP | WALL | RC | 7309 | 23326360 | 11.5971 | 0.00099434 | EPA/CAMD | EPA/NEI | 1976
2019 | NM | San Juan | 2451 | 4 | ST | OP | WALL | RC | 6865 | 34085790 | 15.34 | 0.00090008 | EPA/CAMD | EPA/NEI | 1982
2019 | NM | Valencia Power Plant | 55802 | CTG1 | GT | OP | CT | NG | 856 | 935279.2 | 7.5355 | 0.016114 | EPA/CAMD | EPA/NEI | 2008
2019 | NV | Aiya Solar Project | 59869 | GEN01 | PV | P | NA | SUN
2019 | NV | Apex Solar PV Power Project | 58489 | 1 | PV | OP | NA | SUN |  | 456829 |  | 0 | EIA Prime Mover-level Data | Estimated using an emission factor
2019 | NV | Arida Solar | 63841 | ARIDA | PV | P | NA | SUN
2019 | NV | Arrow Canyon Solar Hybrid | 62248 | 1 | PV | P | NA | SUN
2019 | NV | Arrow Canyon Solar Hybrid | 62248 | 2 | BA | P | NA | MWH
2019 | NV | Battle Mountain | 6509 | 1 | IC | RE | NA | DFO
2019 | NV | Battle Mountain | 6509 | 2 | IC | RE | NA | DFO
2019 | NV | Battle Mountain | 6509 | 3 | IC | RE | NA | DFO
2019 | NV | Battle Mountain | 6509 | 4 | IC | RE | NA | DFO
2019 | NV | Battle Mountain Solar Project | 61098 | BMSP | PV | L | NA | SUN
2019 | NV | Beowawe Power | 10287 | GEN1 | ST | OP | NA | GEO |  | 798040 |  | 0 | EIA Prime Mover-level Data | Estimated using an emission factor
2019 | NV | Beowawe Power | 10287 | GEN2 | BT | OP | NA | GEO |  | 84454 |  | 0 | EIA Prime Mover-level Data | Estimated using an emission factor
2019 | NV | Boulder Solar II, LLC | 60885 | BSII | PV | OP | NA | SUN |  | 1168116 |  | 0 | EIA Prime Mover-level Data | Estimated using an emission factor
2019 | NV | Boulder Solar Power, LLC | 60352 | BSP | PV | OP | NA | SUN |  | 2387465 |  | 0 | EIA Prime Mover-level Data | Estimated using an emission factor
2019 | NV | Brady | 55991 | OEC | BT | OP | NA | GEO |  | 282978.6 |  | 0 | EIA Prime Mover-level Data | Estimated using an emission factor
2019 | NV | Brady | 55991 | OEC1 | BT | OP | NA | GEO |  | 653027.4 |  | 0 | EIA Prime Mover-level Data | Estimated using an emission factor
2019 | NV | Brady | 55991 | TG-1 | ST | RE | NA | GEO |  |  |  | 0
2019 | NV | Brady | 55991 | TG-2 | ST | RE | NA | GEO |  |  |  | 0
2019 | NV | Brady | 55991 | TG-3 | ST | RE | NA | GEO |  |  |  | 0
2019 | NV | Brunswick | 6510 | 1 | IC | OS | NA | DFO |  |  |  | 0.30942
2019 | NV | Brunswick | 6510 | 2 | IC | OS | NA | DFO |  |  |  | 0.30942
2019 | NV | Brunswick | 6510 | 3 | IC | OS | NA | DFO |  |  |  | 0.30942
2019 | NV | CC Landfill Energy, LLC | 60792 | GT1 | GT | OP | NA | LFG |  | 323317.5 | 3.4918 | 0.0216 | EIA Prime Mover-level Data | Estimated using an emission factor
2019 | NV | CC Landfill Energy, LLC | 60792 | GT2 | GT | OP | NA | LFG |  | 323317.5 | 3.4918 | 0.0216 | EIA Prime Mover-level Data | Estimated using an emission factor
2019 | NV | CityCenter Central Plant Cogen Units | 57348 | UNITA | GT | OP | NA | NG |  | 351238 | 0.96299 | 0.0054834 | EIA Prime Mover-level Data | NEI avg EF - PM, fuel type, firing type
2019 | NV | CityCenter Central Plant Cogen Units | 57348 | UNITB | GT | OP | NA | NG |  | 351238 | 0.96299 | 0.0054834 | EIA Prime Mover-level Data | NEI avg EF - PM, fuel type, firing type
2019 | NV | CM10 | 56944 | PV01 | PV | OP | NA | SUN |  | 200890 |  | 0 | EIA Prime Mover-level Data | Estimated using an emission factor
2019 | NV | CM48 | 57205 | PV02 | PV | OP | NA | SUN |  | 145393.3 |  | 0 | EIA Prime Mover-level Data | Estimated using an emission factor
2019 | NV | CM48 | 57205 | PV03 | PV | OP | NA | SUN |  | 181741.7 |  | 0 | EIA Prime Mover-level Data | Estimated using an emission factor
2019 | NV | CM48 | 57205 | PV04 | PV | OP | NA | SUN |  | 181741.7 |  | 0 | EIA Prime Mover-level Data | Estimated using an emission factor
2019 | NV | CM48 | 57205 | PV05 | PV | OP | NA | SUN |  | 181741.7 |  | 0 | EIA Prime Mover-level Data | Estimated using an emission factor
2019 | NV | CM48 | 57205 | PV06 | PV | OP | NA | SUN |  | 181741.7 |  | 0 | EIA Prime Mover-level Data | Estimated using an emission factor
2019 | NV | Copper Mountain Solar 2 | 58017 | PV01 | PV | OP | NA | SUN |  | 620888.8 |  | 0 | EIA Prime Mover-level Data | Estimated using an emission factor
2019 | NV | Copper Mountain Solar 2 | 58017 | PV02 | PV | OP | NA | SUN |  | 620888.8 |  | 0 | EIA Prime Mover-level Data | Estimated using an emission factor
2019 | NV | Copper Mountain Solar 2 | 58017 | PV03 | PV | OP | NA | SUN |  | 703673.9 |  | 0 | EIA Prime Mover-level Data | Estimated using an emission factor
2019 | NV | Copper Mountain Solar 2 | 58017 | PV04 | PV | OP | NA | SUN |  | 620888.8 |  | 0 | EIA Prime Mover-level Data | Estimated using an emission factor
2019 | NV | Copper Mountain Solar 2 | 58017 | PV05 | PV | OP | NA | SUN |  | 620888.8 |  | 0 | EIA Prime Mover-level Data | Estimated using an emission factor
2019 | NV | Copper Mountain Solar 3 | 58915 | 1 | PV | OP | NA | SUN |  | 537589.6 |  | 0 | EIA Prime Mover-level Data | Estimated using an emission factor
2019 | NV | Copper Mountain Solar 3 | 58915 | 2 | PV | OP | NA | SUN |  | 558266.1 |  | 0 | EIA Prime Mover-level Data | Estimated using an emission factor
2019 | NV | Copper Mountain Solar 3 | 58915 | 3 | PV | OP | NA | SUN |  | 537589.6 |  | 0 | EIA Prime Mover-level Data | Estimated using an emission factor
2019 | NV | Copper Mountain Solar 3 | 58915 | 4 | PV | OP | NA | SUN |  | 578942.6 |  | 0 | EIA Prime Mover-level Data | Estimated using an emission factor
2019 | NV | Copper Mountain Solar 3 | 58915 | 5 | PV | OP | NA | SUN |  | 516913 |  | 0 | EIA Prime Mover-level Data | Estimated using an emission factor
2019 | NV | Copper Mountain Solar 3 | 58915 | 6 | PV | OP | NA | SUN |  | 537589.6 |  | 0 | EIA Prime Mover-level Data | Estimated using an emission factor
2019 | NV | Copper Mountain Solar 3 | 58915 | 7 | PV | OP | NA | SUN |  | 537589.6 |  | 0 | EIA Prime Mover-level Data | Estimated using an emission factor
2019 | NV | Copper Mountain Solar 3 | 58915 | 8 | PV | OP | NA | SUN |  | 537589.6 |  | 0 | EIA Prime Mover-level Data | Estimated using an emission factor
2019 | NV | Copper Mountain Solar 3 | 58915 | 9 | PV | OP | NA | SUN |  | 496236.5 |  | 0 | EIA Prime Mover-level Data | Estimated using an emission factor
2019 | NV | Copper Mountain Solar 3 | 58915 | 10 | PV | OP | NA | SUN |  | 434206.9 |  | 0 | EIA Prime Mover-level Data | Estimated using an emission factor
2019 | NV | Copper Mountain Solar 4, LLC | 59814 | PV01 | PV | OP | NA | SUN |  | 1310639 |  | 0 | EIA Prime Mover-level Data | Estimated using an emission factor
2019 | NV | Copper Mountain Solar 4, LLC | 59814 | PV02 | PV | OP | NA | SUN |  | 1057620 |  | 0 | EIA Prime Mover-level Data | Estimated using an emission factor
2019 | NV | Copper Mountain Solar 5, LLC | 63504 | CM5-1 | PV | L | NA | SUN
2019 | NV | Crescent Dunes Solar Energy | 57275 | TSE-1 | CP | OP | NA | SUN |  | 446697 |  | 0 | EIA Prime Mover-level Data | Estimated using an emission factor
2019 | NV | Crescent Valley Solar | 62888 | GEN1 | PV | P | NA | SUN
2019 | NV | Desert Peak Power Plant | 10018 | GEN1 | ST | RE | NA | GEO
2019 | NV | Desert Peak Power Plant | 10018 | GEN2 | BT | OP | NA | GEO |  | 479711.5 |  | 0 | EIA Prime Mover-level Data | Estimated using an emission factor
2019 | NV | Desert Peak Power Plant | 10018 | OEC2 | BT | OP | NA | GEO |  | 351788.5 |  | 0 | EIA Prime Mover-level Data | Estimated using an emission factor
2019 | NV | Dignity - San Martin | 61862 | PV1 | PV | OP | NA | SUN |  | 31004 |  | 0 | EIA Prime Mover-level Data | Estimated using an emission factor
2019 | NV | Dignity - Siena Campus | 61825 | PV1 | PV | OP | NA | SUN |  | 19946 |  | 0 | EIA Prime Mover-level Data | Estimated using an emission factor
2019 | NV | Dixie Valley Power Partnership | 10681 | GEN1 | ST | CN | NA | GEO
2019 | NV | Dodge Flat | 63913 | DODGE | PV | L | NA | SUN
2019 | NV | Don A Campbell 1 Geothermal | 58533 | 1 | BT | OP | NA | GEO |  | 1302877 |  | 0 | EIA Prime Mover-level Data | Estimated using an emission factor
2019 | NV | Don A Campbell 2 Geothermal | 60419 | DAC2G | BT | OP | NA | GEO |  | 1163574 |  | 0 | EIA Prime Mover-level Data | Estimated using an emission factor
2019 | NV | Dry Lake Solar Energy Center | 63933 | DLES1 | BA | L | NA | MWH
2019 | NV | Dry Lake Solar Energy Center | 63933 | DLPV1 | PV | L | NA | SUN
2019 | NV | Eagle Shadow Mountain Solar Farm | 61852 | ESMSF | PV | P | NA | SUN
2019 | NV | EGP Stillwater Solar PV II, LLC | 61809 | STWII | PV | OP | NA | SUN |  | 240452 |  | 0 | EIA Prime Mover-level Data | Estimated using an emission factor
2019 | NV | Ely Energy Center | 56642 | 1 | ST | CN | NA | SUB
2019 | NV | Ely Energy Center | 56642 | 2 | ST | CN | NA | SUB
2019 | NV | Empire | 50760 | OE11 | ST | RE | NA | GEO
2019 | NV | Empire | 50760 | OE12 | ST | RE | NA | GEO
2019 | NV | Empire | 50760 | OE13 | ST | RE | NA | GEO
2019 | NV | Empire | 50760 | OE14 | ST | RE | NA | GEO
2019 | NV | ENEL Salt Wells LLC | 57213 | 101 | BT | OP | NA | GEO |  | 461997.5 |  | 0 | EIA Prime Mover-level Data | Estimated using an emission factor
2019 | NV | ENEL Salt Wells LLC | 57213 | 201 | BT | OP | NA | GEO |  | 461997.5 |  | 0 | EIA Prime Mover-level Data | Estimated using an emission factor
2019 | NV | Fallon | 6511 | 1 | IC | RE | NA | DFO
2019 | NV | Fleish | 6513 | 1 | HY | OP | NA | WAT |  | 103492 |  | 1.5381e-07 | EIA Prime Mover-level Data | NEI avg EF - PM, fuel type, firing type
2019 | NV | Ft. Churchill PV | 59472 | NVC7 | PV | OP | NA | SUN |  | 324214 |  | 0 | EIA Prime Mover-level Data | Estimated using an emission factor
2019 | NV | Gabbs | 6514 | 1 | IC | RE | NA | DFO
2019 | NV | Gabbs | 6514 | 2 | IC | RE | NA | DFO
2019 | NV | Galena 2 Geothermal Power Plant | 56540 | GEN1 | BT | OP | NA | GEO |  | 302505 |  | 0 | EIA Prime Mover-level Data | Estimated using an emission factor
2019 | NV | Galena 3 Geothermal Power Plant | 56541 | GEN1 | BT | OP | NA | GEO |  | 564192.5 |  | 0 | EIA Prime Mover-level Data | Estimated using an emission factor
2019 | NV | Galena 3 Geothermal Power Plant | 56541 | GEN2 | BT | OP | NA | GEO |  | 564192.5 |  | 0 | EIA Prime Mover-level Data | Estimated using an emission factor
2019 | NV | Gemini Solar | 63352 | ARBE1 | PV | U | NA | SUN
2019 | NV | Gemini Solar | 63352 | ARPV1 | BA | U | NA | MWH
2019 | NV | Goodsprings Waste Heat Recovery | 57684 | HR1 | ST | OP | NA | WH |  | 191605 |  | 0 | EIA Prime Mover-level Data | Estimated using an emission factor
2019 | NV | Harry Allen Solar Energy LLC | 63080 | GEN1 | PV | U | NA | SUN
2019 | NV | Hoover Dam (NV) | 154 | N0 | HY | OP | NA | WAT |  | 44731.73 |  | 1.5381e-07 | EIA Prime Mover-level Data | NEI avg EF - PM, fuel type, firing type
2019 | NV | Hoover Dam (NV) | 154 | N1 | HY | OP | NA | WAT |  | 2422969 |  | 1.5381e-07 | EIA Prime Mover-level Data | NEI avg EF - PM, fuel type, firing type
2019 | NV | Hoover Dam (NV) | 154 | N2 | HY | OP | NA | WAT |  | 2422969 |  | 1.5381e-07 | EIA Prime Mover-level Data | NEI avg EF - PM, fuel type, firing type
2019 | NV | Hoover Dam (NV) | 154 | N3 | HY | OP | NA | WAT |  | 2422969 |  | 1.5381e-07 | EIA Prime Mover-level Data | NEI avg EF - PM, fuel type, firing type
2019 | NV | Hoover Dam (NV) | 154 | N4 | HY | OP | NA | WAT |  | 2422969 |  | 1.5381e-07 | EIA Prime Mover-level Data | NEI avg EF - PM, fuel type, firing type
2019 | NV | Hoover Dam (NV) | 154 | N5 | HY | OP | NA | WAT |  | 2422969 |  | 1.5381e-07 | EIA Prime Mover-level Data | NEI avg EF - PM, fuel type, firing type
2019 | NV | Hoover Dam (NV) | 154 | N6 | HY | OP | NA | WAT |  | 2422969 |  | 1.5381e-07 | EIA Prime Mover-level Data | NEI avg EF - PM, fuel type, firing type
2019 | NV | Hoover Dam (NV) | 154 | N7 | HY | OP | NA | WAT |  | 2367054 |  | 1.5381e-07 | EIA Prime Mover-level Data | NEI avg EF - PM, fuel type, firing type
2019 | NV | Hoover Dam (NV) | 154 | N8 | HY | OP | NA | WAT |  | 2422969 |  | 1.5381e-07 | EIA Prime Mover-level Data | NEI avg EF - PM, fuel type, firing type
2019 | NV | IKEA Las Vegas 462 | 61193 | PV | PV | OP | NA | SUN |  | 14113 |  | 0 | EIA Prime Mover-level Data | Estimated using an emission factor
2019 | NV | Jersey Valley Geothermal Power Plant | 57376 | OEC 1 | BT | OP | NA | GEO |  | 431963.2 |  | 0 | EIA Prime Mover-level Data | Estimated using an emission factor
2019 | NV | Jersey Valley Geothermal Power Plant | 57376 | OEC 2 | BT | OP | NA | GEO |  | 202482.8 |  | 0 | EIA Prime Mover-level Data | Estimated using an emission factor
2019 | NV | Lahontan | 6521 | 1 | HY | OP | NA | WAT |  | 24569 |  | 1.5381e-07 | EIA Prime Mover-level Data | NEI avg EF - PM, fuel type, firing type
2019 | NV | Lahontan | 6521 | 2 | HY | OP | NA | WAT |  | 24569 |  | 1.5381e-07 | EIA Prime Mover-level Data | NEI avg EF - PM, fuel type, firing type
2019 | NV | Lahontan | 6521 | 3 | HY | OP | NA | WAT |  | 24569 |  | 1.5381e-07 | EIA Prime Mover-level Data | NEI avg EF - PM, fuel type, firing type
2019 | NV | Lahontan | 6521 | IC1 | IC | RE | NA | DFO
2019 | NV | Lahontan | 6521 | IC2 | IC | RE | NA | DFO
2019 | NV | Las Vegas WPCF Solar Plant | 58477 | 1 | PV | OP | NA | SUN |  | 57995 |  | 0 | EIA Prime Mover-level Data | Estimated using an emission factor
2019 | NV | Lovelock Solar | 62934 | GEN1 | PV | U | NA | SUN
2019 | NV | Luning Energy | 61084 | LNING | PV | OP | NA | SUN |  | 1154662 |  | 0 | EIA Prime Mover-level Data | Estimated using an emission factor
2019 | NV | McGinness Hills | 57446 | 1 | BT | OP | NA | GEO |  | 1350180 |  | 0 | EIA Prime Mover-level Data | Estimated using an emission factor
2019 | NV | McGinness Hills | 57446 | 2 | BT | OP | NA | GEO |  | 1350180 |  | 0 | EIA Prime Mover-level Data | Estimated using an emission factor
2019 | NV | McGinness Hills | 57446 | 3 | BT | OP | NA | GEO |  | 810107.8 |  | 0 | EIA Prime Mover-level Data | Estimated using an emission factor
2019 | NV | McGinness Hills | 57446 | OEC21 | BT | OP | NA | GEO |  | 1215162 |  | 0 | EIA Prime Mover-level Data | Estimated using an emission factor
2019 | NV | McGinness Hills | 57446 | OEC22 | BT | OP | NA | GEO |  | 1215162 |  | 0 | EIA Prime Mover-level Data | Estimated using an emission factor
2019 | NV | McGinness Hills | 57446 | OEC23 | BT | OP | NA | GEO |  | 810107.8 |  | 0 | EIA Prime Mover-level Data | Estimated using an emission factor
2019 | NV | McGinness Hills 3 | 61912 | OEC31 | BT | OP | NA | GEO |  | 1966684 |  | 0 | EIA Prime Mover-level Data | Estimated using an emission factor
2019 | NV | McGinness Hills 3 | 61912 | OEC32 | BT | OP | NA | GEO |  | 1966684 |  | 0 | EIA Prime Mover-level Data | Estimated using an emission factor
2019 | NV | Moapa Paiute Energy Center | 55642 | CTG1 | CT | IP | NA | NG
2019 | NV | Moapa Paiute Energy Center | 55642 | CTG2 | CT | IP | NA | NG
2019 | NV | Moapa Paiute Energy Center | 55642 | CTG3 | CT | IP | NA | NG
2019 | NV | Moapa Paiute Energy Center | 55642 | STG1 | CA | IP | NA | NG
2019 | NV | Moapa Southern Paiute | 57859 | 1 | PV | OP | NA | SUN |  | 5339907 |  | 0 | EIA Prime Mover-level Data | Estimated using an emission factor
2019 | NV | Mohave | 2341 | 1 | ST | RE | TANGENTIAL | SUB
2019 | NV | Mohave | 2341 | 2 | ST | RE | TANGENTIAL | SUB
2019 | NV | Mountain View Solar | 58544 | 1 | PV | OP | NA | SUN |  | 473284 |  | 0 | EIA Prime Mover-level Data | Estimated using an emission factor
2019 | NV | Nellis Air Force Base Solar Array | 56568 | NS1 | PV | OP | NA | SUN |  | 82503.05 |  | 0 | EIA Prime Mover-level Data | Estimated using an emission factor
2019 | NV | Nellis Air Force Base Solar Array | 56568 | NS2 | PV | OP | NA | SUN |  | 87554.26 |  | 0 | EIA Prime Mover-level Data | Estimated using an emission factor
2019 | NV | Nellis Air Force Base Solar Array | 56568 | NS3 | PV | OP | NA | SUN |  | 65665.7 |  | 0 | EIA Prime Mover-level Data | Estimated using an emission factor
2019 | NV | Nellis Solar PV II | 59919 | NSPV2 | PV | OP | NA | SUN |  | 351210 |  | 0 | EIA Prime Mover-level Data | Estimated using an emission factor
2019 | NV | Nevada Cogen Assoc#1 GarnetVly | 54350 | AUX | CA | OP | NA | NG |  | 844505.8 | 0.17819 | 0.000422 | EIA Unit-level Data | Estimated using an emission factor
2019 | NV | Nevada Cogen Assoc#1 GarnetVly | 54350 | GTA | CT |  | NA | NG |  | 1934990 | 5.5693 | 0.0057564 | EIA Unit-level Data | NEI avg EF - PM, fuel type
2019 | NV | Nevada Cogen Assoc#1 GarnetVly | 54350 | GTB | CT |  | NA | NG |  | 1863137 | 5.3625 | 0.0057564 | EIA Unit-level Data | NEI avg EF - PM, fuel type
2019 | NV | Nevada Cogen Assoc#1 GarnetVly | 54350 | GTC | CT |  | NA | NG |  | 1907570 | 5.4904 | 0.0057564 | EIA Unit-level Data | NEI avg EF - PM, fuel type
2019 | NV | Nevada Cogen Associates 2 Black Mountain | 54349 | AUX | CA | OP | NA | NG |  | 1148169 | 0.24226 | 0.000422 | EIA Unit-level Data | Estimated using an emission factor
2019 | NV | Nevada Cogen Associates 2 Black Mountain | 54349 | GTA | CT |  | NA | NG |  | 1970965 | 5.6729 | 0.0057564 | EIA Unit-level Data | NEI avg EF - PM, fuel type
2019 | NV | Nevada Cogen Associates 2 Black Mountain | 54349 | GTB | CT |  | NA | NG |  | 1952101 | 5.6186 | 0.0057564 | EIA Unit-level Data | NEI avg EF - PM, fuel type
2019 | NV | Nevada Cogen Associates 2 Black Mountain | 54349 | GTC | CT |  | NA | NG |  | 1937752 | 5.5773 | 0.0057564 | EIA Unit-level Data | NEI avg EF - PM, fuel type
2019 | NV | Nevada Solar One | 56405 | HI | ST | OP | NA | NG |  | 29087.01 | 0.11711 | 0.0080524 | EIA Unit-level Data | NEI avg EF - PM, fuel type
2019 | NV | New Lahontan | 50261 | GEN1 | HY | OP | NA | WAT |  | 139178 |  | 1.5381e-07 | EIA Prime Mover-level Data | NEI avg EF - PM, fuel type, firing type
2019 | NV | NGP Blue Mountain I LLC | 56982 | BM1 | BT | OP | NA | GEO |  | 658314.3 |  | 0 | EIA Prime Mover-level Data | Estimated using an emission factor
2019 | NV | NGP Blue Mountain I LLC | 56982 | BM2 | BT | OP | NA | GEO |  | 658314.3 |  | 0 | EIA Prime Mover-level Data | Estimated using an emission factor
2019 | NV | NGP Blue Mountain I LLC | 56982 | BM3 | BT | OP | NA | GEO |  | 658314.3 |  | 0 | EIA Prime Mover-level Data | Estimated using an emission factor
2019 | NV | North Valley | 63491 | OEC1 | BT | L | NA | GEO
2019 | NV | NVSS-II | 62636 | NVSS2 | PV | OP | NA | SUN |  | 27239 |  | 0 | EIA Prime Mover-level Data | Estimated using an emission factor
2019 | NV | Patua Acquisition Project, LLC | 58319 | 1 | BT | OP | NA | GEO |  | 371994 |  | 0 | EIA Prime Mover-level Data | Estimated using an emission factor
2019 | NV | Patua Acquisition Project, LLC | 58319 | 3 | BT | OP | NA | GEO |  | 371994 |  | 0 | EIA Prime Mover-level Data | Estimated using an emission factor
2019 | NV | Patua Acquisition Project, LLC | 58319 | 5 | BT | OP | NA | GEO |  | 371994 |  | 0 | EIA Prime Mover-level Data | Estimated using an emission factor
2019 | NV | Patua Acquisition Project, LLC | 58319 | PV-01 | PV | OP | NA | SUN |  | 225957 |  | 0 | EIA Prime Mover-level Data | Estimated using an emission factor
2019 | NV | Playa Solar 1, LLC | 59827 | GEN01 | PV | OP | NA | SUN |  | 1853118 |  | 0 | EIA Prime Mover-level Data | Estimated using an emission factor
2019 | NV | Playa Solar 2 | 60261 | GEN1 | PV | OP | NA | SUN |  | 2576292 |  | 0 | EIA Prime Mover-level Data | Estimated using an emission factor
2019 | NV | Reid Gardner | 2324 | 1 | ST | RE | WALL | BIT
2019 | NV | Reid Gardner | 2324 | 2 | ST | RE | WALL | BIT
2019 | NV | Reid Gardner | 2324 | 3 | ST | RE | WALL | BIT
2019 | NV | Reid Gardner | 2324 | 4 | ST | RE | WALL | BIT
2019 | NV | Richard Burdette Geothermal | 56321 | 1 | BT | OP | NA | GEO |  | 603763 |  | 0 | EIA Prime Mover-level Data | Estimated using an emission factor
2019 | NV | Richard Burdette Geothermal | 56321 | OEC2 | BT | OP | NA | GEO |  | 603763 |  | 0 | EIA Prime Mover-level Data | Estimated using an emission factor
2019 | NV | River Mountains Solar | 59747 | 1 | PV | OP | NA | SUN |  | 300867 |  | 0 | EIA Prime Mover-level Data | Estimated using an emission factor
2019 | NV | Rough Hat | 63782 | RH1 | PV | P | NA | SUN
2019 | NV | Rough Hat 2 | 63783 | RH2 | PV | P | NA | SUN
2019 | NV | Saguaro Power | 54271 | CTG1 | CT |  | NA | NG |  | 3537641 | 10.1821 | 0.0057564 | EIA Unit-level Data | NEI avg EF - PM, fuel type
2019 | NV | Saguaro Power | 54271 | CTG2 | CT |  | NA | NG |  | 3408112 | 9.8093 | 0.0057564 | EIA Unit-level Data | NEI avg EF - PM, fuel type
2019 | NV | Saguaro Power | 54271 | HRSG1 | CA | OP | NA | OG |  | 0 | 0 | 0.000422 | EIA Unit-level Data | NEI avg EF - PM, fuel type, firing type
2019 | NV | Saguaro Power | 54271 | HRSG2 | CA | OP | NA | OG |  | 0 | 0 | 0.000422 | EIA Unit-level Data | NEI avg EF - PM, fuel type, firing type
2019 | NV | San Emidio | 57456 | SE-U1 | ST | OP | NA | GEO |  | 653375 |  | 0 | EIA Prime Mover-level Data | Estimated using an emission factor
2019 | NV | Searchlight Solar | 59404 | 1 | PV | OP | NA | SUN |  | 427312 |  | 0 | EIA Prime Mover-level Data | Estimated using an emission factor
2019 | NV | Silver State Solar Power North | 57442 | 56188 | PV | OP | NA | SUN |  | 1012171 |  | 0 | EIA Prime Mover-level Data | Estimated using an emission factor
2019 | NV | Silver State Solar Power South | 58644 | BLK1 | PV | OP | NA | SUN |  | 591750.9 |  | 0 | EIA Prime Mover-level Data | Estimated using an emission factor
2019 | NV | Silver State Solar Power South | 58644 | BLK2 | PV | OP | NA | SUN |  | 625373.1 |  | 0 | EIA Prime Mover-level Data | Estimated using an emission factor
2019 | NV | Silver State Solar Power South | 58644 | BLK3 | PV | OP | NA | SUN |  | 833830.8 |  | 0 | EIA Prime Mover-level Data | Estimated using an emission factor
2019 | NV | Silver State Solar Power South | 58644 | BLK4 | PV | OP | NA | SUN |  | 800208.6 |  | 0 | EIA Prime Mover-level Data | Estimated using an emission factor
2019 | NV | Silver State Solar Power South | 58644 | BLK5 | PV | OP | NA | SUN |  | 784518.2 |  | 0 | EIA Prime Mover-level Data | Estimated using an emission factor
2019 | NV | Silver State Solar Power South | 58644 | BLK6 | PV | OP | NA | SUN |  | 820381.9 |  | 0 | EIA Prime Mover-level Data | Estimated using an emission factor
2019 | NV | Silver State Solar Power South | 58644 | BLK7 | PV | OP | NA | SUN |  | 784518.2 |  | 0 | EIA Prime Mover-level Data | Estimated using an emission factor
2019 | NV | Silver State Solar Power South | 58644 | BLK8 | PV | OP | NA | SUN |  | 589509.4 |  | 0 | EIA Prime Mover-level Data | Estimated using an emission factor
2019 | NV | Snow Mountain Solar, LLC | 59935 | GEN01 | PV | CN | NA | SUN
2019 | NV | Soda Lake 3 | 63365 | SL3 | BT | OP | NA | GEO
2019 | NV | Soda Lake Geothermal No I II | 52174 | OE11 | ST | RE | NA | GEO |  | 15234.67 |  |  | EIA Prime Mover-level Data
2019 | NV | Soda Lake Geothermal No I II | 52174 | OE12 | ST | RE | NA | GEO |  | 15234.67 |  |  | EIA Prime Mover-level Data
2019 | NV | Soda Lake Geothermal No I II | 52174 | OE13 | ST | RE | NA | GEO |  | 15234.67 |  |  | EIA Prime Mover-level Data
2019 | NV | Soda Lake Geothermal No I II | 52174 | OE21 | ST | RE | NA | GEO |  | 19043.33 |  |  | EIA Prime Mover-level Data
2019 | NV | Soda Lake Geothermal No I II | 52174 | OEC1 | ST | OP | NA | GEO |  | 44434.45 |  | 0 | EIA Prime Mover-level Data | Estimated using an emission factor
2019 | NV | Soda Lake Geothermal No I II | 52174 | OEC2 | ST | OP | NA | GEO |  | 44434.45 |  | 0 | EIA Prime Mover-level Data | Estimated using an emission factor
2019 | NV | Soda Lake Geothermal No I II | 52174 | OEC3 | ST | OP | NA | GEO |  | 44434.45 |  | 0 | EIA Prime Mover-level Data | Estimated using an emission factor
2019 | NV | Soda Lake Geothermal No I II | 52174 | OEC4 | ST | OP | NA | GEO |  | 44434.45 |  | 0 | EIA Prime Mover-level Data | Estimated using an emission factor
2019 | NV | Soda Lake Geothermal No I II | 52174 | OEC5 | ST | OP | NA | GEO |  | 44434.45 |  | 0 | EIA Prime Mover-level Data | Estimated using an emission factor
2019 | NV | Soda Lake Geothermal No I II | 52174 | OEC6 | ST | OP | NA | GEO |  | 44434.45 |  | 0 | EIA Prime Mover-level Data | Estimated using an emission factor
2019 | NV | Solar Las Vegas MB 2, LLC | 60350 | LVMB2 | PV | OP | NA | SUN |  | 22243 |  | 0 | EIA Prime Mover-level Data | Estimated using an emission factor
2019 | NV | Solar Las Vegas MB-1 | 59430 | MB-1 | PV | OP | NA | SUN |  | 88907 |  | 0 | EIA Prime Mover-level Data | Estimated using an emission factor
2019 | NV | Southern Bighorn Solar Hybrid | 63113 | BESS | BA | P | NA | MWH
2019 | NV | Southern Bighorn Solar Hybrid | 63113 | SBS | PV | P | NA | SUN
2019 | NV | Spectrum Solar PV Power Project | 58490 | 1 | PV | OP | NA | SUN |  | 728907 |  | 0 | EIA Prime Mover-level Data | Estimated using an emission factor
2019 | NV | Spring Valley Wind Project | 57192 | WTG | WT | OP | NA | WND |  | 2932969 |  | 0 | EIA Prime Mover-level Data | Estimated using an emission factor
2019 | NV | Steamboat 1 | 50763 | OE11 | BT | RE | NA | GEO
2019 | NV | Steamboat 1 | 50763 | OE12 | BT | RE | NA | GEO
2019 | NV | Steamboat 1 | 50763 | OE13 | BT | RE | NA | GEO
2019 | NV | Steamboat 1 | 50763 | OE14 | BT | RE | NA | GEO
2019 | NV | Steamboat 1 | 50763 | OE21 | BT | RE | NA | GEO
2019 | NV | Steamboat 1 | 50763 | OE22 | BT | RE | NA | GEO
2019 | NV | Steamboat 1 | 50763 | OE23 | BT | RE | NA | GEO
2019 | NV | Steamboat 1A Power Plant | 52138 | DE31 | BT | RE | NA | GEO
2019 | NV | Steamboat 1A Power Plant | 52138 | DE32 | BT | RE | NA | GEO
2019 | NV | Steamboat Hills LP | 50654 | GEN1 | ST | OP | NA | GEO |  | 410645 |  | 0 | EIA Prime Mover-level Data | Estimated using an emission factor
2019 | NV | Steamboat Hills LP | 50654 | OEC41 | BT | OP | NA | GEO |  | 335976 |  | 0 | EIA Prime Mover-level Data | Estimated using an emission factor
2019 | NV | Steamboat II | 54665 | T201 | BT | OP | NA | GEO |  | 237099 |  | 0 | EIA Prime Mover-level Data | Estimated using an emission factor
2019 | NV | Steamboat II | 54665 | T202 | BT | OP | NA | GEO |  | 237099 |  | 0 | EIA Prime Mover-level Data | Estimated using an emission factor
2019 | NV | Steamboat III | 54666 | T301 | BT | OP | NA | GEO |  | 275503.5 |  | 0 | EIA Prime Mover-level Data | Estimated using an emission factor
2019 | NV | Steamboat III | 54666 | T302 | BT | OP | NA | GEO |  | 275503.5 |  | 0 | EIA Prime Mover-level Data | Estimated using an emission factor
2019 | NV | Stillwater Facility | 50765 | 1 | PV | OP | NA | SUN |  | 350614 |  | 0 | EIA Prime Mover-level Data | Estimated using an emission factor
2019 | NV | Stillwater Facility | 50765 | 1-1 | BT | OP | NA | GEO |  | 247034.8 |  | 0 | EIA Prime Mover-level Data | Estimated using an emission factor
2019 | NV | Stillwater Facility | 50765 | 1-2 | BT | OP | NA | GEO |  | 247034.8 |  | 0 | EIA Prime Mover-level Data | Estimated using an emission factor
2019 | NV | Stillwater Facility | 50765 | 2-1 | BT | OP | NA | GEO |  | 247034.8 |  | 0 | EIA Prime Mover-level Data | Estimated using an emission factor
2019 | NV | Stillwater Facility | 50765 | 2-2 | BT | OP | NA | GEO |  | 247034.8 |  | 0 | EIA Prime Mover-level Data | Estimated using an emission factor
2019 | NV | Stillwater Facility | 50765 | OE11 | BT | RE | NA | GEO
2019 | NV | Stillwater Facility | 50765 | OE12 | BT | RE | NA | GEO
2019 | NV | Stillwater Facility | 50765 | OE13 | BT | RE | NA | GEO
2019 | NV | Stillwater Facility | 50765 | OE14 | BT | RE | NA | GEO
2019 | NV | Stillwater Facility | 50765 | OE15 | BT | RE | NA | GEO
2019 | NV | Stillwater Facility | 50765 | OE16 | BT | RE | NA | GEO
2019 | NV | Stillwater Facility | 50765 | OE17 | BT | RE | NA | GEO
2019 | NV | Stillwater Facility | 50765 | OE21 | BT | RE | NA | GEO
2019 | NV | Stillwater Facility | 50765 | OE22 | BT | RE | NA | GEO
2019 | NV | Stillwater Facility | 50765 | OE23 | BT | RE | NA | GEO
2019 | NV | Stillwater Facility | 50765 | OE24 | BT | RE | NA | GEO
2019 | NV | Stillwater Facility | 50765 | OE25 | BT | RE | NA | GEO
2019 | NV | Stillwater Facility | 50765 | OE26 | BT | RE | NA | GEO
2019 | NV | Stillwater Facility | 50765 | OE27 | BT | RE | NA | GEO
2019 | NV | Sunrise | 2326 | 1 | ST | RE | NA | NG
2019 | NV | Sunrise | 2326 | 2 | GT | RE | NA | NG
2019 | NV | Sunshine Valley Solar | 59826 | GEN01 | PV | OP | NA | SUN |  | 70938 |  | 0 | EIA Prime Mover-level Data | Estimated using an emission factor
2019 | NV | Techren Solar I LLC | 61611 | TECH1 | PV | OP | NA | SUN |  | 2066118 |  | 0 | EIA Prime Mover-level Data | Estimated using an emission factor
2019 | NV | Techren Solar II LLC | 61930 | TECH2 | PV | OP | NA | SUN |  | 1560497 |  | 0 | EIA Prime Mover-level Data | Estimated using an emission factor
2019 | NV | Techren Solar III LLC | 61931 | TECH3 | PV | U | NA | SUN
2019 | NV | Techren Solar IV LLC | 61932 | TECH4 | PV | U | NA | SUN
2019 | NV | Techren Solar V | 62440 | TECH5 | PV | U | NA | SUN
2019 | NV | Terra-Gen Dixie Valley | 52015 | GEN1 | ST | OP | NA | GEO |  | 4238786 |  | 0 | EIA Prime Mover-level Data | Estimated using an emission factor
2019 | NV | Terra-Gen Dixie Valley | 52015 | GEN2 | BT | OP | NA | GEO |  | 139374 |  | 0 | EIA Prime Mover-level Data | Estimated using an emission factor
2019 | NV | Townsite Solar Project Hybrid | 60654 | GEN01 | PV | T | NA | SUN
2019 | NV | Townsite Solar Project Hybrid | 60654 | GEN02 | BA | T | NA | MWH
2019 | NV | Tungsten Mountain | 60785 | TMSOL | PV | OP | NA | SUN |  | 73316 |  | 0 | EIA Prime Mover-level Data | Estimated using an emission factor
2019 | NV | Tungsten Mountain | 60785 | UNIT1 | BT | OP | NA | GEO |  | 2151224 |  | 0 | EIA Prime Mover-level Data | Estimated using an emission factor
2019 | NV | Turquoise Liberty Solar | 62980 | PV | PV | OP | NA | SUN |  | 12002 |  | 0 | EIA Prime Mover-level Data | Estimated using an emission factor
2019 | NV | Turquoise Nevada, LLC | 63906 | 142 | PV | U | NA | SUN
2019 | NV | Tuscarora Geothermal Power Plant | 57451 | G9200 | BT | OP | NA | GEO |  | 552497 |  | 0 | EIA Prime Mover-level Data | Estimated using an emission factor
2019 | NV | Tuscarora Geothermal Power Plant | 57451 | G9250 | BT | OP | NA | GEO |  | 552497 |  | 0 | EIA Prime Mover-level Data | Estimated using an emission factor
2019 | NV | Valley Road | 6530 | 1 | IC | RE | NA | DFO
2019 | NV | Valley Road | 6530 | 2 | IC | RE | NA | DFO
2019 | NV | Valley Road | 6530 | 3 | IC | RE | NA | DFO
2019 | NV | Verdi | 6531 | 1 | HY | OP | NA | WAT |  | 154609 |  | 1.5381e-07 | EIA Prime Mover-level Data | NEI avg EF - PM, fuel type, firing type
2019 | NV | Washoe | 6532 | 1 | HY | OP | NA | WAT |  | 59861.5 |  | 1.5381e-07 | EIA Prime Mover-level Data | NEI avg EF - PM, fuel type, firing type
2019 | NV | Washoe | 6532 | 2 | HY | OP | NA | WAT |  | 59861.5 |  | 1.5381e-07 | EIA Prime Mover-level Data | NEI avg EF - PM, fuel type, firing type
2019 | NV | Waste Management Lockwood LFGTE | 57166 | GEN1 | IC | OP | NA | LFG |  | 128770.5 | 0.94646 | 0.0147 | EIA Prime Mover-level Data | Estimated using an emission factor
2019 | NV | Waste Management Lockwood LFGTE | 57166 | GEN2 | IC | OP | NA | LFG |  | 128770.5 | 0.94646 | 0.0147 | EIA Prime Mover-level Data | Estimated using an emission factor
2019 | NV | Western 102 Power Plant | 56500 | A101 | IC | OP | NA | NG |  | 196430.3 | 0.041447 | 0.000422 | EIA Prime Mover-level Data | Estimated using an emission factor
2019 | NV | Western 102 Power Plant | 56500 | B102 | IC | OP | NA | NG |  | 196430.3 | 0.041447 | 0.000422 | EIA Prime Mover-level Data | Estimated using an emission factor
2019 | NV | Western 102 Power Plant | 56500 | B202 | IC | OP | NA | NG |  | 196430.3 | 0.041447 | 0.000422 | EIA Prime Mover-level Data | Estimated using an emission factor
2019 | NV | Western 102 Power Plant | 56500 | C102 | IC | OP | NA | NG |  | 196430.3 | 0.041447 | 0.000422 | EIA Prime Mover-level Data | Estimated using an emission factor
2019 | NV | Western 102 Power Plant | 56500 | C202 | IC | OP | NA | NG |  | 196430.3 | 0.041447 | 0.000422 | EIA Prime Mover-level Data | Estimated using an emission factor
2019 | NV | Western 102 Power Plant | 56500 | D101 | IC | OP | NA | NG |  | 196430.3 | 0.041447 | 0.000422 | EIA Prime Mover-level Data | Estimated using an emission factor
2019 | NV | Western 102 Power Plant | 56500 | E102 | IC | OP | NA | NG |  | 196430.3 | 0.041447 | 0.000422 | EIA Prime Mover-level Data | Estimated using an emission factor
2019 | NV | Western 102 Power Plant | 56500 | E202 | IC | OP | NA | NG |  | 196430.3 | 0.041447 | 0.000422 | EIA Prime Mover-level Data | Estimated using an emission factor
2019 | NV | Western 102 Power Plant | 56500 | F102 | IC | OP | NA | NG |  | 196430.3 | 0.041447 | 0.000422 | EIA Prime Mover-level Data | Estimated using an emission factor
2019 | NV | Western 102 Power Plant | 56500 | F202 | IC | OP | NA | NG |  | 196430.3 | 0.041447 | 0.000422 | EIA Prime Mover-level Data | Estimated using an emission factor
2019 | NV | Western 102 Power Plant | 56500 | G102 | IC | OP | NA | NG |  | 196430.3 | 0.041447 | 0.000422 | EIA Prime Mover-level Data | Estimated using an emission factor
2019 | NV | Western 102 Power Plant | 56500 | G202 | IC | OP | NA | NG |  | 196430.3 | 0.041447 | 0.000422 | EIA Prime Mover-level Data | Estimated using an emission factor
2019 | NV | Western 102 Power Plant | 56500 | H102 | IC | OP | NA | NG |  | 196430.3 | 0.041447 | 0.000422 | EIA Prime Mover-level Data | Estimated using an emission factor
2019 | NV | Western 102 Power Plant | 56500 | H202 | IC | OP | NA | NG |  | 196430.3 | 0.041447 | 0.000422 | EIA Prime Mover-level Data | Estimated using an emission factor
2019 | NV | Western 102 Power Plant | 56500 | PV1 | PV | OP | NA | SUN |  | 21753 |  | 0 | EIA Prime Mover-level Data | Estimated using an emission factor
2019 | NV | Whitegrass No. 1 | 63001 | OH1 | BT | OP | NA | GEO |  | 37350.44 |  | 0 | EIA Prime Mover-level Data | Estimated using an emission factor
2019 | NV | Whitegrass No. 1 | 63001 | OH2 | BT | OP | NA | GEO |  | 37350.44 |  | 0 | EIA Prime Mover-level Data | Estimated using an emission factor
2019 | NV | Whitegrass No. 1 | 63001 | OL1 | BT | OP | NA | GEO |  | 25555.56 |  | 0 | EIA Prime Mover-level Data | Estimated using an emission factor
2019 | NV | Whitegrass No. 1 | 63001 | OL2 | BT | OP | NA | GEO |  | 25555.56 |  | 0 | EIA Prime Mover-level Data | Estimated using an emission factor
2019 | NV | Winnemucca | 6533 | 1 | GT | RE | NA | NG
2019 | NV | Apex Generating Station | 55514 | CTG01 | CT | OP | CC | NG | 4775 | 7181133 | 26.3439 | 0.007337 | EPA/CAMD | EPA/NEI | 2003
2019 | NV | Apex Generating Station | 55514 | CTG02 | CT | OP | CC | NG | 5062 | 7635467 | 28.9489 | 0.0075827 | EPA/CAMD | EPA/NEI | 2003
2019 | NV | Chuck Lenzie Generating Station | 55322 | CTG-1 | CT | OP | CC | NG | 8390 | 13317360 | 52.7976 | 0.0079291 | EPA/CAMD | EPA/NEI | 2005
2019 | NV | Chuck Lenzie Generating Station | 55322 | CTG-2 | CT | OP | CC | NG | 8400 | 13367550 | 53.0451 | 0.0079364 | EPA/CAMD | EPA/NEI | 2005
2019 | NV | Chuck Lenzie Generating Station | 55322 | CTG-3 | CT | OP | CC | NG | 7411 | 11235240 | 44.6375 | 0.007946 | EPA/CAMD | EPA/NEI | 2005
2019 | NV | Chuck Lenzie Generating Station | 55322 | CTG-4 | CT | OP | CC | NG | 7610 | 11536190 | 45.8209 | 0.0079438 | EPA/CAMD | EPA/NEI | 2005
2019 | NV | Clark | 2322 | 11A | GT | OP | CT | NG | 544 | 90098.62 | 0.66213 | 0.014698 | EPA/CAMD | EPA/NEI | 2008
2019 | NV | Clark | 2322 | 11B | GT | OP | CT | NG | 542 | 91338.98 | 0.65958 | 0.014442 | EPA/CAMD | EPA/NEI | 2008
2019 | NV | Clark | 2322 | 12A | GT | OP | CT | NG | 864 | 146779 | 1.0828 | 0.014754 | EPA/CAMD | EPA/NEI | 2008
2019 | NV | Clark | 2322 | 12B | GT | OP | CT | NG | 863 | 153088.2 | 1.0928 | 0.014276 | EPA/CAMD | EPA/NEI | 2008
2019 | NV | Clark | 2322 | 13A | GT | OP | CT | NG | 665 | 111119.6 | 0.81531 | 0.014674 | EPA/CAMD | EPA/NEI | 2008
2019 | NV | Clark | 2322 | 13B | GT | OP | CT | NG | 659 | 115086.3 | 0.8261 | 0.014356 | EPA/CAMD | EPA/NEI | 2008
2019 | NV | Clark | 2322 | 14A | GT | OP | CT | NG | 571 | 103096.8 | 0.74839 | 0.014518 | EPA/CAMD | EPA/NEI | 2008
2019 | NV | Clark | 2322 | 14B | GT | OP | CT | NG | 568 | 103856.4 | 0.75664 | 0.014571 | EPA/CAMD | EPA/NEI | 2008
2019 | NV | Clark | 2322 | 15A | GT | OP | CT | NG | 516 | 91019.53 | 0.65325 | 0.014354 | EPA/CAMD | EPA/NEI | 2008
2019 | NV | Clark | 2322 | 15B | GT | OP | CT | NG | 527 | 90562.59 | 0.65921 | 0.014558 | EPA/CAMD | EPA/NEI | 2008
2019 | NV | Clark | 2322 | 16A | GT | OP | CT | NG | 644 | 110703.1 | 0.80336 | 0.014514 | EPA/CAMD | EPA/NEI | 2008
2019 | NV | Clark | 2322 | 16B | GT | OP | CT | NG | 647 | 109213.1 | 0.80185 | 0.014684 | EPA/CAMD | EPA/NEI | 2008
2019 | NV | Clark | 2322 | 17A | GT | OP | CT | NG | 605 | 114398.4 | 0.81934 | 0.014324 | EPA/CAMD | EPA/NEI | 2008
2019 | NV | Clark | 2322 | 17B | GT | OP | CT | NG | 602 | 110922.4 | 0.81302 | 0.014659 | EPA/CAMD | EPA/NEI | 2008
2019 | NV | Clark | 2322 | 18A | GT | OP | CT | NG | 548 | 94809.63 | 0.68796 | 0.014512 | EPA/CAMD | EPA/NEI | 2008
2019 | NV | Clark | 2322 | 18B | GT | OP | CT | NG | 541 | 96014.55 | 0.69738 | 0.014526 | EPA/CAMD | EPA/NEI | 2008
2019 | NV | Clark | 2322 | 19A | GT | OP | CT | NG | 537 | 94086.42 | 0.68874 | 0.014641 | EPA/CAMD | EPA/NEI | 2008
2019 | NV | Clark | 2322 | 19B | GT | OP | CT | NG | 541 | 95637.16 | 0.68704 | 0.014368 | EPA/CAMD | EPA/NEI | 2008
2019 | NV | Clark | 2322 | 20A | GT | OP | CT | NG | 711 | 120436.2 | 0.87399 | 0.014514 | EPA/CAMD | EPA/NEI | 2008
2019 | NV | Clark | 2322 | 20B | GT | OP | CT | NG | 710 | 123947.5 | 0.90311 | 0.014573 | EPA/CAMD | EPA/NEI | 2008
2019 | NV | Clark | 2322 | 21A | GT | OP | CT | NG | 565 | 94077.56 | 0.67919 | 0.014439 | EPA/CAMD | EPA/NEI | 2008
2019 | NV | Clark | 2322 | 21B | GT | OP | CT | NG | 562 | 96285.98 | 0.70298 | 0.014602 | EPA/CAMD | EPA/NEI | 2008
2019 | NV | Clark | 2322 | 22A | GT | OP | CT | NG | 382 | 62173.05 | 0.43888 | 0.014118 | EPA/CAMD | EPA/NEI | 2008
2019 | NV | Clark | 2322 | 22B | GT | OP | CT | NG | 378 | 62201.23 | 0.46216 | 0.01486 | EPA/CAMD | EPA/NEI | 2008
2019 | NV | Desert Star Energy Center | 55077 | EDE1 | CT | OP | CC | NG | 3653 | 5042580 | 11.6665 | 0.0046272 | EPA/CAMD | EPA/NEI | 2000
2019 | NV | Desert Star Energy Center | 55077 | EDE2 | CT | OP | CC | NG | 3673 | 5053075 | 11.6898 | 0.0046268 | EPA/CAMD | EPA/NEI | 2000
2019 | NV | Fort Churchill | 2330 | 1 | ST | OP | WALL | NG | 8316 | 4120677 | 14.6917 | 0.0071307 | EPA/CAMD | EPA/NEI | 1968
2019 | NV | Fort Churchill | 2330 | 2 | ST | OP | WALL | NG | 7987 | 3501942 | 12.4755 | 0.0071249 | EPA/CAMD | EPA/NEI | 1971
2019 | NV | Harry Allen | 7082 | **3 | GT | OP | CT | NG | 501 | 309566.3 | 1.591 | 0.010279 | EPA/CAMD | EPA/NEI | 1995
2019 | NV | Harry Allen | 7082 | **4 | GT | OP | CT | NG | 1434 | 909173.4 | 4.9198 | 0.010823 | EPA/CAMD | EPA/NEI | 2006
2019 | NV | Harry Allen | 7082 | **5 | CT | OP | CC | NG | 7857 | 11618820 | 36.9356 | 0.0063579 | EPA/CAMD | EPA/NEI | 2011
2019 | NV | Harry Allen | 7082 | **6 | CT | OP | CC | NG | 7889 | 11698090 | 37.1855 | 0.0063575 | EPA/CAMD | EPA/NEI | 2011
2019 | NV | Las Vegas Generating Station | 10761 | 1 | CT | OP | CC | NG | 1143 | 339975.5 | 0.62584 | 0.0036817 | EPA/CAMD | EPA/NEI | 1994
2019 | NV | Las Vegas Generating Station | 10761 | 2 | CT | OP | CC | NG | 1522 | 381188.3 | 0.99427 | 0.0052167 | EPA/CAMD | EPA/NEI | 2002
2019 | NV | Las Vegas Generating Station | 10761 | 3 | CT | OP | CC | NG | 1526 | 385294.3 | 1.0038 | 0.0052108 | EPA/CAMD | EPA/NEI | 2002
2019 | NV | Las Vegas Generating Station | 10761 | 4 | CT | OP | CC | NG | 1439 | 339962.5 | 0.88426 | 0.0052021 | EPA/CAMD | EPA/NEI | 2002
2019 | NV | Las Vegas Generating Station | 10761 | 5 | CT | OP | CC | NG | 1311 | 319682.8 | 0.83215 | 0.0052061 | EPA/CAMD | EPA/NEI | 2002
2019 | NV | North Valmy | 8224 | 1 | ST | OP | WALL | SUB | 7538 | 11131820 | 22.1052 | 0.0039715 | EPA/CAMD | EPA/NEI | 1981
2019 | NV | North Valmy | 8224 | 2 | ST | OP | WALL | SUB | 4223 | 6603367 | 11.6558 | 0.0035303 | EPA/CAMD | EPA/NEI | 1985
2019 | NV | Silverhawk | 55841 | A01 | CT | OP | CC | NG | 4507 | 6594249 | 28.7916 | 0.0087323 | EPA/CAMD | EPA/NEI | 2004
2019 | NV | Silverhawk | 55841 | A03 | CT | OP | CC | NG | 5011 | 7265817 | 31.7259 | 0.0087329 | EPA/CAMD | EPA/NEI | 2004
2019 | NV | Sun Peak Generating Station | 54854 | 3 | GT | OP | CT | NG | 381 | 251450.3 | 0.67489 | 0.005368 | EPA/CAMD | EPA/NEI | 1991
2019 | NV | Sun Peak Generating Station | 54854 | 4 | GT | OP | CT | NG | 285 | 184392.4 | 0.49442 | 0.0053627 | EPA/CAMD | EPA/NEI | 1991
2019 | NV | Sun Peak Generating Station | 54854 | 5 | GT | OP | CT | NG | 408 | 270106.9 | 0.71061 | 0.0052617 | EPA/CAMD | EPA/NEI | 1991
2019 | NV | Tracy | 2336 | 3 | ST | OP | WALL | NG | 7366 | 3503182 | 10.5095 | 0.006 | EPA/CAMD | EPA/NEI | 1974
2019 | NV | Tracy | 2336 | 4 | GT | OP | CT | NG | 2389 | 1457819 | 1.6036 | 0.0022 | EPA/CAMD | EPA/NEI | 1994
2019 | NV | Tracy | 2336 | 5 | GT | OP | CT | NG | 1887 | 1126622 | 1.2393 | 0.0022001 | EPA/CAMD | EPA/NEI | 1994
2019 | NV | Tracy | 2336 | 6 | CT | OP | CC | NG | 6609 | 4175911 | 16.8333 | 0.0080621 | EPA/CAMD | EPA/NEI | 1996
2019 | NV | Tracy | 2336 | 8 | CT | OP | CC | NG | 8167 | 12286000 | 24.6405 | 0.0040111 | EPA/CAMD | EPA/NEI | 2008
2019 | NV | Tracy | 2336 | 9 | CT | OP | CC | NG | 8138 | 12449720 | 6.1351 | 0.00098559 | EPA/CAMD | EPA/NEI | 2008
2019 | NV | TS Power Plant | 56224 | 001 | ST | OP | WALL | SUB | 8120 | 11310880 | 9.2339 | 0.0016327 | EPA/CAMD | EPA/NEI | 2008
2019 | NV | Walter M. Higgins III Generating Station | 55687 | BHG1 | CT | OP | CC | NG | 5594 | 8043618 | 33.1635 | 0.0082459 | EPA/CAMD | EPA/NEI | 2003
2019 | NV | Walter M. Higgins III Generating Station | 55687 | BHG2 | CT | OP | CC | NG | 6348 | 9049226 | 37.3176 | 0.0082477 | EPA/CAMD | EPA/NEI | 2003
2019 | NY | 100 Brook Hill Drive Solar | 63292 | BHD | PV | OP | NA | SUN |  | 21968 |  | 0 | EIA Prime Mover-level Data | Estimated using an emission factor
2019 | NY | 25 Ashdown Road Solar, LLC | 62998 | ASHDO | PV | OP | NA | SUN
2019 | NY | 98th Street Battery Storage Station | 62839 | ESS98 | BA | V | NA | MWH
2019 | NY | Adirondack Solar | 63772 | 1394 | PV | OP | NA | SUN |  | 15351 |  | 0 | EIA Prime Mover-level Data | Estimated using an emission factor
2019 | NY | Aegis CSG | 63059 | 19 | PV | OP | NA | SUN |  | 24923 |  | 0 | EIA Prime Mover-level Data | Estimated using an emission factor
2019 | NY | AES Tonawanda Solar LLC | 63161 | TNWDA | PV | TS | NA | SUN
2019 | NY | Al Turi | 10549 | 2 | IC | OP | NA | LFG |  | 960 | 0.007056 | 0.0147 | EIA Prime Mover-level Data | Estimated using an emission factor
2019 | NY | Al Turi | 10549 | 3 | IC | OP | NA | LFG |  | 960 | 0.007056 | 0.0147 | EIA Prime Mover-level Data | Estimated using an emission factor
2019 | NY | Al Turi | 10549 | 3010 | IC | OS | NA | LFG |  | 960 | 0.007056 | 0.0147 | EIA Prime Mover-level Data | Estimated using an emission factor
2019 | NY | Alabama Ledge Wind Farm LLC | 62261 | GEN1 | WT | CN | NA | WND
2019 | NY | Albany Medical Ctr Cogen Plant | 59453 | GTG1 | GT | OP | NA | NG |  | 473376 | 1.2979 | 0.0054834 | EIA Prime Mover-level Data | NEI avg EF - PM, fuel type, firing type
2019 | NY | Albert Einstein College of Medicine | 62398 | CM058 | IC | SB | NA | DFO |  | 13.721 | 0.0021268 | 0.31 | EIA Prime Mover-level Data | Estimated using an emission factor
2019 | NY | Albert Einstein College of Medicine | 62398 | CM111 | IC | SB | NA | DFO |  | 13.721 | 0.0021268 | 0.31 | EIA Prime Mover-level Data | Estimated using an emission factor
2019 | NY | Albert Einstein College of Medicine | 62398 | CM454 | IC | SB | NA | DFO |  | 34.302 | 0.0053168 | 0.31 | EIA Prime Mover-level Data | Estimated using an emission factor
2019 | NY | Albert Einstein College of Medicine | 62398 | CP035 | IC | SB | NA | DFO |  | 68.605 | 0.010634 | 0.31 | EIA Prime Mover-level Data | Estimated using an emission factor
2019 | NY | Albert Einstein College of Medicine | 62398 | CP643 | IC | SB | NA | DFO |  | 13.721 | 0.0021268 | 0.31 | EIA Prime Mover-level Data | Estimated using an emission factor
2019 | NY | Albert Einstein College of Medicine | 62398 | CP703 | IC | SB | NA | DFO |  | 34.302 | 0.0053168 | 0.31 | EIA Prime Mover-level Data | Estimated using an emission factor
2019 | NY | Albert Einstein College of Medicine | 62398 | CP810 | IC | SB | NA | DFO |  | 48.023 | 0.0074436 | 0.31 | EIA Prime Mover-level Data | Estimated using an emission factor
2019 | NY | Albert Einstein College of Medicine | 62398 | CP919 | IC | SB | NA | DFO |  | 6.86 | 0.0010633 | 0.31 | EIA Prime Mover-level Data | Estimated using an emission factor
2019 | NY | Albert Einstein College of Medicine | 62398 | CP922 | IC | SB | NA | DFO |  | 34.302 | 0.0053168 | 0.31 | EIA Prime Mover-level Data | Estimated using an emission factor
2019 | NY | Albert Einstein College of Medicine | 62398 | CP925 | IC | SB | NA | DFO |  | 61.744 | 0.0095703 | 0.31 | EIA Prime Mover-level Data | Estimated using an emission factor
2019 | NY | Albert Einstein College of Medicine | 62398 | CP961 | IC | SB | NA | DFO |  | 123.488 | 0.019141 | 0.31 | EIA Prime Mover-level Data | Estimated using an emission factor
2019 | NY | Albert Einstein College of Medicine | 62398 | CP962 | IC | SB | NA | DFO |  | 123.488 | 0.019141 | 0.31 | EIA Prime Mover-level Data | Estimated using an emission factor
2019 | NY | Albert Einstein College of Medicine | 62398 | WK259 | IC | SB | NA | NG |  | 13.721 | 2.8951e-06 | 0.000422 | EIA Prime Mover-level Data | Estimated using an emission factor
2019 | NY | Alice Falls Hydro Project | 54391 | 1 | HY | OP | NA | WAT |  | 36455 |  | 1.5381e-07 | EIA Prime Mover-level Data | NEI avg EF - PM, fuel type, firing type
2019 | NY | Alice Falls Hydro Project | 54391 | 2 | HY | OP | NA | WAT |  | 14582 |  | 1.5381e-07 | EIA Prime Mover-level Data | NEI avg EF - PM, fuel type, firing type
2019 | NY | Alle-Catt Wind Energy LLC | 62954 | GEN1 | WT | U | NA | WND
2019 | NY | Allegany Wind Farm | 58779 | 1 | WT | IP | NA | WND
2019 | NY | Allens Falls | 2540 | 1 | HY | OP | NA | WAT |  | 242848 |  | 1.5381e-07 | EIA Prime Mover-level Data | NEI avg EF - PM, fuel type, firing type
2019 | NY | Allis Medina Solar LLC CSG | 63129 | ALLIS | PV | V | NA | SUN
2019 | NY | Amsterdam North | 61904 | 10044 | PV | OP | NA | SUN |  | 28307 |  | 0 | EIA Prime Mover-level Data | Estimated using an emission factor
2019 | NY | Amsterdam South | 61905 | 10045 | PV | OP | NA | SUN |  | 28173 |  | 0 | EIA Prime Mover-level Data | Estimated using an emission factor
2019 | NY | Anheuser-Busch Baldwinsville | 61575 | BAL01 | PV | OP | NA | SUN |  | 22333 |  | 0 | EIA Prime Mover-level Data | Estimated using an emission factor
2019 | NY | Arkwright Summit Wind Farm LLC | 61673 | WT | WT | OP | NA | WND |  | 2282960 |  | 0 | EIA Prime Mover-level Data | Estimated using an emission factor
2019 | NY | Ashokan | 88 | 1 | HY | OP | NA | WAT |  | 46466 |  | 1.5381e-07 | EIA Prime Mover-level Data | NEI avg EF - PM, fuel type, firing type
2019 | NY | Ashokan | 88 | 2 | HY | OP | NA | WAT |  | 46466 |  | 1.5381e-07 | EIA Prime Mover-level Data | NEI avg EF - PM, fuel type, firing type
2019 | NY | ATT Jericho | 62572 | ATT49 | FC | OP | NA | NG |  | 55624 | 0 | 0 | EIA Prime Mover-level Data | Estimated using an emission factor
2019 | NY | Auburn LFG Energy Facility | 57636 | 1 | IC | OS | NA | LFG |  |  |  | 0.0147
2019 | NY | Auburn LFG Energy Facility | 57636 | 2 | IC | RE | NA | LFG
2019 | NY | Auburn LFG Energy Facility | 57636 | 3 | IC | OS | NA | LFG |  |  |  | 0.0147
2019 | NY | Auburn State Street | 8009 | 1 | GT | OP | NA | NG |  | 285 | 0.00078138 | 0.0054834 | EIA Prime Mover-level Data | NEI avg EF - PM, fuel type, firing type
2019 | NY | Baer Road CSG | 62034 | 7 | PV | OP | NA | SUN |  | 27158 |  | 0 | EIA Prime Mover-level Data | Estimated using an emission factor
2019 | NY | Bakerstand Solar (NY) | 62811 | BKSTD | PV | P | NA | SUN
2019 | NY | Barneveld Solar | 63279 | PV1 | PV | OP | NA | SUN |  | 6456 |  | 0 | EIA Prime Mover-level Data | Estimated using an emission factor
2019 | NY | Baron Winds Farm | 60596 | 1 | WT | L | NA | WND
2019 | NY | Bassett Medical Center | 54863 | 0001 | IC | SB | NA | DFO |  | 55.714 | 0.0086357 | 0.31 | EIA Prime Mover-level Data | Estimated using an emission factor
2019 | NY | Bassett Medical Center | 54863 | 0002 | IC | SB | NA | DFO |  | 55.714 | 0.0086357 | 0.31 | EIA Prime Mover-level Data | Estimated using an emission factor
2019 | NY | Bassett Medical Center | 54863 | 0003 | IC | SB | NA | DFO |  | 55.714 | 0.0086357 | 0.31 | EIA Prime Mover-level Data | Estimated using an emission factor
2019 | NY | Bassett Medical Center | 54863 | 0004 | IC | SB | NA | DFO |  | 111.429 | 0.017271 | 0.31 | EIA Prime Mover-level Data | Estimated using an emission factor
2019 | NY | Bassett Medical Center | 54863 | 0005 | IC | SB | NA | DFO |  | 111.429 | 0.017271 | 0.31 | EIA Prime Mover-level Data | Estimated using an emission factor
2019 | NY | Beals Medina Solar LLC CSG | 63130 | BEALS | PV | V | NA | SUN
2019 | NY | Beardslee | 2543 | 1 | HY | OP | NA | WAT |  | 285569.5 |  | 1.5381e-07 | EIA Prime Mover-level Data | NEI avg EF - PM, fuel type, firing type
2019 | NY | Beardslee | 2543 | 2 | HY | OP | NA | WAT |  | 285569.5 |  | 1.5381e-07 | EIA Prime Mover-level Data | NEI avg EF - PM, fuel type, firing type
2019 | NY | Beebee Island Hydro Plant | 10531 | 1 | HY | OP | NA | WAT |  | 200343.6 |  | 1.5381e-07 | EIA Prime Mover-level Data | NEI avg EF - PM, fuel type, firing type
2019 | NY | Beebee Island Hydro Plant | 10531 | 2 | HY | OP | NA | WAT |  | 250429.4 |  | 1.5381e-07 | EIA Prime Mover-level Data | NEI avg EF - PM, fuel type, firing type
2019 | NY | Belfort | 2544 | 1 | HY | OP | NA | WAT |  | 25802 |  | 1.5381e-07 | EIA Prime Mover-level Data | NEI avg EF - PM, fuel type, firing type
2019 | NY | Belfort | 2544 | 2 | HY | OP | NA | WAT |  | 38703 |  | 1.5381e-07 | EIA Prime Mover-level Data | NEI avg EF - PM, fuel type, firing type
2019 | NY | Belfort | 2544 | 3 | HY | OP | NA | WAT |  | 64505 |  | 1.5381e-07 | EIA Prime Mover-level Data | NEI avg EF - PM, fuel type, firing type
2019 | NY | Bennett | 63410 | 304 | PV | OP | NA | SUN |  | 21789 |  | 0 | EIA Prime Mover-level Data | Estimated using an emission factor
2019 | NY | Bennetts Bridge | 2545 | 1 | HY | OP | NA | WAT |  | 233155.5 |  | 1.5381e-07 | EIA Prime Mover-level Data | NEI avg EF - PM, fuel type, firing type
2019 | NY | Bennetts Bridge | 2545 | 2 | HY | OP | NA | WAT |  | 233155.5 |  | 1.5381e-07 | EIA Prime Mover-level Data | NEI avg EF - PM, fuel type, firing type
2019 | NY | Bennetts Bridge | 2545 | 3 | HY | OP | NA | WAT |  | 233155.5 |  | 1.5381e-07 | EIA Prime Mover-level Data | NEI avg EF - PM, fuel type, firing type
2019 | NY | Bennetts Bridge | 2545 | 4 | HY | OP | NA | WAT |  | 233155.5 |  | 1.5381e-07 | EIA Prime Mover-level Data | NEI avg EF - PM, fuel type, firing type
2019 | NY | Bethlehem - East | 60477 | BE | PV | OP | NA | SUN |  | 20970 |  | 0 | EIA Prime Mover-level Data | Estimated using an emission factor
2019 | NY | Bethlehem - West | 60478 | BW | PV | OP | NA | SUN |  | 12592 |  | 0 | EIA Prime Mover-level Data | Estimated using an emission factor
2019 | NY | Bethlehem Solar | 63079 | 157 | PV | OP | NA | SUN |  | 12430 |  | 0 | EIA Prime Mover-level Data | Estimated using an emission factor
2019 | NY | Big Tree Community Solar Farm | 62476 | 607 | PV | T | NA | SUN
2019 | NY | Binghamton Cogen | 55600 | 1 | GT | OS | NA | NG |  |  |  | 0.0070853
2019 | NY | Black River | 2546 | 1 | HY | OP | NA | WAT |  | 114956.7 |  | 1.5381e-07 | EIA Prime Mover-level Data | NEI avg EF - PM, fuel type, firing type
2019 | NY | Black River | 2546 | 2 | HY | OP | NA | WAT |  | 114956.7 |  | 1.5381e-07 | EIA Prime Mover-level Data | NEI avg EF - PM, fuel type, firing type
2019 | NY | Black River | 2546 | 3 | HY | OP | NA | WAT |  | 114956.7 |  | 1.5381e-07 | EIA Prime Mover-level Data | NEI avg EF - PM, fuel type, firing type
2019 | NY | Black River Hydro Associates | 10687 | DE1 | HY | OP | NA | WAT |  | 12114.25 |  | 1.5381e-07 | EIA Prime Mover-level Data | NEI avg EF - PM, fuel type, firing type
2019 | NY | Black River Hydro Associates | 10687 | PL1 | HY | OP | NA | WAT |  | 16657.09 |  | 1.5381e-07 | EIA Prime Mover-level Data | NEI avg EF - PM, fuel type, firing type
2019 | NY | Black River Hydro Associates | 10687 | RI1 | HY | OP | NA | WAT |  | 14385.67 |  | 1.5381e-07 | EIA Prime Mover-level Data | NEI avg EF - PM, fuel type, firing type
2019 | NY | Blake | 2547 | 1 | HY | OP | NA | WAT |  | 668601 |  | 1.5381e-07 | EIA Prime Mover-level Data | NEI avg EF - PM, fuel type, firing type
2019 | NY | Blenheim Gilboa | 2691 | 1 | PS | OP | NA | WAT |  | 0 |  |  | EIA Prime Mover-level Data
2019 | NY | Blenheim Gilboa | 2691 | 2 | PS | OP | NA | WAT |  | 0 |  |  | EIA Prime Mover-level Data
2019 | NY | Blenheim Gilboa | 2691 | 3 | PS | OP | NA | WAT |  | 0 |  |  | EIA Prime Mover-level Data
2019 | NY | Blenheim Gilboa | 2691 | 4 | PS | OP | NA | WAT |  | 0 |  |  | EIA Prime Mover-level Data
2019 | NY | Bluestone | 63750 | BLU | PV | OP | NA | SUN |  | 20363 |  | 0 | EIA Prime Mover-level Data | Estimated using an emission factor
2019 | NY | Blydenburgh Solar Project | 61900 | BLYD | PV | OP | NA | SUN |  | 23069 |  | 0 | EIA Prime Mover-level Data | Estimated using an emission factor
2019 | NY | Boas Rd #1 Community Solar Farm | 62530 | 496 | PV | OP | NA | SUN |  | 10267 |  | 0 | EIA Prime Mover-level Data | Estimated using an emission factor
2019 | NY | Boas Rd #2 Community Solar Farm | 62531 | 1010 | PV | OP | NA | SUN |  | 10490 |  | 0 | EIA Prime Mover-level Data | Estimated using an emission factor
2019 | NY | Boas Rd #3 Community Solar Farm | 62532 | 1011 | PV | OP | NA | SUN |  | 10541 |  | 0 | EIA Prime Mover-level Data | Estimated using an emission factor
2019 | NY | Boas Rd #4 Community Solar Farm | 62533 | 1023 | PV | V | NA | SUN
2019 | NY | Breesport Road Community Solar Farm | 62157 | 235 | PV | OP | NA | SUN |  | 3063 |  | 0 | EIA Prime Mover-level Data | Estimated using an emission factor
2019 | NY | Brentwood Solar | 58785 | BRT1 | PV | OP | NA | SUN |  | 6687 |  | 0 | EIA Prime Mover-level Data | Estimated using an emission factor
2019 | NY | Broadalbin | 61847 | 10046 | PV | OP | NA | SUN |  | 28564 |  | 0 | EIA Prime Mover-level Data | Estimated using an emission factor
2019 | NY | Broadalbin-Perth Solar | 61958 | BAP1 | PV | OP | NA | SUN |  | 18493 |  | 0 | EIA Prime Mover-level Data | Estimated using an emission factor
2019 | NY | Bronx Zoo | 50427 | GEN1 | IC | SB | NA | NG |  | 38034.58 | 0.0080253 | 0.000422 | EIA Prime Mover-level Data | Estimated using an emission factor
2019 | NY | Bronx Zoo | 50427 | GEN2 | IC | SB | NA | NG |  | 38034.58 | 0.0080253 | 0.000422 | EIA Prime Mover-level Data | Estimated using an emission factor
2019 | NY | Bronx Zoo | 50427 | GEN3 | IC | OP | NA | NG |  | 83676.09 | 0.017656 | 0.000422 | EIA Prime Mover-level Data | Estimated using an emission factor
2019 | NY | Bronx Zoo | 50427 | GEN4 | IC | OP | NA | NG |  | 114103.8 | 0.024076 | 0.000422 | EIA Prime Mover-level Data | Estimated using an emission factor
2019 | NY | Brookfield Power Glen Falls Hydro | 56936 | GEN1 | HY | OP | NA | WAT |  | 93406.78 |  | 1.5381e-07 | EIA Prime Mover-level Data | NEI avg EF - PM, fuel type, firing type
2019 | NY | Brookfield Power Glen Falls Hydro | 56936 | GEN2 | HY | OP | NA | WAT |  | 77838.98 |  | 1.5381e-07 | EIA Prime Mover-level Data | NEI avg EF - PM, fuel type, firing type
2019 | NY | Brookfield Power Glen Falls Hydro | 56936 | GEN3 | HY | OP | NA | WAT |  | 85622.88 |  | 1.5381e-07 | EIA Prime Mover-level Data | NEI avg EF - PM, fuel type, firing type
2019 | NY | Brookfield Power Glen Falls Hydro | 56936 | GEN4 | HY | OP | NA | WAT |  | 93406.78 |  | 1.5381e-07 | EIA Prime Mover-level Data | NEI avg EF - PM, fuel type, firing type
2019 | NY | Brookfield Power Glen Falls Hydro | 56936 | GEN5 | HY | OP | NA | WAT |  | 108974.6 |  | 1.5381e-07 | EIA Prime Mover-level Data | NEI avg EF - PM, fuel type, firing type
2019 | NY | Brooklyn Hospital Center | 62002 | 400DF | IC | SB | NA | DFO |  | 9.714 | 0.0015057 | 0.31 | EIA Prime Mover-level Data | Estimated using an emission factor
2019 | NY | Brooklyn Hospital Center | 62002 | 500RE | IC | SB | NA | DFO |  | 12.143 | 0.0018822 | 0.31 | EIA Prime Mover-level Data | Estimated using an emission factor
2019 | NY | Brooklyn Hospital Center | 62002 | SR4 | IC | SB | NA | DFO |  | 12.143 | 0.0018822 | 0.31 | EIA Prime Mover-level Data | Estimated using an emission factor
2019 | NY | Broome County | 60507 | NORTH | PV | OP | NA | SUN |  | 11054.5 |  | 0 | EIA Prime Mover-level Data | Estimated using an emission factor
2019 | NY | Broome County | 60507 | SOUTH | PV | OP | NA | SUN |  | 11054.5 |  | 0 | EIA Prime Mover-level Data | Estimated using an emission factor
2019 | NY | Browns Falls | 2548 | 1 | HY | OP | NA | WAT |  | 290796 |  | 1.5381e-07 | EIA Prime Mover-level Data | NEI avg EF - PM, fuel type, firing type
2019 | NY | Browns Falls | 2548 | 2 | HY | OP | NA | WAT |  | 290796 |  | 1.5381e-07 | EIA Prime Mover-level Data | NEI avg EF - PM, fuel type, firing type
2019 | NY | Burritt Rd Community Solar Farm | 62480 | 635 | PV | V | NA | SUN
2019 | NY | Burrstone Energy Center | 62920 | CG-1 | IC | OP | NA | NG |  | 47502.89 | 0.010021 | 0.0004219 | EIA Prime Mover-level Data | NEI avg EF - PM, fuel type, firing type
2019 | NY | Burrstone Energy Center | 62920 | CG-2 | IC | OP | NA | NG |  | 47502.89 | 0.010021 | 0.0004219 | EIA Prime Mover-level Data | NEI avg EF - PM, fuel type, firing type
2019 | NY | Burrstone Energy Center | 62920 | CG-3 | IC | OP | NA | NG |  | 47502.89 | 0.010021 | 0.0004219 | EIA Prime Mover-level Data | NEI avg EF - PM, fuel type, firing type
2019 | NY | Burrstone Energy Center | 62920 | CG-4 | IC | OP | NA | NG |  | 12955.33 | 0.0027329 | 0.0004219 | EIA Prime Mover-level Data | NEI avg EF - PM, fuel type, firing type
2019 | NY | Cadyville | 2522 | 1 | HY | OS | NA | WAT |  | 43279.64 |  | 1.5381e-07 | EIA Prime Mover-level Data | NEI avg EF - PM, fuel type, firing type
2019 | NY | Cadyville | 2522 | 2 | HY | OP | NA | WAT |  | 43279.64 |  | 1.5381e-07 | EIA Prime Mover-level Data | NEI avg EF - PM, fuel type, firing type
2019 | NY | Cadyville | 2522 | 3 | HY | OP | NA | WAT |  | 111805.7 |  | 1.5381e-07 | EIA Prime Mover-level Data | NEI avg EF - PM, fuel type, firing type
2019 | NY | Calabro Airport North Solar Project | 63497 | NORTH | PV | OP | NA | SUN
2019 | NY | Calabro Airport South Solar Project | 63498 | SOUTH | PV | OP | NA | SUN
2019 | NY | Call Farms 1 | 61470 | CFM11 | PV | OP | NA | SUN |  | 28706 |  | 0 | EIA Prime Mover-level Data | Estimated using an emission factor
2019 | NY | Call Farms 3 | 61471 | CFM31 | PV | OP | NA | SUN |  | 26123 |  | 0 | EIA Prime Mover-level Data | Estimated using an emission factor
2019 | NY | Calverton | 60452 | CALV | PV | OP | NA | SUN |  | 23373 |  | 0 | EIA Prime Mover-level Data | Estimated using an emission factor
2019 | NY | Camden CSD Solar Array | 61604 | 1 | PV | OP | NA | SUN |  | 20079 |  | 0 | EIA Prime Mover-level Data | Estimated using an emission factor
2019 | NY | Canandaigua Solar Array | 61043 | PV1 | PV | OP | NA | SUN |  | 22848 |  | 0 | EIA Prime Mover-level Data | Estimated using an emission factor
2019 | NY | Canandaigua Westbrook Solar Array | 61042 | PV1 | PV | OP | NA | SUN |  | 15697 |  | 0 | EIA Prime Mover-level Data | Estimated using an emission factor
2019 | NY | Canisteo Wind Farm | 62947 | GEN1 | WT | U | NA | WND
2019 | NY | Carver Falls | 6456 | 1 | HY | OP | NA | WAT |  | 47889.95 |  | 1.5381e-07 | EIA Prime Mover-level Data | NEI avg EF - PM, fuel type, firing type
2019 | NY | Carver Falls | 6456 | 2 | HY | OP | NA | WAT |  | 22103.05 |  | 1.5381e-07 | EIA Prime Mover-level Data | NEI avg EF - PM, fuel type, firing type
2019 | NY | Cassadaga Wind Farm | 58777 | 1 | WT | L | NA | WND
2019 | NY | Catlin Solar 1 LLC | 63372 | CATLI | PV | OP | NA | SUN
2019 | NY | CBP Solar | 62613 | CBPB1 | PV | OP | NA | SUN |  | 19144 |  | 0 | EIA Prime Mover-level Data | Estimated using an emission factor
2019 | NY | Cedar Creek PV | 61376 | CEDR1 | PV | OP | NA | SUN |  | 27077 |  | 0 | EIA Prime Mover-level Data | Estimated using an emission factor
2019 | NY | Center Falls | 10853 | 1 | HY | OP | NA | WAT |  | 5497.455 |  | 1.5381e-07 | EIA Prime Mover-level Data | NEI avg EF - PM, fuel type, firing type
2019 | NY | Center Falls | 10853 | 2 | HY | OA | NA | WAT |  | 5497.455 |  | 1.5381e-07 | EIA Prime Mover-level Data | NEI avg EF - PM, fuel type, firing type
2019 | NY | Center Falls | 10853 | 3 | HY | OA | NA | WAT |  | 4123.091 |  | 1.5381e-07 | EIA Prime Mover-level Data | NEI avg EF - PM, fuel type, firing type
2019 | NY | Central Hudson High Falls | 579 | 1 | HY | OP | NA | WAT |  | 71251 |  | 1.5381e-07 | EIA Prime Mover-level Data | NEI avg EF - PM, fuel type, firing type
2019 | NY | CES Marbletown Solar | 63729 | MT1 | PV | T | NA | SUN
2019 | NY | Chaffee Gas Recovery | 56526 | GEN1 | IC | OP | NA | LFG |  | 61425.88 | 0.45148 | 0.0147 | EIA Prime Mover-level Data | Estimated using an emission factor
2019 | NY | Chaffee Gas Recovery | 56526 | GEN2 | IC | OP | NA | LFG |  | 61425.88 | 0.45148 | 0.0147 | EIA Prime Mover-level Data | Estimated using an emission factor
2019 | NY | Chaffee Gas Recovery | 56526 | GEN3 | IC | OP | NA | LFG |  | 61425.88 | 0.45148 | 0.0147 | EIA Prime Mover-level Data | Estimated using an emission factor
2019 | NY | Chaffee Gas Recovery | 56526 | GEN4 | IC | OP | NA | LFG |  | 61425.88 | 0.45148 | 0.0147 | EIA Prime Mover-level Data | Estimated using an emission factor
2019 | NY | Chaffee Gas Recovery | 56526 | GEN5 | IC | OP | NA | LFG |  | 61425.88 | 0.45148 | 0.0147 | EIA Prime Mover-level Data | Estimated using an emission factor
2019 | NY | Chaffee Gas Recovery | 56526 | GEN6 | IC | OP | NA | LFG |  | 61425.88 | 0.45148 | 0.0147 | EIA Prime Mover-level Data | Estimated using an emission factor
2019 | NY | Chaffee Gas Recovery | 56526 | GEN7 | IC | OP | NA | LFG |  | 61425.88 | 0.45148 | 0.0147 | EIA Prime Mover-level Data | Estimated using an emission factor
2019 | NY | Chaffee Gas Recovery | 56526 | GEN8 | IC | OP | NA | LFG |  | 61425.88 | 0.45148 | 0.0147 | EIA Prime Mover-level Data | Estimated using an emission factor
2019 | NY | Chambers Road Solar | 62860 | 263 | PV | U | NA | SUN
2019 | NY | Charles P Keller | 2695 | 7 | IC | RE | NA | DFO |  |  |  | 0.31
2019 | NY | Charles P Keller | 2695 | 8 | IC | RE | NA | DFO |  |  |  | 0.31
2019 | NY | Charles P Keller | 2695 | 9 | IC | OP | NA | NG |  | 1659.524 | 0.00035016 | 0.000422 | EIA Prime Mover-level Data | Estimated using an emission factor
2019 | NY | Charles P Keller | 2695 | 10 | IC | OP | NA | NG |  | 1659.524 | 0.00035016 | 0.000422 | EIA Prime Mover-level Data | Estimated using an emission factor
2019 | NY | Charles P Keller | 2695 | 11 | IC | OP | NA | NG |  | 2465.578 | 0.00052024 | 0.000422 | EIA Prime Mover-level Data | Estimated using an emission factor
2019 | NY | Charles P Keller | 2695 | 12 | IC | OP | NA | NG |  | 2607.823 | 0.00055025 | 0.000422 | EIA Prime Mover-level Data | Estimated using an emission factor
2019 | NY | Charles P Keller | 2695 | 13 | IC | OP | NA | NG |  | 2607.823 | 0.00055025 | 0.000422 | EIA Prime Mover-level Data | Estimated using an emission factor
2019 | NY | Charles P Keller | 2695 | 14 | IC | OP | NA | NG |  | 2939.728 | 0.00062028 | 0.000422 | EIA Prime Mover-level Data | Estimated using an emission factor
2019 | NY | Charles Poletti | 2491 | 6 | ST | RE | NA | RFO
2019 | NY | Chasm | 2550 | 1 | HY | OP | NA | WAT |  | 70490 |  | 1.5381e-07 | EIA Prime Mover-level Data | NEI avg EF - PM, fuel type, firing type
2019 | NY | Chasm | 2550 | 2 | HY | OP | NA | WAT |  | 70490 |  | 1.5381e-07 | EIA Prime Mover-level Data | NEI avg EF - PM, fuel type, firing type
2019 | NY | Chasm | 2550 | 3 | HY | OP | NA | WAT |  | 70490 |  | 1.5381e-07 | EIA Prime Mover-level Data | NEI avg EF - PM, fuel type, firing type
2019 | NY | Chasm Hydro Partnership | 50315 | 1100 | HY | OA | NA | WAT |  |  |  | 1.5381e-07
2019 | NY | Chasm Hydro Partnership | 50315 | 2600 | HY | OA | NA | WAT |  |  |  | 1.5381e-07
2019 | NY | Chateaugay High Falls Hydro | 50093 | WT | HY | OP | NA | WAT |  | 63654 |  | 1.5381e-07 | EIA Prime Mover-level Data | NEI avg EF - PM, fuel type, firing type
2019 | NY | Chautauqua LFGTE Facility | 57186 | GEN1 | IC | OP | NA | LFG |  | 82364 | 0.60538 | 0.0147 | EIA Prime Mover-level Data | Estimated using an emission factor
2019 | NY | Chautauqua LFGTE Facility | 57186 | GEN2 | IC | OP | NA | LFG |  | 82364 | 0.60538 | 0.0147 | EIA Prime Mover-level Data | Estimated using an emission factor
2019 | NY | Chautauqua LFGTE Facility | 57186 | GEN3 | IC | OP | NA | LFG |  | 82364 | 0.60538 | 0.0147 | EIA Prime Mover-level Data | Estimated using an emission factor
2019 | NY | Chautauqua LFGTE Facility | 57186 | GEN4 | IC | OP | NA | LFG |  | 82364 | 0.60538 | 0.0147 | EIA Prime Mover-level Data | Estimated using an emission factor
2019 | NY | Chautauqua LFGTE Facility | 57186 | GEN5 | IC | OP | NA | LFG |  | 82364 | 0.60538 | 0.0147 | EIA Prime Mover-level Data | Estimated using an emission factor
2019 | NY | Chautauqua LFGTE Facility | 57186 | GEN6 | IC | OP | NA | LFG |  | 82364 | 0.60538 | 0.0147 | EIA Prime Mover-level Data | Estimated using an emission factor
2019 | NY | Chenango Solar | 63450 | PV1 | PV | OP | NA | SUN
2019 | NY | Chester CSG | 62761 | CH | PV | OP | NA | SUN |  | 10808 |  | 0 | EIA Prime Mover-level Data | Estimated using an emission factor
2019 | NY | City of Rochester Solar | 61804 | ROC01 | PV | OP | NA | SUN |  | 22599 |  | 0 | EIA Prime Mover-level Data | Estimated using an emission factor
2019 | NY | CJ Solar I, LLC | 61719 | LWCJ1 | PV | OP | NA | SUN |  | 22678 |  | 0 | EIA Prime Mover-level Data | Estimated using an emission factor
2019 | NY | Clarkson Solar | 59623 | CSPV | PV | OP | NA | SUN |  | 22072 |  | 0 | EIA Prime Mover-level Data | Estimated using an emission factor
2019 | NY | Clarkstown Landfill Solar Facility | 60004 | INV#1 | PV | OP | NA | SUN |  | 11285 |  | 0 | EIA Prime Mover-level Data | Estimated using an emission factor
2019 | NY | Clarkstown Landfill Solar Facility | 60004 | INV#2 | PV | OP | NA | SUN |  | 11285 |  | 0 | EIA Prime Mover-level Data | Estimated using an emission factor
2019 | NY | Clinton LFGTE Facility | 56986 | GEN1 | IC | OP | NA | LFG |  | 96991.5 | 0.71289 | 0.0147 | EIA Prime Mover-level Data | Estimated using an emission factor
2019 | NY | Clinton LFGTE Facility | 56986 | GEN2 | IC | OP | NA | LFG |  | 96991.5 | 0.71289 | 0.0147 | EIA Prime Mover-level Data | Estimated using an emission factor
2019 | NY | Clinton LFGTE Facility | 56986 | GEN3 | IC | OP | NA | LFG |  | 96991.5 | 0.71289 | 0.0147 | EIA Prime Mover-level Data | Estimated using an emission factor
2019 | NY | Clinton LFGTE Facility | 56986 | GEN4 | IC | OP | NA | LFG |  | 96991.5 | 0.71289 | 0.0147 | EIA Prime Mover-level Data | Estimated using an emission factor
2019 | NY | CMR Solar LLC | 62486 | CMRSL | PV | OP | NA | SUN |  | 20122 |  | 0 | EIA Prime Mover-level Data | Estimated using an emission factor
2019 | NY | Cody Road Wind Farm | 61592 | WT1 | WT | U | NA | WND
2019 | NY | Cody Road Wind Farm | 61592 | WT2 | WT | U | NA | WND
2019 | NY | Cody Road Wind Farm | 61592 | WT3 | WT | U | NA | WND
2019 | NY | Cody Road Wind Farm | 61592 | WT4 | WT | U | NA | WND
2019 | NY | Cody Road Wind Farm | 61592 | WT5 | WT | U | NA | WND
2019 | NY | Cohalan | 58790 | CLN1 | PV | OP | NA | SUN |  | 22588.13 |  | 0 | EIA Prime Mover-level Data | Estimated using an emission factor
2019 | NY | Cohalan | 58790 | CLN2 | PV | OP | NA | SUN |  | 13552.88 |  | 0 | EIA Prime Mover-level Data | Estimated using an emission factor
2019 | NY | Cohocton Wind Project | 56634 | 1 | WT | OP | NA | WND |  | 1203278 |  | 0 | EIA Prime Mover-level Data | Estimated using an emission factor
2019 | NY | Colonie LFGTE Facility | 56324 | GEN1 | IC | OP | NA | LFG |  | 88294 | 0.64896 | 0.0147 | EIA Prime Mover-level Data | Estimated using an emission factor
2019 | NY | Colonie LFGTE Facility | 56324 | GEN2 | IC | OP | NA | LFG |  | 88294 | 0.64896 | 0.0147 | EIA Prime Mover-level Data | Estimated using an emission factor
2019 | NY | Colonie LFGTE Facility | 56324 | GEN3 | IC | OP | NA | LFG |  | 88294 | 0.64896 | 0.0147 | EIA Prime Mover-level Data | Estimated using an emission factor
2019 | NY | Colonie LFGTE Facility | 56324 | GEN4 | IC | OP | NA | LFG |  | 88294 | 0.64896 | 0.0147 | EIA Prime Mover-level Data | Estimated using an emission factor
2019 | NY | Colton | 2551 | 1 | HY | OP | NA | WAT |  | 532372.2 |  | 1.5381e-07 | EIA Prime Mover-level Data | NEI avg EF - PM, fuel type, firing type
2019 | NY | Colton | 2551 | 2 | HY | OP | NA | WAT |  | 580769.7 |  | 1.5381e-07 | EIA Prime Mover-level Data | NEI avg EF - PM, fuel type, firing type
2019 | NY | Colton | 2551 | 3 | HY | OP | NA | WAT |  | 629167.1 |  | 1.5381e-07 | EIA Prime Mover-level Data | NEI avg EF - PM, fuel type, firing type
2019 | NY | Columbia University - Johnson Farms | 61576 | JF01 | PV | OP | NA | SUN |  | 27042 |  | 0 | EIA Prime Mover-level Data | Estimated using an emission factor
2019 | NY | Columbia University - Minisink | 61578 | MIN01 | PV | OP | NA | SUN |  | 31279 |  | 0 | EIA Prime Mover-level Data | Estimated using an emission factor
2019 | NY | Copenhagen Plant | 10545 | GEN1 | HY | OP | NA | WAT |  | 31448.18 |  | 1.5381e-07 | EIA Prime Mover-level Data | NEI avg EF - PM, fuel type, firing type
2019 | NY | Copenhagen Plant | 10545 | GEN2 | HY | OP | NA | WAT |  | 31448.18 |  | 1.5381e-07 | EIA Prime Mover-level Data | NEI avg EF - PM, fuel type, firing type
2019 | NY | Copenhagen Plant | 10545 | GEN3 | HY | OP | NA | WAT |  | 6289.636 |  | 1.5381e-07 | EIA Prime Mover-level Data | NEI avg EF - PM, fuel type, firing type
2019 | NY | Copenhagen Wind Farm | 58979 | CPHGN | WT | OP | NA | WND |  | 2356354 |  | 0 | EIA Prime Mover-level Data | Estimated using an emission factor
2019 | NY | Cornell Geneva Solar Farm | 60150 | ARGOS | PV | OP | NA | SUN |  | 27442 |  | 0 | EIA Prime Mover-level Data | Estimated using an emission factor
2019 | NY | Cornell Hydro | 10286 | 1 | HY | OP | NA | WAT |  | 24279.16 |  | 1.5381e-07 | EIA Prime Mover-level Data | NEI avg EF - PM, fuel type, firing type
2019 | NY | Cornell Hydro | 10286 | 2 | HY | OP | NA | WAT |  | 33383.84 |  | 1.5381e-07 | EIA Prime Mover-level Data | NEI avg EF - PM, fuel type, firing type
2019 | NY | Cornell Snyder Road Solar Array | 59470 | CSR1 | PV | OP | NA | SUN |  | 17968 |  | 0 | EIA Prime Mover-level Data | Estimated using an emission factor
2019 | NY | COU Solar I, LLC | 61720 | LECOU | PV | OP | NA | SUN |  | 15126 |  | 0 | EIA Prime Mover-level Data | Estimated using an emission factor
2019 | NY | County Route 11 Community Solar Farm | 62507 | 1419 | PV | T | NA | SUN
2019 | NY | Covanta Babylon Inc | 50649 | 1 | ST | OP | NA | MSW |  | 1216244 | 0.094867 | 0.000156 | EIA Unit-level Data | Estimated using an emission factor
2019 | NY | Covanta Babylon Inc | 50649 | 2 | ST | OP | NA | MSW |  | 1243398 | 0.096985 | 0.000156 | EIA Unit-level Data | Estimated using an emission factor
2019 | NY | Covanta Hempstead | 10642 | 1 | ST | OP | NA | MSW |  | 3378429 | 0.79055 | 0.000468 | EIA Unit-level Data | Estimated using an emission factor
2019 | NY | Covanta Hempstead | 10642 | 2 | ST | OP | NA | MSW |  | 3341065 | 0.78181 | 0.000468 | EIA Unit-level Data | Estimated using an emission factor
2019 | NY | Covanta Hempstead | 10642 | 3 | ST | OP | NA | MSW |  | 3296691 | 0.77143 | 0.000468 | EIA Unit-level Data | Estimated using an emission factor
2019 | NY | Covanta Niagara | 50472 | BLR2 | ST | OP | NA | MSW |  |  |  | 0.018823
2019 | NY | Covanta Niagara | 50472 | BLR3 | ST | OP | NA | MSW |  | 1815779 | 1.4163 | 0.00156 | EIA Unit-level Data | Estimated using an emission factor
2019 | NY | Covanta Niagara | 50472 | BLR4 | ST | OP | NA | MSW |  | 1801062 | 1.4048 | 0.00156 | EIA Unit-level Data | Estimated using an emission factor
2019 | NY | Crescent | 2685 | 1 | HY | OP | NA | WAT |  | 156276.2 |  | 1.5381e-07 | EIA Prime Mover-level Data | NEI avg EF - PM, fuel type, firing type
2019 | NY | Crescent | 2685 | 2 | HY | OP | NA | WAT |  | 156276.2 |  | 1.5381e-07 | EIA Prime Mover-level Data | NEI avg EF - PM, fuel type, firing type
2019 | NY | Crescent | 2685 | 3 | HY | OP | NA | WAT |  | 167438.8 |  | 1.5381e-07 | EIA Prime Mover-level Data | NEI avg EF - PM, fuel type, firing type
2019 | NY | Crescent | 2685 | 4 | HY | OP | NA | WAT |  | 167438.8 |  | 1.5381e-07 | EIA Prime Mover-level Data | NEI avg EF - PM, fuel type, firing type
2019 | NY | Cricket Valley Energy | 57185 | U001 | CA | V | NA | NG
2019 | NY | Cricket Valley Energy | 57185 | U002 | CA | V | NA | NG
2019 | NY | Cricket Valley Energy | 57185 | U003 | CA | V | NA | NG
2019 | NY | Cricket Valley Energy | 57185 | U004 | CT | TS | NA | NG
2019 | NY | Cricket Valley Energy | 57185 | U005 | CT | TS | NA | NG
2019 | NY | Cricket Valley Energy | 57185 | U006 | CT | V | NA | NG
2019 | NY | Cummins, Inc | 60453 | CUMM | PV | OP | NA | SUN |  | 16455 |  | 0 | EIA Prime Mover-level Data | Estimated using an emission factor
2019 | NY | Curtis Palmer Hydroelectric | 54580 | C1 | HY | OP | NA | WAT |  | 161048.4 |  | 1.5381e-07 | EIA Prime Mover-level Data | NEI avg EF - PM, fuel type, firing type
2019 | NY | Curtis Palmer Hydroelectric | 54580 | C2 | HY | OP | NA | WAT |  | 161048.4 |  | 1.5381e-07 | EIA Prime Mover-level Data | NEI avg EF - PM, fuel type, firing type
2019 | NY | Curtis Palmer Hydroelectric | 54580 | C3 | HY | OP | NA | WAT |  | 161048.4 |  | 1.5381e-07 | EIA Prime Mover-level Data | NEI avg EF - PM, fuel type, firing type
2019 | NY | Curtis Palmer Hydroelectric | 54580 | C4 | HY | OP | NA | WAT |  | 61941.68 |  | 1.5381e-07 | EIA Prime Mover-level Data | NEI avg EF - PM, fuel type, firing type
2019 | NY | Curtis Palmer Hydroelectric | 54580 | C5 | HY | OP | NA | WAT |  | 61941.68 |  | 1.5381e-07 | EIA Prime Mover-level Data | NEI avg EF - PM, fuel type, firing type
2019 | NY | Curtis Palmer Hydroelectric | 54580 | P1 | HY | OP | NA | WAT |  | 1523765 |  | 1.5381e-07 | EIA Prime Mover-level Data | NEI avg EF - PM, fuel type, firing type
2019 | NY | Curtis Palmer Hydroelectric | 54580 | P2 | HY | OP | NA | WAT |  | 1523765 |  | 1.5381e-07 | EIA Prime Mover-level Data | NEI avg EF - PM, fuel type, firing type
2019 | NY | Czub CSG | 63057 | 114 | PV | OP | NA | SUN |  | 27416 |  | 0 | EIA Prime Mover-level Data | Estimated using an emission factor
2019 | NY | Dahowa Hydro | 50280 | GEN1 | HY | OP | NA | WAT |  | 257646 |  | 1.5381e-07 | EIA Prime Mover-level Data | NEI avg EF - PM, fuel type, firing type
2019 | NY | DANC LFGTE Facility | 56958 | GEN1 | IC | OP | NA | LFG |  | 104209.8 | 0.76594 | 0.0147 | EIA Prime Mover-level Data | Estimated using an emission factor
2019 | NY | DANC LFGTE Facility | 56958 | GEN2 | IC | OP | NA | LFG |  | 104209.8 | 0.76594 | 0.0147 | EIA Prime Mover-level Data | Estimated using an emission factor
2019 | NY | DANC LFGTE Facility | 56958 | GEN3 | IC | OP | NA | LFG |  | 104209.8 | 0.76594 | 0.0147 | EIA Prime Mover-level Data | Estimated using an emission factor
2019 | NY | DANC LFGTE Facility | 56958 | GEN4 | IC | OP | NA | LFG |  | 104209.8 | 0.76594 | 0.0147 | EIA Prime Mover-level Data | Estimated using an emission factor
2019 | NY | Dashville | 2481 | 1 | HY | OP | NA | WAT |  | 58708.5 |  | 1.5381e-07 | EIA Prime Mover-level Data | NEI avg EF - PM, fuel type, firing type
2019 | NY | Dashville | 2481 | 2 | HY | OP | NA | WAT |  | 58708.5 |  | 1.5381e-07 | EIA Prime Mover-level Data | NEI avg EF - PM, fuel type, firing type
2019 | NY | Daum Solar | 62412 | DAUM | PV | TS | NA | SUN
2019 | NY | Deer Park | 58786 | DRP1 | PV | OP | NA | SUN |  | 29302 |  | 0 | EIA Prime Mover-level Data | Estimated using an emission factor
2019 | NY | Deferiet | 2552 | 1 | HY | OP | NA | WAT |  | 208428 |  | 1.5381e-07 | EIA Prime Mover-level Data | NEI avg EF - PM, fuel type, firing type
2019 | NY | Deferiet | 2552 | 2 | HY | OP | NA | WAT |  | 208428 |  | 1.5381e-07 | EIA Prime Mover-level Data | NEI avg EF - PM, fuel type, firing type
2019 | NY | Deferiet | 2552 | 3 | HY | OP | NA | WAT |  | 208428 |  | 1.5381e-07 | EIA Prime Mover-level Data | NEI avg EF - PM, fuel type, firing type
2019 | NY | Deiter-STEU | 63226 | 2078 | PV | P | NA | SUN
2019 | NY | Dennison | 58787 | DNN1 | PV | OP | NA | SUN |  | 19938 |  | 0 | EIA Prime Mover-level Data | Estimated using an emission factor
2019 | NY | Dexter Plant | 10538 | GEN1 | HY | OP | NA | WAT |  | 15647.86 |  | 1.5381e-07 | EIA Prime Mover-level Data | NEI avg EF - PM, fuel type, firing type
2019 | NY | Dexter Plant | 10538 | GEN2 | HY | OP | NA | WAT |  | 15647.86 |  | 1.5381e-07 | EIA Prime Mover-level Data | NEI avg EF - PM, fuel type, firing type
2019 | NY | Dexter Plant | 10538 | GEN3 | HY | OP | NA | WAT |  | 6259.143 |  | 1.5381e-07 | EIA Prime Mover-level Data | NEI avg EF - PM, fuel type, firing type
2019 | NY | Dexter Plant | 10538 | GEN4 | HY | OP | NA | WAT |  | 6259.143 |  | 1.5381e-07 | EIA Prime Mover-level Data | NEI avg EF - PM, fuel type, firing type
2019 | NY | Dexter Plant | 10538 | GEN5 | HY | OP | NA | WAT |  | 6259.143 |  | 1.5381e-07 | EIA Prime Mover-level Data | NEI avg EF - PM, fuel type, firing type
2019 | NY | Dexter Plant | 10538 | GEN6 | HY | OP | NA | WAT |  | 40684.43 |  | 1.5381e-07 | EIA Prime Mover-level Data | NEI avg EF - PM, fuel type, firing type
2019 | NY | Dexter Plant | 10538 | GEN7 | HY | OP | NA | WAT |  | 40684.43 |  | 1.5381e-07 | EIA Prime Mover-level Data | NEI avg EF - PM, fuel type, firing type
2019 | NY | Diamond Island Plant | 10540 | GEN1 | HY | OP | NA | WAT |  | 13400.67 |  | 1.5381e-07 | EIA Prime Mover-level Data | NEI avg EF - PM, fuel type, firing type
2019 | NY | Diamond Island Plant | 10540 | GEN2 | HY | OP | NA | WAT |  | 13400.67 |  | 1.5381e-07 | EIA Prime Mover-level Data | NEI avg EF - PM, fuel type, firing type
2019 | NY | Diamond Island Plant | 10540 | GEN3 | HY | OP | NA | WAT |  | 13400.67 |  | 1.5381e-07 | EIA Prime Mover-level Data | NEI avg EF - PM, fuel type, firing type
2019 | NY | Diana Hydroelectric | 10237 | GEN1 | HY | OP | NA | WAT |  | 70946 |  | 1.5381e-07 | EIA Prime Mover-level Data | NEI avg EF - PM, fuel type, firing type
2019 | NY | Dolgeville Hydro | 10238 | GEN1 | HY | OA | NA | WAT |  | 4256 |  | 1.5381e-07 | EIA Prime Mover-level Data | NEI avg EF - PM, fuel type, firing type
2019 | NY | Dover CSG | 63106 | 21 | PV | OP | NA | SUN |  | 4747 |  | 0 | EIA Prime Mover-level Data | Estimated using an emission factor
2019 | NY | Dryden Rd #2 Community Solar Farm CSG | 62477 | 372 | PV | OP | NA | SUN
2019 | NY | Duanesburg | 61863 | 10048 | PV | OP | NA | SUN |  | 28129 |  | 0 | EIA Prime Mover-level Data | Estimated using an emission factor
2019 | NY | Dunn Paper | 54878 | 01 | HY | OP | NA | WAT |  | 21956.8 |  | 1.5381e-07 | EIA Prime Mover-level Data | NEI avg EF - PM, fuel type, firing type
2019 | NY | Dunn Paper | 54878 | 02 | HY | OP | NA | WAT |  | 16467.6 |  | 1.5381e-07 | EIA Prime Mover-level Data | NEI avg EF - PM, fuel type, firing type
2019 | NY | Dunn Paper | 54878 | 03 | HY | OP | NA | WAT |  | 16467.6 |  | 1.5381e-07 | EIA Prime Mover-level Data | NEI avg EF - PM, fuel type, firing type
2019 | NY | Dutch Hill Wind Project | 56633 | 1 | WT | OP | NA | WND |  | 566631 |  | 0 | EIA Prime Mover-level Data | Estimated using an emission factor
2019 | NY | Dutchess Cnty Resource Recovery Facility | 10305 | GEN1 | ST | OP | NA | MSW |  | 1374687 | 107.2256 | 0.156 | EIA Prime Mover-level Data | Estimated using an emission factor
2019 | NY | E J West | 6527 | 1 | HY | OP | NA | WAT |  | 451729.5 |  | 1.5381e-07 | EIA Prime Mover-level Data | NEI avg EF - PM, fuel type, firing type
2019 | NY | E J West | 6527 | 2 | HY | OP | NA | WAT |  | 451729.5 |  | 1.5381e-07 | EIA Prime Mover-level Data | NEI avg EF - PM, fuel type, firing type
2019 | NY | Eagle | 2555 | 1 | HY | OP | NA | WAT |  | 116293 |  | 1.5381e-07 | EIA Prime Mover-level Data | NEI avg EF - PM, fuel type, firing type
2019 | NY | Eagle | 2555 | 2 | HY | OP | NA | WAT |  | 58146.5 |  | 1.5381e-07 | EIA Prime Mover-level Data | NEI avg EF - PM, fuel type, firing type
2019 | NY | Eagle | 2555 | 3 | HY | OP | NA | WAT |  | 58146.5 |  | 1.5381e-07 | EIA Prime Mover-level Data | NEI avg EF - PM, fuel type, firing type
2019 | NY | Eagle | 2555 | 4 | HY | OP | NA | WAT |  | 116293 |  | 1.5381e-07 | EIA Prime Mover-level Data | NEI avg EF - PM, fuel type, firing type
2019 | NY | East Hampton Energy Storage Center | 62733 | BEH | BA | OP | NA | MWH |  | 0 |  |  | EIA Prime Mover-level Data
2019 | NY | East Norfolk | 2561 | 1 | HY | OP | NA | WAT |  | 200616 |  | 1.5381e-07 | EIA Prime Mover-level Data | NEI avg EF - PM, fuel type, firing type
2019 | NY | East Pulaski BESS | 62981 | BESS | BA | OP | NA | MWH |  | 0 |  |  | EIA Prime Mover-level Data
2019 | NY | Ecogen Wind | 56370 | 1 | WT | CN | NA | WND
2019 | NY | Eel Weir | 2556 | 1 | HY | OP | NA | WAT |  | 15612.4 |  | 1.5381e-07 | EIA Prime Mover-level Data | NEI avg EF - PM, fuel type, firing type
2019 | NY | Eel Weir | 2556 | 2 | HY | OP | NA | WAT |  | 31224.8 |  | 1.5381e-07 | EIA Prime Mover-level Data | NEI avg EF - PM, fuel type, firing type
2019 | NY | Eel Weir | 2556 | 3 | HY | OP | NA | WAT |  | 31224.8 |  | 1.5381e-07 | EIA Prime Mover-level Data | NEI avg EF - PM, fuel type, firing type
2019 | NY | Effley | 2557 | 1 | HY | OP | NA | WAT |  | 23368.93 |  | 1.5381e-07 | EIA Prime Mover-level Data | NEI avg EF - PM, fuel type, firing type
2019 | NY | Effley | 2557 | 2 | HY | OP | NA | WAT |  | 23368.93 |  | 1.5381e-07 | EIA Prime Mover-level Data | NEI avg EF - PM, fuel type, firing type
2019 | NY | Effley | 2557 | 3 | HY | OP | NA | WAT |  | 35053.4 |  | 1.5381e-07 | EIA Prime Mover-level Data | NEI avg EF - PM, fuel type, firing type
2019 | NY | Effley | 2557 | 4 | HY | OP | NA | WAT |  | 93475.73 |  | 1.5381e-07 | EIA Prime Mover-level Data | NEI avg EF - PM, fuel type, firing type
2019 | NY | Ellis Solar | 62413 | ELLIS | PV | OP | NA | SUN
2019 | NY | Ellsworth I CSG | 63112 | 22 | PV | OP | NA | SUN |  | 5324 |  | 0 | EIA Prime Mover-level Data | Estimated using an emission factor
2019 | NY | Elmer | 2559 | 1 | HY | OP | NA | WAT |  | 60564.5 |  | 1.5381e-07 | EIA Prime Mover-level Data | NEI avg EF - PM, fuel type, firing type
2019 | NY | Elmer | 2559 | 2 | HY | OP | NA | WAT |  | 60564.5 |  | 1.5381e-07 | EIA Prime Mover-level Data | NEI avg EF - PM, fuel type, firing type
2019 | NY | Enfield Community Solar | 62029 | 5515 | PV | OP | NA | SUN |  | 20703 |  | 0 | EIA Prime Mover-level Data | Estimated using an emission factor
2019 | NY | Ephratah | 2560 | 1 | HY | OP | NA | WAT |  | 36713.5 |  | 1.5381e-07 | EIA Prime Mover-level Data | NEI avg EF - PM, fuel type, firing type
2019 | NY | Ephratah | 2560 | 2 | HY | OP | NA | WAT |  | 36713.5 |  | 1.5381e-07 | EIA Prime Mover-level Data | NEI avg EF - PM, fuel type, firing type
2019 | NY | Ephratah | 2560 | 3 | HY | OP | NA | WAT |  | 36713.5 |  | 1.5381e-07 | EIA Prime Mover-level Data | NEI avg EF - PM, fuel type, firing type
2019 | NY | Ephratah | 2560 | 4 | HY | OP | NA | WAT |  | 36713.5 |  | 1.5381e-07 | EIA Prime Mover-level Data | NEI avg EF - PM, fuel type, firing type
2019 | NY | Far Rockaway | 2513 | 4 | ST | RE | NA | NG
2019 | NY | Feeder Dam Hydro Plant | 10530 | 1 | HY | OP | NA | WAT |  | 44149.2 |  | 1.5381e-07 | EIA Prime Mover-level Data | NEI avg EF - PM, fuel type, firing type
2019 | NY | Feeder Dam Hydro Plant | 10530 | 2 | HY | OP | NA | WAT |  | 44149.2 |  | 1.5381e-07 | EIA Prime Mover-level Data | NEI avg EF - PM, fuel type, firing type
2019 | NY | Feeder Dam Hydro Plant | 10530 | 3 | HY | OP | NA | WAT |  | 44149.2 |  | 1.5381e-07 | EIA Prime Mover-level Data | NEI avg EF - PM, fuel type, firing type
2019 | NY | Feeder Dam Hydro Plant | 10530 | 4 | HY | OP | NA | WAT |  | 44149.2 |  | 1.5381e-07 | EIA Prime Mover-level Data | NEI avg EF - PM, fuel type, firing type
2019 | NY | Feeder Dam Hydro Plant | 10530 | 5 | HY | OP | NA | WAT |  | 44149.2 |  | 1.5381e-07 | EIA Prime Mover-level Data | NEI avg EF - PM, fuel type, firing type
2019 | NY | Fenner Wind | 55790 | 1 | WT | OP | NA | WND |  | 704565 |  | 0 | EIA Prime Mover-level Data | Estimated using an emission factor
2019 | NY | Finch Paper | 10511 | 4 | ST | OP | NA | NG |  | 394431.3 | 1.5881 | 0.0080524 | EIA Unit-level Data | NEI avg EF - PM, fuel type
2019 | NY | Finch Paper | 10511 | 5 | ST | OP | NA | NG |  | 391045.7 | 1.5744 | 0.0080524 | EIA Unit-level Data | NEI avg EF - PM, fuel type
2019 | NY | Finch Paper | 10511 | 8 | ST | OP | NA | WDL |  | 1819608 | 0.32207 | 0.000354 | EIA Unit-level Data | Estimated using an emission factor
2019 | NY | Finch Paper | 10511 | 9 | ST | OP | NA | WDS |  | 1878475 | 21.4261 | 0.022812 | EIA Unit-level Data | NEI avg EF - PM, fuel type
2019 | NY | Finch Paper | 10511 | 10 | ST | OP | NA | WDL |  | 1710607 | 0.30278 | 0.000354 | EIA Unit-level Data | Estimated using an emission factor
2019 | NY | Finchville Solar, LLC Hybrid | 62999 | BESS | BA | TS | NA | MWH
2019 | NY | Finchville Solar, LLC Hybrid | 62999 | FINCH | PV | TS | NA | SUN
2019 | NY | Finger Lakes Solar I | 61210 | FLS1 | PV | OP | NA | SUN |  | 28687 |  | 0 | EIA Prime Mover-level Data | Estimated using an emission factor
2019 | NY | Fishers Island 1 | 57600 | FI1 | IC | OP | NA | DFO |  | 1618 | 0.25079 | 0.31 | EIA Prime Mover-level Data | Estimated using an emission factor
2019 | NY | Five Falls | 2562 | 1 | HY | OP | NA | WAT |  | 1098122 |  | 1.5381e-07 | EIA Prime Mover-level Data | NEI avg EF - PM, fuel type, firing type
2019 | NY | Flat Rock | 2563 | 1 | HY | OP | NA | WAT |  | 78828.8 |  | 1.5381e-07 | EIA Prime Mover-level Data | NEI avg EF - PM, fuel type, firing type
2019 | NY | Flat Rock | 2563 | 2 | HY | OP | NA | WAT |  | 118243.2 |  | 1.5381e-07 | EIA Prime Mover-level Data | NEI avg EF - PM, fuel type, firing type
2019 | NY | Fogarty | 63747 | GRA | PV | T | NA | SUN
2019 | NY | Fordham University | 63544 | DC350 | IC | SB | NA | DFO |  |  |  | 0.30942
2019 | NY | Fordham University | 63544 | LC565 | IC | SB | NA | DFO |  |  |  | 0.30942
2019 | NY | Fordham University | 63544 | LH275 | IC | SB | NA | DFO |  |  |  | 0.30942
2019 | NY | Fordham University | 63544 | TB1 | IC | SB | NA | DFO |  |  |  | 0.30942
2019 | NY | Fordham University | 63544 | TB2 | IC | SB | NA | DFO |  |  |  | 0.30942
2019 | NY | Forestport | 50768 | 1 | HY | OP | NA | WAT |  | 44519 |  | 1.5381e-07 | EIA Prime Mover-level Data | NEI avg EF - PM, fuel type, firing type
2019 | NY | Fort Miller Hydroelectric Facility | 50514 | GEN1 | HY | OP | NA | WAT |  | 75293.5 |  | 1.5381e-07 | EIA Prime Mover-level Data | NEI avg EF - PM, fuel type, firing type
2019 | NY | Fort Miller Hydroelectric Facility | 50514 | GEN2 | HY | OP | NA | WAT |  | 75293.5 |  | 1.5381e-07 | EIA Prime Mover-level Data | NEI avg EF - PM, fuel type, firing type
2019 | NY | Fourth Branch Hydroelectric Facility | 10467 | 1 | HY | OP | NA | WAT |  | 138990 |  | 1.5381e-07 | EIA Prime Mover-level Data | NEI avg EF - PM, fuel type, firing type
2019 | NY | Franklin (NY) | 2564 | 1 | HY | OP | NA | WAT |  | 54697 |  | 1.5381e-07 | EIA Prime Mover-level Data | NEI avg EF - PM, fuel type, firing type
2019 | NY | Franklin (NY) | 2564 | 2 | HY | OP | NA | WAT |  | 54697 |  | 1.5381e-07 | EIA Prime Mover-level Data | NEI avg EF - PM, fuel type, firing type
2019 | NY | Franklin Solar Site | 62784 | FRANK | PV | OP | NA | SUN |  | 18422 |  | 0 | EIA Prime Mover-level Data | Estimated using an emission factor
2019 | NY | Frey Rd #1 Community Solar Farm | 62504 | 1159 | PV | T | NA | SUN
2019 | NY | Frey Rd #2 Community Solar Farm | 62521 | 1442 | PV | T | NA | SUN
2019 | NY | Frog Hollow CSG | 63086 | 1731 | PV | OP | NA | SUN |  | 2333 |  | 0 | EIA Prime Mover-level Data | Estimated using an emission factor
2019 | NY | Fulton Hydro | 2566 | 1 | HY | OP | NA | WAT |  | 44064.62 |  | 1.5381e-07 | EIA Prime Mover-level Data | NEI avg EF - PM, fuel type, firing type
2019 | NY | Fulton Hydro | 2566 | 2 | HY | OP | NA | WAT |  | 27540.38 |  | 1.5381e-07 | EIA Prime Mover-level Data | NEI avg EF - PM, fuel type, firing type
2019 | NY | Fulton LFGTE Facility | 57003 | GEN1 | IC | OP | NA | LFG |  | 73804 | 0.54246 | 0.0147 | EIA Prime Mover-level Data | Estimated using an emission factor
2019 | NY | Fulton LFGTE Facility | 57003 | GEN2 | IC | OP | NA | LFG |  | 73804 | 0.54246 | 0.0147 | EIA Prime Mover-level Data | Estimated using an emission factor
2019 | NY | Furnace Rd Community Solar Farm | 62508 | 1420 | PV | T | NA | SUN
2019 | NY | Garnet Solar (NY) | 62843 | PV1 | PV | OP | NA | SUN |  | 24984 |  | 0 | EIA Prime Mover-level Data | Estimated using an emission factor
2019 | NY | Gaskill Rd Community Solar Farm CSG | 62474 | 928 | PV | OP | NA | SUN
2019 | NY | General Mills Inc | 54564 | GEN1 | GT | OP | NA | NG |  |  |  | 0.0070853
2019 | NY | Gibson-STEU | 63227 | 8675 | PV | P | NA | SUN
2019 | NY | Gifford CSG | 63056 | 131 | PV | OP | NA | SUN |  | 28219 |  | 0 | EIA Prime Mover-level Data | Estimated using an emission factor
2019 | NY | Glen Park Hydroelectric Project | 50512 | GEN1 | HY | OP | NA | WAT |  | 733076.4 |  | 1.5381e-07 | EIA Prime Mover-level Data | NEI avg EF - PM, fuel type, firing type
2019 | NY | Glen Park Hydroelectric Project | 50512 | GEN2 | HY | OP | NA | WAT |  | 733076.4 |  | 1.5381e-07 | EIA Prime Mover-level Data | NEI avg EF - PM, fuel type, firing type
2019 | NY | Glen Park Hydroelectric Project | 50512 | GEN3 | HY | OP | NA | WAT |  | 182005.2 |  | 1.5381e-07 | EIA Prime Mover-level Data | NEI avg EF - PM, fuel type, firing type
2019 | NY | Glenwood Hydro | 2568 | 1 | HY | OP | NA | WAT |  | 21479 |  | 1.5381e-07 | EIA Prime Mover-level Data | NEI avg EF - PM, fuel type, firing type
2019 | NY | Glenwood Hydro | 2568 | 2 | HY | OP | NA | WAT |  | 21479 |  | 1.5381e-07 | EIA Prime Mover-level Data | NEI avg EF - PM, fuel type, firing type
2019 | NY | Glenwood Hydro | 2568 | 3 | HY | OP | NA | WAT |  | 21479 |  | 1.5381e-07 | EIA Prime Mover-level Data | NEI avg EF - PM, fuel type, firing type
2019 | NY | Gloversville Landfill Solar | 62357 | 08158 | PV | P | NA | SUN
2019 | NY | Good Samaritan Hospital | 61551 | EGEN1 | IC | SB | NA | DFO |  | 113.158 | 0.017539 | 0.31 | EIA Prime Mover-level Data | Estimated using an emission factor
2019 | NY | Good Samaritan Hospital | 61551 | EGEN2 | IC | SB | NA | DFO |  | 79.211 | 0.012278 | 0.31 | EIA Prime Mover-level Data | Estimated using an emission factor
2019 | NY | Good Samaritan Hospital | 61551 | EGEN3 | IC | SB | NA | NG |  | 22.632 | 4.7754e-06 | 0.000422 | EIA Prime Mover-level Data | Estimated using an emission factor
2019 | NY | Goodyear Lake Plant | 50079 | GEN1 | HY | OP | NA | WAT |  | 24264 |  | 1.5381e-07 | EIA Prime Mover-level Data | NEI avg EF - PM, fuel type, firing type
2019 | NY | Goodyear Lake Plant | 50079 | GEN2 | HY | OP | NA | WAT |  | 18198 |  | 1.5381e-07 | EIA Prime Mover-level Data | NEI avg EF - PM, fuel type, firing type
2019 | NY | Gore Mountain Solar II | 61764 | SNWH2 | PV | OP | NA | SUN |  | 25759 |  | 0 | EIA Prime Mover-level Data | Estimated using an emission factor
2019 | NY | Gouldtown | 56704 | 3 | HY | OP | NA | WAT |  | 16375 |  | 1.5381e-07 | EIA Prime Mover-level Data | NEI avg EF - PM, fuel type, firing type
2019 | NY | Grabinski | 63752 | GRA | PV | OP | NA | SUN |  | 8130 |  | 0 | EIA Prime Mover-level Data | Estimated using an emission factor
2019 | NY | Grahamsville | 2627 | GRHM | HY | OP | NA | WAT |  | 724554 |  | 1.5381e-07 | EIA Prime Mover-level Data | NEI avg EF - PM, fuel type, firing type
2019 | NY | Granby | 2569 | 1 | HY | OP | NA | WAT |  | 223896.5 |  | 1.5381e-07 | EIA Prime Mover-level Data | NEI avg EF - PM, fuel type, firing type
2019 | NY | Granby | 2569 | 2 | HY | OP | NA | WAT |  | 223896.5 |  | 1.5381e-07 | EIA Prime Mover-level Data | NEI avg EF - PM, fuel type, firing type
2019 | NY | Grand Prix Solar | 63291 | GPS | PV | OP | NA | SUN |  | 6679 |  | 0 | EIA Prime Mover-level Data | Estimated using an emission factor
2019 | NY | Green Island Hydroelectric Station | 61207 | UNIT1 | HY | OP | NA | WAT |  | 89367 |  | 1.5381e-07 | EIA Prime Mover-level Data | NEI avg EF - PM, fuel type, firing type
2019 | NY | Green Island Hydroelectric Station | 61207 | UNIT2 | HY | OP | NA | WAT |  | 89367 |  | 1.5381e-07 | EIA Prime Mover-level Data | NEI avg EF - PM, fuel type, firing type
2019 | NY | Green Island Hydroelectric Station | 61207 | UNIT3 | HY | OP | NA | WAT |  | 89367 |  | 1.5381e-07 | EIA Prime Mover-level Data | NEI avg EF - PM, fuel type, firing type
2019 | NY | Green Island Hydroelectric Station | 61207 | UNIT4 | HY | OP | NA | WAT |  | 89367 |  | 1.5381e-07 | EIA Prime Mover-level Data | NEI avg EF - PM, fuel type, firing type
2019 | NY | Greene County Meter #1 | 60463 | PV1 | PV | OP | NA | SUN |  | 3428 |  | 0 | EIA Prime Mover-level Data | Estimated using an emission factor
2019 | NY | Greenport | 2681 | 2 | IC | OS | NA | DFO |  | 75.069 | 0.011636 | 0.31 | EIA Prime Mover-level Data | Estimated using an emission factor
2019 | NY | Greenport | 2681 | 4 | IC | OP | NA | DFO |  | 52.99 | 0.0082135 | 0.31 | EIA Prime Mover-level Data | Estimated using an emission factor
2019 | NY | Greenport | 2681 | 5 | IC | OP | NA | DFO |  | 79.485 | 0.01232 | 0.31 | EIA Prime Mover-level Data | Estimated using an emission factor
2019 | NY | Greenport | 2681 | 6 | IC | OP | NA | DFO |  | 167.802 | 0.026009 | 0.31 | EIA Prime Mover-level Data | Estimated using an emission factor
2019 | NY | Greenport | 2681 | 7 | IC | OS | NA | DFO |  | 70.653 | 0.010951 | 0.31 | EIA Prime Mover-level Data | Estimated using an emission factor
2019 | NY | Greenville CSG | 62759 | GV | PV | OP | NA | SUN |  | 6554 |  | 0 | EIA Prime Mover-level Data | Estimated using an emission factor
2019 | NY | Greenwich Solar 1, LLC | 63411 | RTE40 | PV | U | NA | SUN
2019 | NY | Guildlerland CSG | 63052 | 106 | PV | OP | NA | SUN |  | 28243 |  | 0 | EIA Prime Mover-level Data | Estimated using an emission factor
2019 | NY | Hailesboro 4 Plant | 10544 | GEN1 | HY | OP | NA | WAT |  | 59805.14 |  | 1.5381e-07 | EIA Prime Mover-level Data | NEI avg EF - PM, fuel type, firing type
2019 | NY | Hailesboro 4 Plant | 10544 | GEN2 | HY | OP | NA | WAT |  | 44853.86 |  | 1.5381e-07 | EIA Prime Mover-level Data | NEI avg EF - PM, fuel type, firing type
2019 | NY | Hales Mills Solar, LLC | 63339 | 6609 | PV | T | NA | SUN
2019 | NY | Hamilton College | 61103 | PV1 | PV | CN | NA | SUN
2019 | NY | Hampshire Paper | 10116 | 05 | HY | OP | NA | WAT |  | 157406 |  | 1.5381e-07 | EIA Prime Mover-level Data | NEI avg EF - PM, fuel type, firing type
2019 | NY | Hannawa | 2571 | 1 | HY | OP | NA | WAT |  | 235547 |  | 1.5381e-07 | EIA Prime Mover-level Data | NEI avg EF - PM, fuel type, firing type
2019 | NY | Hannawa | 2571 | 2 | HY | OP | NA | WAT |  | 235547 |  | 1.5381e-07 | EIA Prime Mover-level Data | NEI avg EF - PM, fuel type, firing type
2019 | NY | Harbec Energy | 62736 | 250KW | WT | OS | NA | WND |  | 318.25 |  | 0 | EIA Prime Mover-level Data | Estimated using an emission factor
2019 | NY | Harbec Energy | 62736 | 850KW | WT | OP | NA | WND |  | 954.75 |  | 0 | EIA Prime Mover-level Data | Estimated using an emission factor
2019 | NY | Harbec Energy | 62736 | CPH | GT | OP | NA | NG |  | 6202 | 0.017004 | 0.0054834 | EIA Prime Mover-level Data | NEI avg EF - PM, fuel type, firing type
2019 | NY | Hardscrabble Wind Power LLC | 57287 | 1 | WT | OP | NA | WND |  | 1637035 |  | 0 | EIA Prime Mover-level Data | Estimated using an emission factor
2019 | NY | Harford Solar Farm | 61030 | CMUSW | PV | OP | NA | SUN |  | 26586 |  | 0 | EIA Prime Mover-level Data | Estimated using an emission factor
2019 | NY | Harlem Hospital Center | 63671 | CAT1 | IC | SB | NA | DFO |  |  |  | 0.30942
2019 | NY | Harlem Hospital Center | 63671 | CAT2 | IC | SB | NA | DFO |  |  |  | 0.30942
2019 | NY | Harlem Hospital Center | 63671 | CAT3 | IC | SB | NA | DFO |  |  |  | 0.30942
2019 | NY | Harlem Hospital Center | 63671 | CAT4 | IC | SB | NA | DFO |  |  |  | 0.30942
2019 | NY | Harlem Hospital Center | 63671 | CAT5 | IC | SB | NA | DFO |  |  |  | 0.30942
2019 | NY | Harris Lake | 2528 | 1 | IC | OP | NA | DFO |  | 1400.071 | 0.21701 | 0.31 | EIA Prime Mover-level Data | Estimated using an emission factor
2019 | NY | Harris Lake | 2528 | 2 | IC | OP | NA | DFO |  | 2058.928 | 0.31913 | 0.31 | EIA Prime Mover-level Data | Estimated using an emission factor
2019 | NY | Hecate Energy Columbia County Solar | 62273 | HECC1 | PV | P | NA | SUN
2019 | NY | Hecate Energy Gedney Hill | 63815 | GEDNY | PV | P | NA | SUN
2019 | NY | Herkimer | 52057 | 01 | HY | OA | NA | WAT |  |  |  | 1.5381e-07
2019 | NY | Herkimer | 52057 | 02 | HY | OA | NA | WAT |  |  |  | 1.5381e-07
2019 | NY | Herkimer | 52057 | 03 | HY | OA | NA | WAT |  |  |  | 1.5381e-07
2019 | NY | Herkimer | 52057 | 04 | HY | OA | NA | WAT |  |  |  | 1.5381e-07
2019 | NY | Herkimer | 52057 | 05 | HY | RE | NA | WAT
2019 | NY | Herrings | 2572 | 1 | HY | OP | NA | WAT |  | 85302.66 |  | 1.5381e-07 | EIA Prime Mover-level Data | NEI avg EF - PM, fuel type, firing type
2019 | NY | Herrings | 2572 | 2 | HY | OP | NA | WAT |  | 85302.66 |  | 1.5381e-07 | EIA Prime Mover-level Data | NEI avg EF - PM, fuel type, firing type
2019 | NY | Herrings | 2572 | 3 | HY | OP | NA | WAT |  | 85302.66 |  | 1.5381e-07 | EIA Prime Mover-level Data | NEI avg EF - PM, fuel type, firing type
2019 | NY | Heuvelton | 2573 | 1 | HY | OP | NA | WAT |  | 18119 |  | 1.5381e-07 | EIA Prime Mover-level Data | NEI avg EF - PM, fuel type, firing type
2019 | NY | Heuvelton | 2573 | 2 | HY | OP | NA | WAT |  | 18119 |  | 1.5381e-07 | EIA Prime Mover-level Data | NEI avg EF - PM, fuel type, firing type
2019 | NY | Hewittville Hydroelectric | 50268 | HY1 | HY | OP | NA | WAT |  | 138662 |  | 1.5381e-07 | EIA Prime Mover-level Data | NEI avg EF - PM, fuel type, firing type
2019 | NY | HGS Solar I | 61765 | SNWH1 | PV | OP | NA | SUN |  | 28188 |  | 0 | EIA Prime Mover-level Data | Estimated using an emission factor
2019 | NY | Hickory Grove #1 | 62831 | 25 | PV | U | NA | SUN
2019 | NY | Hickory Grove #2 | 62832 | 309 | PV | U | NA | SUN
2019 | NY | High Acres Gas Recovery | 50568 | GEN1 | IC | OP | NA | LFG |  | 60083.58 | 0.44161 | 0.0147 | EIA Prime Mover-level Data | Estimated using an emission factor
2019 | NY | High Acres Gas Recovery | 50568 | GEN2 | IC | OP | NA | LFG |  | 60083.58 | 0.44161 | 0.0147 | EIA Prime Mover-level Data | Estimated using an emission factor
2019 | NY | High Acres Gas Recovery | 50568 | GEN3 | IC | OP | NA | LFG |  | 60083.58 | 0.44161 | 0.0147 | EIA Prime Mover-level Data | Estimated using an emission factor
2019 | NY | High Acres Gas Recovery | 50568 | GEN4 | IC | OP | NA | LFG |  | 60083.58 | 0.44161 | 0.0147 | EIA Prime Mover-level Data | Estimated using an emission factor
2019 | NY | High Acres Gas Recovery | 50568 | GEN5 | IC | OP | NA | LFG |  | 120167.2 | 0.88323 | 0.0147 | EIA Prime Mover-level Data | Estimated using an emission factor
2019 | NY | High Acres Gas Recovery | 50568 | GEN6 | IC | OP | NA | LFG |  | 120167.2 | 0.88323 | 0.0147 | EIA Prime Mover-level Data | Estimated using an emission factor
2019 | NY | High Acres Gas Recovery | 50568 | GEN7 | IC | OP | NA | LFG |  | 120167.2 | 0.88323 | 0.0147 | EIA Prime Mover-level Data | Estimated using an emission factor
2019 | NY | High Acres Gas Recovery | 50568 | GEN8 | IC | OP | NA | LFG |  | 120167.2 | 0.88323 | 0.0147 | EIA Prime Mover-level Data | Estimated using an emission factor
2019 | NY | High Bridge Wind Project | 62894 | WT | WT | P | NA | WND
2019 | NY | High Dam | 2574 | 1 | HY | OP | NA | WAT |  | 91380 |  | 1.5381e-07 | EIA Prime Mover-level Data | NEI avg EF - PM, fuel type, firing type
2019 | NY | High Dam | 2574 | 2 | HY | OP | NA | WAT |  | 91380 |  | 1.5381e-07 | EIA Prime Mover-level Data | NEI avg EF - PM, fuel type, firing type
2019 | NY | High Dam | 2574 | 3 | HY | OP | NA | WAT |  | 91380 |  | 1.5381e-07 | EIA Prime Mover-level Data | NEI avg EF - PM, fuel type, firing type
2019 | NY | High Dam | 2574 | 4 | HY | OP | NA | WAT |  | 114225 |  | 1.5381e-07 | EIA Prime Mover-level Data | NEI avg EF - PM, fuel type, firing type
2019 | NY | High Falls - Croghan NY | 2575 | 1 | HY | OP | NA | WAT |  | 112195.7 |  | 1.5381e-07 | EIA Prime Mover-level Data | NEI avg EF - PM, fuel type, firing type
2019 | NY | High Falls - Croghan NY | 2575 | 2 | HY | OP | NA | WAT |  | 112195.7 |  | 1.5381e-07 | EIA Prime Mover-level Data | NEI avg EF - PM, fuel type, firing type
2019 | NY | High Falls - Croghan NY | 2575 | 3 | HY | OP | NA | WAT |  | 112195.7 |  | 1.5381e-07 | EIA Prime Mover-level Data | NEI avg EF - PM, fuel type, firing type
2019 | NY | High Falls - Saranac NY | 2530 | 1 | HY | OP | NA | WAT |  | 101911.7 |  | 1.5381e-07 | EIA Prime Mover-level Data | NEI avg EF - PM, fuel type, firing type
2019 | NY | High Falls - Saranac NY | 2530 | 2 | HY | OS | NA | WAT |  | 101911.7 |  | 1.5381e-07 | EIA Prime Mover-level Data | NEI avg EF - PM, fuel type, firing type
2019 | NY | High Falls - Saranac NY | 2530 | 3 | HY | OA | NA | WAT |  | 178345.5 |  | 1.5381e-07 | EIA Prime Mover-level Data | NEI avg EF - PM, fuel type, firing type
2019 | NY | High Sheldon Wind Farm | 56953 | 1 | WT | OP | NA | WND |  | 2271339 |  | 0 | EIA Prime Mover-level Data | Estimated using an emission factor
2019 | NY | Higley | 2576 | 1 | HY | RE | NA | WAT
2019 | NY | Higley | 2576 | 2 | HY | RE | NA | WAT
2019 | NY | Higley | 2576 | 3 | HY | RE | NA | WAT
2019 | NY | Higley | 2576 | 1N | HY | OP | NA | WAT |  | 87564 |  | 1.5381e-07 | EIA Prime Mover-level Data | NEI avg EF - PM, fuel type, firing type
2019 | NY | Higley | 2576 | 2N | HY | OP | NA | WAT |  | 87564 |  | 1.5381e-07 | EIA Prime Mover-level Data | NEI avg EF - PM, fuel type, firing type
2019 | NY | Higley | 2576 | 3N | HY | OP | NA | WAT |  | 87564 |  | 1.5381e-07 | EIA Prime Mover-level Data | NEI avg EF - PM, fuel type, firing type
2019 | NY | Higley | 2576 | 4N | HY | OP | NA | WAT |  | 87564 |  | 1.5381e-07 | EIA Prime Mover-level Data | NEI avg EF - PM, fuel type, firing type
2019 | NY | Hilton NY Co Gen Plant | 58815 | 1 | IC | OP | NA | NG |  | 122654 | 0.02588 | 0.000422 | EIA Prime Mover-level Data | Estimated using an emission factor
2019 | NY | Hobart & William Smith College Gates Rd. | 63297 | GATES | PV | OP | NA | SUN |  | 25544 |  | 0 | EIA Prime Mover-level Data | Estimated using an emission factor
2019 | NY | Hofstra University | 51035 | GEN1 | IC | RE | NA | NG
2019 | NY | Hofstra University | 51035 | GEN2 | IC | RE | NA | NG
2019 | NY | Hollow Dam Power Partnership | 10124 | HY1 | HY | OP | NA | WAT |  | 7122.5 |  | 1.5381e-07 | EIA Prime Mover-level Data | NEI avg EF - PM, fuel type, firing type
2019 | NY | Hollow Dam Power Partnership | 10124 | HY2 | HY | OP | NA | WAT |  | 7122.5 |  | 1.5381e-07 | EIA Prime Mover-level Data | NEI avg EF - PM, fuel type, firing type
2019 | NY | Hollygrove CSG | 63051 | 32 | PV | OP | NA | SUN |  | 25893 |  | 0 | EIA Prime Mover-level Data | Estimated using an emission factor
2019 | NY | Holtsville Solar Project | 61902 | HOLTS | PV | OP | NA | SUN |  | 18307 |  | 0 | EIA Prime Mover-level Data | Estimated using an emission factor
2019 | NY | Homer Street East | 62725 | HSE | PV | OP | NA | SUN |  | 13846 |  | 0 | EIA Prime Mover-level Data | Estimated using an emission factor
2019 | NY | Homer Street West | 62724 | HSW | PV | OP | NA | SUN |  | 13659 |  | 0 | EIA Prime Mover-level Data | Estimated using an emission factor
2019 | NY | Hope Solar Farm LLC | 63371 | BRUNS | PV | OP | NA | SUN
2019 | NY | Horseshoe Solar Energy | 63096 | GEN1 | PV | U | NA | SUN
2019 | NY | Hospital Rd Community Solar Farm CSG | 62155 | 9 | PV | OP | NA | SUN |  | 401 |  | 0 | EIA Prime Mover-level Data | Estimated using an emission factor
2019 | NY | Houghton | 60454 | HOUGH | PV | OP | NA | SUN |  | 25644 |  | 0 | EIA Prime Mover-level Data | Estimated using an emission factor
2019 | NY | Howard Wind Farm | 57867 | 1 | WT | OP | NA | WND |  | 1070488 |  | 0 | EIA Prime Mover-level Data | Estimated using an emission factor
2019 | NY | Howard Wind Farm | 57867 | 2 | WT | OP | NA | WND |  | 79223.85 |  | 0 | EIA Prime Mover-level Data | Estimated using an emission factor
2019 | NY | Howell CSG | 63107 | 1725 | PV | TS | NA | SUN
2019 | NY | Howland CSG | 63055 | 26 | PV | OP | NA | SUN |  | 17994 |  | 0 | EIA Prime Mover-level Data | Estimated using an emission factor
2019 | NY | Hudson Falls Hydroelectric Project | 54953 | GEN1 | HY | OP | NA | WAT |  | 1144094 |  | 1.5381e-07 | EIA Prime Mover-level Data | NEI avg EF - PM, fuel type, firing type
2019 | NY | Hudson Falls Hydroelectric Project | 54953 | GEN2 | HY | OP | NA | WAT |  | 1144094 |  | 1.5381e-07 | EIA Prime Mover-level Data | NEI avg EF - PM, fuel type, firing type
2019 | NY | Huntington Resource Recovery Facility | 50656 | UNIT1 | ST | OP | NA | MSW |  | 1137851 | 0.26626 | 0.000468 | EIA Unit-level Data | Estimated using an emission factor
2019 | NY | Huntington Resource Recovery Facility | 50656 | UNIT2 | ST | OP | NA | MSW |  | 1161247 | 0.27173 | 0.000468 | EIA Unit-level Data | Estimated using an emission factor
2019 | NY | Huntington Resource Recovery Facility | 50656 | UNIT3 | ST | OP | NA | MSW |  | 1177784 | 0.2756 | 0.000468 | EIA Unit-level Data | Estimated using an emission factor
2019 | NY | HVCC Cogen Plant | 58186 | CG01 | IC | OP | NA | NG |  | 18233.45 | 0.0038473 | 0.000422 | EIA Prime Mover-level Data | Estimated using an emission factor
2019 | NY | HVCC Cogen Plant | 58186 | CG02 | IC | OP | NA | NG |  | 18233.45 | 0.0038473 | 0.000422 | EIA Prime Mover-level Data | Estimated using an emission factor
2019 | NY | HVCC Cogen Plant | 58186 | CG03 | IC | OP | NA | NG |  | 28363.14 | 0.0059846 | 0.000422 | EIA Prime Mover-level Data | Estimated using an emission factor
2019 | NY | HVCC Cogen Plant | 58186 | CG04 | IC | OP | NA | NG |  | 28363.14 | 0.0059846 | 0.000422 | EIA Prime Mover-level Data | Estimated using an emission factor
2019 | NY | HVCC Cogen Plant | 58186 | CG05 | IC | SB | NA | DFO |  | 42544.7 | 6.5944 | 0.31 | EIA Prime Mover-level Data | Estimated using an emission factor
2019 | NY | HVCC Cogen Plant | 58186 | CG06 | IC | OP | NA | NG |  | 28363.14 | 0.0059846 | 0.000422 | EIA Prime Mover-level Data | Estimated using an emission factor
2019 | NY | Hydraulic Race | 2578 | 1 | HY | OP | NA | WAT |  | 68552 |  | 1.5381e-07 | EIA Prime Mover-level Data | NEI avg EF - PM, fuel type, firing type
2019 | NY | Hyland LFGTE Facility | 56987 | GEN1 | IC | OP | NA | LFG |  | 129322 | 0.95052 | 0.0147 | EIA Prime Mover-level Data | Estimated using an emission factor
2019 | NY | Hyland LFGTE Facility | 56987 | GEN2 | IC | OP | NA | LFG |  | 129322 | 0.95052 | 0.0147 | EIA Prime Mover-level Data | Estimated using an emission factor
2019 | NY | Hyland LFGTE Facility | 56987 | GEN3 | IC | OP | NA | LFG |  | 129322 | 0.95052 | 0.0147 | EIA Prime Mover-level Data | Estimated using an emission factor
2019 | NY | Hyland LFGTE Facility | 56987 | GEN4 | IC | CN | NA | LFG
2019 | NY | Indian Point 2 | 2497 | 2 | ST | OP | NA | NUC |  | 87207740 |  | 0 | EIA Prime Mover-level Data | Estimated using an emission factor
2019 | NY | Indian Point 3 | 8907 | 3 | ST | OP | NA | NUC |  | 87113280 |  | 0 | EIA Prime Mover-level Data | Estimated using an emission factor
2019 | NY | Inghams | 2579 | 1 | HY | OP | NA | WAT |  | 139227.5 |  | 1.5381e-07 | EIA Prime Mover-level Data | NEI avg EF - PM, fuel type, firing type
2019 | NY | Inghams | 2579 | 2 | HY | OP | NA | WAT |  | 139227.5 |  | 1.5381e-07 | EIA Prime Mover-level Data | NEI avg EF - PM, fuel type, firing type
2019 | NY | Iola Powerhouse & Cogeneration Facility | 62424 | 1 | IC | OP | NA | NG |  | 53783 | 0.011348 | 0.000422 | EIA Prime Mover-level Data | Estimated using an emission factor
2019 | NY | Iola Powerhouse & Cogeneration Facility | 62424 | 2 | IC | OP | NA | NG |  | 53783 | 0.011348 | 0.000422 | EIA Prime Mover-level Data | Estimated using an emission factor
2019 | NY | Iola Powerhouse & Cogeneration Facility | 62424 | 3 | IC | OP | NA | NG |  | 53783 | 0.011348 | 0.000422 | EIA Prime Mover-level Data | Estimated using an emission factor
2019 | NY | IRE Solar I, LLC | 61717 | SSIRE | PV | OP | NA | SUN |  | 11604 |  | 0 | EIA Prime Mover-level Data | Estimated using an emission factor
2019 | NY | Jacobi Medical Center | 63646 | CATA | IC | SB | NA | DFO |  |  |  | 0.30942
2019 | NY | Jacobi Medical Center | 63646 | CATB | IC | SB | NA | DFO |  |  |  | 0.30942
2019 | NY | Jacobi Medical Center | 63646 | CATC | IC | SB | NA | DFO |  |  |  | 0.30942
2019 | NY | Jacobi Medical Center | 63646 | CATD | IC | SB | NA | DFO |  |  |  | 0.30942
2019 | NY | Jacobi Medical Center | 63646 | CU1 | IC | SB | NA | DFO |  |  |  | 0.30942
2019 | NY | Jacobi Medical Center | 63646 | CU2 | IC | SB | NA | DFO |  |  |  | 0.30942
2019 | NY | Jacobi Medical Center | 63646 | CU2SH | IC | SB | NA | DFO |  |  |  | 0.30942
2019 | NY | Jacobi Medical Center | 63646 | CU3 | IC | SB | NA | DFO |  |  |  | 0.30942
2019 | NY | Jacobi Medical Center | 63646 | CU4 | IC | SB | NA | DFO |  |  |  | 0.30942
2019 | NY | Jacobi Medical Center | 63646 | DET | IC | SB | NA | DFO |  |  |  | 0.30942
2019 | NY | Jacobi Medical Center | 63646 | GEN1 | IC | SB | NA | DFO |  |  |  | 0.30942
2019 | NY | Jamaica Bay Peaking | 56141 | 2 | GT | OP | NA | KER |  | 89180 | 1.2122 | 0.027185 | EIA Prime Mover-level Data | NEI avg EF - PM, fuel type
2019 | NY | James A Fitzpatrick | 6110 | 1 | ST | OP | NA | NUC |  | 76799140 |  | 0 | EIA Prime Mover-level Data | Estimated using an emission factor
2019 | NY | Jarvis (Hinckley) | 808 | 1 | HY | OP | NA | WAT |  | 180982.5 |  | 1.5381e-07 | EIA Prime Mover-level Data | NEI avg EF - PM, fuel type, firing type
2019 | NY | Jarvis (Hinckley) | 808 | 2 | HY | OP | NA | WAT |  | 180982.5 |  | 1.5381e-07 | EIA Prime Mover-level Data | NEI avg EF - PM, fuel type, firing type
2019 | NY | Jefferson-Lewis BOCES Solar | 60819 | PV1 | PV | OP | NA | SUN |  | 23763 |  | 0 | EIA Prime Mover-level Data | Estimated using an emission factor
2019 | NY | Jericho Rise Wind Farm LLC | 59629 | GEN1 | WT | OP | NA | WND |  | 2025376 |  | 0 | EIA Prime Mover-level Data | Estimated using an emission factor
2019 | NY | JLL-One Rockwood Road | 62446 | EGEN1 | IC | SB | NA | DFO |  | 86 | 0.013305 | 0.30942 | EIA Prime Mover-level Data | NEI avg EF - PM, fuel type, firing type
2019 | NY | JLL-One Rockwood Road | 62446 | EGEN2 | IC | SB | NA | DFO |  | 86 | 0.013305 | 0.30942 | EIA Prime Mover-level Data | NEI avg EF - PM, fuel type, firing type
2019 | NY | Johnsonville Dam | 2580 | 1 | HY | OP | NA | WAT |  | 27113.5 |  | 1.5381e-07 | EIA Prime Mover-level Data | NEI avg EF - PM, fuel type, firing type
2019 | NY | Johnsonville Dam | 2580 | 2 | HY | OP | NA | WAT |  | 27113.5 |  | 1.5381e-07 | EIA Prime Mover-level Data | NEI avg EF - PM, fuel type, firing type
2019 | NY | Johnstown | 61888 | 10049 | PV | OP | NA | SUN |  | 30328 |  | 0 | EIA Prime Mover-level Data | Estimated using an emission factor
2019 | NY | Johnstown Solar 1, LLC | 63013 | STATE | PV | OP | NA | SUN
2019 | NY | Jordanville Wind Farm | 56398 | 1 | WT | CN | NA | WND
2019 | NY | Kamargo | 2581 | 1 | HY | OP | NA | WAT |  | 68512.66 |  | 1.5381e-07 | EIA Prime Mover-level Data | NEI avg EF - PM, fuel type, firing type
2019 | NY | Kamargo | 2581 | 2 | HY | OP | NA | WAT |  | 68512.66 |  | 1.5381e-07 | EIA Prime Mover-level Data | NEI avg EF - PM, fuel type, firing type
2019 | NY | Kamargo | 2581 | 3 | HY | OP | NA | WAT |  | 68512.66 |  | 1.5381e-07 | EIA Prime Mover-level Data | NEI avg EF - PM, fuel type, firing type
2019 | NY | KCE NY 1 | 62147 | KNY1 | BA | OP | NA | MWH |  | 0 |  |  | EIA Prime Mover-level Data
2019 | NY | Kearsarge Johnstown 1 CSG | 62549 | JOHNN | PV | OP | NA | SUN |  | 20569 |  | 0 | EIA Prime Mover-level Data | Estimated using an emission factor
2019 | NY | Kearsarge Johnstown 2 CSG | 62556 | JOHNS | PV | OP | NA | SUN |  | 28990 |  | 0 | EIA Prime Mover-level Data | Estimated using an emission factor
2019 | NY | Kearsarge Oppenheim CSG | 61917 | OPPEN | PV | OP | NA | SUN |  | 19537 |  | 0 | EIA Prime Mover-level Data | Estimated using an emission factor
2019 | NY | Kelly Bridge Road Community Solar Farm | 62154 | 12 | PV | TS | NA | SUN
2019 | NY | Kensico | 650 | 1 | HY | RE | NA | WAT
2019 | NY | Kensico | 650 | 2 | HY | RE | NA | WAT
2019 | NY | Kensico | 650 | 3 | HY | RE | NA | WAT
2019 | NY | Kent Falls | 2532 | 1 | HY | OP | NA | WAT |  | 41107.87 |  | 1.5381e-07 | EIA Prime Mover-level Data | NEI avg EF - PM, fuel type, firing type
2019 | NY | Kent Falls | 2532 | 2 | HY | OA | NA | WAT |  | 41107.87 |  | 1.5381e-07 | EIA Prime Mover-level Data | NEI avg EF - PM, fuel type, firing type
2019 | NY | Kent Falls | 2532 | 3 | HY | OP | NA | WAT |  | 77077.26 |  | 1.5381e-07 | EIA Prime Mover-level Data | NEI avg EF - PM, fuel type, firing type
2019 | NY | Keuka | 2533 | 1 | HY | RE | NA | WAT
2019 | NY | Kinder Morgan Fordham | 62614 | KMFO1 | PV | OP | NA | SUN |  | 34396 |  | 0 | EIA Prime Mover-level Data | Estimated using an emission factor
2019 | NY | Kings Falls Hydroelectric | 10872 | 1 | HY | OP | NA | WAT |  | 24022 |  | 1.5381e-07 | EIA Prime Mover-level Data | NEI avg EF - PM, fuel type, firing type
2019 | NY | Kings Park Solar I | 59880 | KIPS1 | PV | OP | NA | SUN |  | 26090 |  | 0 | EIA Prime Mover-level Data | Estimated using an emission factor
2019 | NY | Kings Park Solar II | 59881 | KIPS2 | PV | OP | NA | SUN |  | 24245 |  | 0 | EIA Prime Mover-level Data | Estimated using an emission factor
2019 | NY | Kings Plaza Total Energy Plant (TEP) | 63236 | DG2 | IC | OP | NA | NG |  | 54167.5 | 0.011427 | 0.0004219 | EIA Prime Mover-level Data | NEI avg EF - PM, fuel type, firing type
2019 | NY | Kings Plaza Total Energy Plant (TEP) | 63236 | DG3 | IC | OP | NA | NG |  | 54167.5 | 0.011427 | 0.0004219 | EIA Prime Mover-level Data | NEI avg EF - PM, fuel type, firing type
2019 | NY | Kings Plaza Total Energy Plant (TEP) | 63236 | DG4 | IC | OP | NA | NG |  | 54167.5 | 0.011427 | 0.0004219 | EIA Prime Mover-level Data | NEI avg EF - PM, fuel type, firing type
2019 | NY | Kings Plaza Total Energy Plant (TEP) | 63236 | DG5 | IC | OP | NA | NG |  | 54167.5 | 0.011427 | 0.0004219 | EIA Prime Mover-level Data | NEI avg EF - PM, fuel type, firing type
2019 | NY | Kingsbrook Jewish Medical Center | 62050 | 115WA | IC | SB | NA | DFO |  | 18.471 | 0.002863 | 0.31 | EIA Prime Mover-level Data | Estimated using an emission factor
2019 | NY | Kingsbrook Jewish Medical Center | 62050 | SR4 | IC | SB | NA | DFO |  | 110.824 | 0.017178 | 0.31 | EIA Prime Mover-level Data | Estimated using an emission factor
2019 | NY | Kingsbrook Jewish Medical Center | 62050 | VHP59 | IC | SB | NA | DFO |  | 184.706 | 0.028629 | 0.31 | EIA Prime Mover-level Data | Estimated using an emission factor
2019 | NY | Knaggs Brothers Farm | 63230 | KNAGG | PV | OP | NA | SUN |  | 56238 |  | 0 | EIA Prime Mover-level Data | Estimated using an emission factor
2019 | NY | Kosterville | 56705 | 4 | HY | OP | NA | WAT |  | 9661 |  | 1.5381e-07 | EIA Prime Mover-level Data | NEI avg EF - PM, fuel type, firing type
2019 | NY | Kosterville | 56705 | 5 | HY | OP | NA | WAT |  | 9661 |  | 1.5381e-07 | EIA Prime Mover-level Data | NEI avg EF - PM, fuel type, firing type
2019 | NY | Lachute Hydro Lower | 10752 | GEN1 | HY | OP | NA | WAT |  | 192816 |  | 1.5381e-07 | EIA Prime Mover-level Data | NEI avg EF - PM, fuel type, firing type
2019 | NY | Lachute Hydro Upper | 10753 | GEN1 | HY | OP | NA | WAT |  | 192816 |  | 1.5381e-07 | EIA Prime Mover-level Data | NEI avg EF - PM, fuel type, firing type
2019 | NY | Lansing Renewables, LLC | 63337 | 6004 | PV | T | NA | SUN
2019 | NY | Leavenworth Greenworks LLC | 59276 | LEAVG | PV | OP | NA | SUN |  | 155233 |  | 0 | EIA Prime Mover-level Data | Estimated using an emission factor
2019 | NY | Lederle Laboratories | 10521 | BLR3 | CA | OP | NA | DFO |  | 239098.6 | 1.315 | 0.011 | EIA Unit-level Data | Estimated using an emission factor
2019 | NY | Lederle Laboratories | 10521 | BLR4 | CA | OP | NA | DFO |  | 427475.2 | 2.3511 | 0.011 | EIA Unit-level Data | Estimated using an emission factor
2019 | NY | Lederle Laboratories | 10521 | BLR5 | CA | OP | NA | DFO |  | 293331.2 | 1.6133 | 0.011 | EIA Unit-level Data | Estimated using an emission factor
2019 | NY | Lederle Laboratories | 10521 | GEN1 | CT |  | NA | NG |  | 604314 | 1.7393 | 0.0057564 | EIA Unit-level Data | NEI avg EF - PM, fuel type
2019 | NY | Lederle Laboratories | 10521 | GEN2 | CT |  | NA | NG |  | 735067 | 2.1157 | 0.0057564 | EIA Unit-level Data | NEI avg EF - PM, fuel type
2019 | NY | Lederle Laboratories | 10521 | WHSG1 | CA | OP | NA | NG |  | 112660 | 0.023771 | 0.000422 | EIA Unit-level Data | Estimated using an emission factor
2019 | NY | Lederle Laboratories | 10521 | WHSG2 | CA | OP | NA | NG |  | 160079 | 0.033777 | 0.000422 | EIA Unit-level Data | Estimated using an emission factor
2019 | NY | Letchworth Solar Project | 61389 | PV1 | PV | OP | NA | SUN |  | 16447 |  | 0 | EIA Prime Mover-level Data | Estimated using an emission factor
2019 | NY | Lewiston Niagara | 2692 | 1 | PS | OP | NA | WAT |  | 0 |  |  | EIA Prime Mover-level Data
2019 | NY | Lewiston Niagara | 2692 | 2 | PS | OP | NA | WAT |  | 0 |  |  | EIA Prime Mover-level Data
2019 | NY | Lewiston Niagara | 2692 | 3 | PS | OP | NA | WAT |  | 0 |  |  | EIA Prime Mover-level Data
2019 | NY | Lewiston Niagara | 2692 | 4 | PS | OP | NA | WAT |  | 0 |  |  | EIA Prime Mover-level Data
2019 | NY | Lewiston Niagara | 2692 | 5 | PS | OP | NA | WAT |  | 0 |  |  | EIA Prime Mover-level Data
2019 | NY | Lewiston Niagara | 2692 | 6 | PS | OP | NA | WAT |  | 0 |  |  | EIA Prime Mover-level Data
2019 | NY | Lewiston Niagara | 2692 | 7 | PS | OP | NA | WAT |  | 0 |  |  | EIA Prime Mover-level Data
2019 | NY | Lewiston Niagara | 2692 | 8 | PS | OP | NA | WAT |  | 0 |  |  | EIA Prime Mover-level Data
2019 | NY | Lewiston Niagara | 2692 | 9 | PS | OP | NA | WAT |  | 0 |  |  | EIA Prime Mover-level Data
2019 | NY | Lewiston Niagara | 2692 | 10 | PS | OP | NA | WAT |  | 0 |  |  | EIA Prime Mover-level Data
2019 | NY | Lewiston Niagara | 2692 | 11 | PS | OP | NA | WAT |  | 0 |  |  | EIA Prime Mover-level Data
2019 | NY | Lewiston Niagara | 2692 | 12 | PS | OP | NA | WAT |  | 0 |  |  | EIA Prime Mover-level Data
2019 | NY | Lichtenthal | 61469 | LIC01 | PV | OP | NA | SUN |  | 21913 |  | 0 | EIA Prime Mover-level Data | Estimated using an emission factor
2019 | NY | Lighthouse Hill | 2582 | 1 | HY | OP | NA | WAT |  | 112814 |  | 1.5381e-07 | EIA Prime Mover-level Data | NEI avg EF - PM, fuel type, firing type
2019 | NY | Lighthouse Hill | 2582 | 2 | HY | OP | NA | WAT |  | 112814 |  | 1.5381e-07 | EIA Prime Mover-level Data | NEI avg EF - PM, fuel type, firing type
2019 | NY | Lincoln Ave Solar Project | 61899 | LINC | PV | OP | NA | SUN |  | 31439 |  | 0 | EIA Prime Mover-level Data | Estimated using an emission factor
2019 | NY | Little Falls Hydro | 51034 | GEN1 | HY | OP | NA | WAT |  | 303154.5 |  | 1.5381e-07 | EIA Prime Mover-level Data | NEI avg EF - PM, fuel type, firing type
2019 | NY | Little Falls Hydro | 51034 | GEN2 | HY | OP | NA | WAT |  | 303154.5 |  | 1.5381e-07 | EIA Prime Mover-level Data | NEI avg EF - PM, fuel type, firing type
2019 | NY | Lockheed Martin RMS Syracuse | 61739 | SYR1 | BA | OP | NA | MWH
2019 | NY | Long Island Solar Farm LLC | 57589 | 9WUBN | PV | OP | NA | SUN |  | 450773 |  | 0 | EIA Prime Mover-level Data | Estimated using an emission factor
2019 | NY | Longfalls Facility | 54548 | 1 | HY | OP | NA | WAT |  | 8807 |  | 1.5381e-07 | EIA Prime Mover-level Data | NEI avg EF - PM, fuel type, firing type
2019 | NY | Lovett | 2629 | 3 | ST | RE | NA | NG
2019 | NY | Lovett | 2629 | 4 | ST | RE | NA | BIT
2019 | NY | Lovett | 2629 | 5 | ST | RE | NA | BIT
2019 | NY | Lower Beaver Falls Project | 54691 | 2G | HY | OP | NA | WAT |  | 27803 |  | 1.5381e-07 | EIA Prime Mover-level Data | NEI avg EF - PM, fuel type, firing type
2019 | NY | Lower Beaver Falls Project | 54691 | 3G | HY | OP | NA | WAT |  | 27803 |  | 1.5381e-07 | EIA Prime Mover-level Data | NEI avg EF - PM, fuel type, firing type
2019 | NY | Lower Saranac Hydroelectric Facility | 10214 | GEN1 | HY | OP | NA | WAT |  | 140414.6 |  | 1.5381e-07 | EIA Prime Mover-level Data | NEI avg EF - PM, fuel type, firing type
2019 | NY | Lower Saranac Hydroelectric Facility | 10214 | GEN2 | HY | OP | NA | WAT |  | 140414.6 |  | 1.5381e-07 | EIA Prime Mover-level Data | NEI avg EF - PM, fuel type, firing type
2019 | NY | Lower Saranac Hydroelectric Facility | 10214 | GEN3 | HY | OP | NA | WAT |  | 13163.87 |  | 1.5381e-07 | EIA Prime Mover-level Data | NEI avg EF - PM, fuel type, firing type
2019 | NY | Lyons Falls Hydroelectric | 56703 | 1 | HY | OP | NA | WAT |  | 46421.43 |  | 1.5381e-07 | EIA Prime Mover-level Data | NEI avg EF - PM, fuel type, firing type
2019 | NY | Lyons Falls Hydroelectric | 56703 | 6 | HY | OP | NA | WAT |  | 55705.71 |  | 1.5381e-07 | EIA Prime Mover-level Data | NEI avg EF - PM, fuel type, firing type
2019 | NY | Lyons Falls Hydroelectric | 56703 | 7 | HY | OP | NA | WAT |  | 55705.71 |  | 1.5381e-07 | EIA Prime Mover-level Data | NEI avg EF - PM, fuel type, firing type
2019 | NY | Lyons Falls Hydroelectric | 56703 | 8 | HY | OP | NA | WAT |  | 60347.86 |  | 1.5381e-07 | EIA Prime Mover-level Data | NEI avg EF - PM, fuel type, firing type
2019 | NY | Lyons Falls Hydroelectric | 56703 | 9 | HY | OP | NA | WAT |  | 41779.29 |  | 1.5381e-07 | EIA Prime Mover-level Data | NEI avg EF - PM, fuel type, firing type
2019 | NY | Lyonsdale Associates | 50652 | GEN1 | HY | OP | NA | WAT |  | 47409.5 |  | 1.5381e-07 | EIA Prime Mover-level Data | NEI avg EF - PM, fuel type, firing type
2019 | NY | Lyonsdale Associates | 50652 | GEN2 | HY | OP | NA | WAT |  | 47409.5 |  | 1.5381e-07 | EIA Prime Mover-level Data | NEI avg EF - PM, fuel type, firing type
2019 | NY | MacArthur Waste to Energy Facility | 51038 | B1 | ST | OP | NA | MSW |  | 768520.7 | 0.059945 | 0.000156 | EIA Unit-level Data | Estimated using an emission factor
2019 | NY | MacArthur Waste to Energy Facility | 51038 | B2 | ST | OP | NA | MSW |  | 777878.2 | 0.060674 | 0.000156 | EIA Unit-level Data | Estimated using an emission factor
2019 | NY | Macedon | 63407 | 101 | PV | OP | NA | SUN |  | 28358 |  | 0 | EIA Prime Mover-level Data | Estimated using an emission factor
2019 | NY | Macomb | 2583 | 1 | HY | OP | NA | WAT |  | 57369 |  | 1.5381e-07 | EIA Prime Mover-level Data | NEI avg EF - PM, fuel type, firing type
2019 | NY | Madison County | 61725 | PV1 | PV | OP | NA | SUN |  | 23783 |  | 0 | EIA Prime Mover-level Data | Estimated using an emission factor
2019 | NY | Madison Windpower LLC | 55769 | MADW | WT | OP | NA | WND |  | 167653 |  | 0 | EIA Prime Mover-level Data | Estimated using an emission factor
2019 | NY | Maimonides Medical Center | 62174 | 625DI | IC | SB | NA | DFO |  | 40.256 | 0.0062397 | 0.31 | EIA Prime Mover-level Data | Estimated using an emission factor
2019 | NY | Maimonides Medical Center | 62174 | CM500 | IC | SB | NA | DFO |  | 40.256 | 0.0062397 | 0.31 | EIA Prime Mover-level Data | Estimated using an emission factor
2019 | NY | Maimonides Medical Center | 62174 | CM800 | IC | SB | NA | DFO |  | 64.41 | 0.0099836 | 0.31 | EIA Prime Mover-level Data | Estimated using an emission factor
2019 | NY | Maimonides Medical Center | 62174 | CM900 | IC | SB | NA | DFO |  | 72.462 | 0.011232 | 0.31 | EIA Prime Mover-level Data | Estimated using an emission factor
2019 | NY | Maimonides Medical Center | 62174 | CN900 | IC | SB | NA | DFO |  | 72.462 | 0.011232 | 0.31 | EIA Prime Mover-level Data | Estimated using an emission factor
2019 | NY | Maimonides Medical Center | 62174 | ON300 | IC | SB | NA | DFO |  | 24.154 | 0.0037439 | 0.31 | EIA Prime Mover-level Data | Estimated using an emission factor
2019 | NY | Malone Solar Site | 62785 | MALON | PV | OP | NA | SUN |  | 12662 |  | 0 | EIA Prime Mover-level Data | Estimated using an emission factor
2019 | NY | Maple Ridge Wind Farm | 56290 | 1 | WT | OP | NA | WND |  | 2791842 |  | 0 | EIA Prime Mover-level Data | Estimated using an emission factor
2019 | NY | Maple Ridge Wind Farm | 56290 | 2 | WT | OP | NA | WND |  | 672487.4 |  | 0 | EIA Prime Mover-level Data | Estimated using an emission factor
2019 | NY | Maple Ridge Wind Farm | 56290 | 3 | WT | OP | NA | WND |  | 1854435 |  | 0 | EIA Prime Mover-level Data | Estimated using an emission factor
2019 | NY | Maple Ridge Wind Farm | 56290 | 1A | WT | OP | NA | WND |  | 1243083 |  | 0 | EIA Prime Mover-level Data | Estimated using an emission factor
2019 | NY | Marble River Wind Farm | 56857 | GEN1 | WT | OP | NA | WND |  | 4628433 |  | 0 | EIA Prime Mover-level Data | Estimated using an emission factor
2019 | NY | Marsh Hill Wind Farm | 58768 | 1 | WT | OP | NA | WND |  | 448388 |  | 0 | EIA Prime Mover-level Data | Estimated using an emission factor
2019 | NY | Mattas Farms | 62303 | MF01 | PV | OP | NA | SUN |  | 28840 |  | 0 | EIA Prime Mover-level Data | Estimated using an emission factor
2019 | NY | Mechanicville Hydroelectric Station | 62322 | MG8 | HY | OP | NA | WAT |  | 107717 |  | 1.5381e-07 | EIA Prime Mover-level Data | NEI avg EF - PM, fuel type, firing type
2019 | NY | Mechanicville Hydroelectric Station | 62322 | MG9 | HY | OP | NA | WAT |  | 107717 |  | 1.5381e-07 | EIA Prime Mover-level Data | NEI avg EF - PM, fuel type, firing type
2019 | NY | Medusa NY 1 | 63854 | 8175C | PV | T | NA | SUN
2019 | NY | MER Queens | 62576 | MER01 | FC | OP | NA | NG |  | 76577 | 0 | 0 | EIA Prime Mover-level Data | Estimated using an emission factor
2019 | NY | Mercy Medical Center | 58163 | 1 | IC | SB | NA | DFO |  | 4.273 | 0.00066231 | 0.31 | EIA Prime Mover-level Data | Estimated using an emission factor
2019 | NY | Mercy Medical Center | 58163 | 2 | IC | RE | NA | DFO
2019 | NY | Mercy Medical Center | 58163 | 3 | IC | RE | NA | DFO |  |  |  | 0.31
2019 | NY | Mercy Medical Center | 58163 | 4 | IC | SB | NA | DFO |  | 29.909 | 0.0046359 | 0.31 | EIA Prime Mover-level Data | Estimated using an emission factor
2019 | NY | Mercy Medical Center | 58163 | 5 | IC | SB | NA | DFO |  | 12.818 | 0.0019868 | 0.31 | EIA Prime Mover-level Data | Estimated using an emission factor
2019 | NY | Mercy Medical Center | 58163 | 6 | IC | SB | NA | DFO |  | 8.545 | 0.0013245 | 0.31 | EIA Prime Mover-level Data | Estimated using an emission factor
2019 | NY | Mercy Medical Center | 58163 | 7 | IC | SB | NA | DFO |  | 12.818 | 0.0019868 | 0.31 | EIA Prime Mover-level Data | Estimated using an emission factor
2019 | NY | Mercy Medical Center | 58163 | 8 | IC | SB | NA | DFO |  | 25.636 | 0.0039736 | 0.31 | EIA Prime Mover-level Data | Estimated using an emission factor
2019 | NY | Mereand CSG | 63058 | 199 | PV | OP | NA | SUN |  | 28243 |  | 0 | EIA Prime Mover-level Data | Estimated using an emission factor
2019 | NY | Middle Falls Hydro | 10219 | HY1 | HY | OP | NA | WAT |  | 58806 |  | 1.5381e-07 | EIA Prime Mover-level Data | NEI avg EF - PM, fuel type, firing type
2019 | NY | Middle Falls Hydro | 10219 | HY2 | HY | OP | NA | WAT |  | 58806 |  | 1.5381e-07 | EIA Prime Mover-level Data | NEI avg EF - PM, fuel type, firing type
2019 | NY | Middletown NY 1 | 63857 | 8175B | PV | TS | NA | SUN
2019 | NY | Middletown Solar 1, LLC Hybrid | 63415 | BATT | BA | U | NA | MWH
2019 | NY | Middletown Solar 1, LLC Hybrid | 63415 | CENTR | PV | U | NA | SUN
2019 | NY | Mill C | 6486 | 1 | HY | OP | NA | WAT |  | 39732.5 |  | 1.5381e-07 | EIA Prime Mover-level Data | NEI avg EF - PM, fuel type, firing type
2019 | NY | Mill C | 6486 | 2 | HY | OP | NA | WAT |  | 47679 |  | 1.5381e-07 | EIA Prime Mover-level Data | NEI avg EF - PM, fuel type, firing type
2019 | NY | Mill C | 6486 | 3 | HY | OP | NA | WAT |  | 150983.5 |  | 1.5381e-07 | EIA Prime Mover-level Data | NEI avg EF - PM, fuel type, firing type
2019 | NY | Mill Seat Renewable Energy Facility | 61012 | GEN1 | IC | OP | NA | LFG |  | 80316.25 | 0.59032 | 0.0147 | EIA Prime Mover-level Data | Estimated using an emission factor
2019 | NY | Mill Seat Renewable Energy Facility | 61012 | GEN2 | IC | OP | NA | LFG |  | 80316.25 | 0.59032 | 0.0147 | EIA Prime Mover-level Data | Estimated using an emission factor
2019 | NY | Mill Seat Renewable Energy Facility | 61012 | GEN3 | IC | OP | NA | LFG |  | 80316.25 | 0.59032 | 0.0147 | EIA Prime Mover-level Data | Estimated using an emission factor
2019 | NY | Mill Seat Renewable Energy Facility | 61012 | GEN4 | IC | OP | NA | LFG |  | 80316.25 | 0.59032 | 0.0147 | EIA Prime Mover-level Data | Estimated using an emission factor
2019 | NY | Mill Seat Renewable Energy Facility | 61012 | GEN5 | IC | OP | NA | LFG |  | 80316.25 | 0.59032 | 0.0147 | EIA Prime Mover-level Data | Estimated using an emission factor
2019 | NY | Mill Seat Renewable Energy Facility | 61012 | GEN6 | IC | OP | NA | LFG |  | 80316.25 | 0.59032 | 0.0147 | EIA Prime Mover-level Data | Estimated using an emission factor
2019 | NY | Mill Seat Renewable Energy Facility | 61012 | GEN7 | IC | OP | NA | LFG |  | 80316.25 | 0.59032 | 0.0147 | EIA Prime Mover-level Data | Estimated using an emission factor
2019 | NY | Mill Seat Renewable Energy Facility | 61012 | GEN8 | IC | OP | NA | LFG |  | 80316.25 | 0.59032 | 0.0147 | EIA Prime Mover-level Data | Estimated using an emission factor
2019 | NY | Millbrook School | 59789 | PV1 | PV | OP | NA | SUN |  | 17239 |  | 0 | EIA Prime Mover-level Data | Estimated using an emission factor
2019 | NY | Minetto | 2586 | 1 | HY | OP | NA | WAT |  | 67351.8 |  | 1.5381e-07 | EIA Prime Mover-level Data | NEI avg EF - PM, fuel type, firing type
2019 | NY | Minetto | 2586 | 2 | HY | OP | NA | WAT |  | 67351.8 |  | 1.5381e-07 | EIA Prime Mover-level Data | NEI avg EF - PM, fuel type, firing type
2019 | NY | Minetto | 2586 | 3 | HY | OP | NA | WAT |  | 67351.8 |  | 1.5381e-07 | EIA Prime Mover-level Data | NEI avg EF - PM, fuel type, firing type
2019 | NY | Minetto | 2586 | 4 | HY | OP | NA | WAT |  | 67351.8 |  | 1.5381e-07 | EIA Prime Mover-level Data | NEI avg EF - PM, fuel type, firing type
2019 | NY | Minetto | 2586 | 5 | HY | OP | NA | WAT |  | 67351.8 |  | 1.5381e-07 | EIA Prime Mover-level Data | NEI avg EF - PM, fuel type, firing type
2019 | NY | Minisink Community Solar 2 LLC | 62146 | MINI2 | PV | OP | NA | SUN |  | 30657 |  | 0 | EIA Prime Mover-level Data | Estimated using an emission factor
2019 | NY | Minisink Solar 1 LLC | 62145 | MINI1 | PV | OP | NA | SUN |  | 27628 |  | 0 | EIA Prime Mover-level Data | Estimated using an emission factor
2019 | NY | MM Albany Energy | 55155 | UNT1 | IC | OP | NA | LFG |  | 20265.25 | 0.14895 | 0.0147 | EIA Prime Mover-level Data | Estimated using an emission factor
2019 | NY | MM Albany Energy | 55155 | UNT2 | IC | OP | NA | LFG |  | 20265.25 | 0.14895 | 0.0147 | EIA Prime Mover-level Data | Estimated using an emission factor
2019 | NY | MM Albany Energy | 55155 | UNT3 | IC | OP | NA | LFG |  | 20265.25 | 0.14895 | 0.0147 | EIA Prime Mover-level Data | Estimated using an emission factor
2019 | NY | MM Albany Energy | 55155 | UNT4 | IC | OP | NA | LFG |  | 36027.12 | 0.2648 | 0.0147 | EIA Prime Mover-level Data | Estimated using an emission factor
2019 | NY | MM Albany Energy | 55155 | UNT5 | IC | OP | NA | LFG |  | 36027.12 | 0.2648 | 0.0147 | EIA Prime Mover-level Data | Estimated using an emission factor
2019 | NY | Model City Energy Facility | 55757 | GEN1 | IC | OP | NA | LFG |  | 81013.86 | 0.59545 | 0.0147 | EIA Prime Mover-level Data | Estimated using an emission factor
2019 | NY | Model City Energy Facility | 55757 | GEN2 | IC | OP | NA | LFG |  | 81013.86 | 0.59545 | 0.0147 | EIA Prime Mover-level Data | Estimated using an emission factor
2019 | NY | Model City Energy Facility | 55757 | GEN3 | IC | OP | NA | LFG |  | 81013.86 | 0.59545 | 0.0147 | EIA Prime Mover-level Data | Estimated using an emission factor
2019 | NY | Model City Energy Facility | 55757 | GEN4 | IC | OP | NA | LFG |  | 81013.86 | 0.59545 | 0.0147 | EIA Prime Mover-level Data | Estimated using an emission factor
2019 | NY | Model City Energy Facility | 55757 | GEN5 | IC | OP | NA | LFG |  | 81013.86 | 0.59545 | 0.0147 | EIA Prime Mover-level Data | Estimated using an emission factor
2019 | NY | Model City Energy Facility | 55757 | GEN6 | IC | OP | NA | LFG |  | 81013.86 | 0.59545 | 0.0147 | EIA Prime Mover-level Data | Estimated using an emission factor
2019 | NY | Model City Energy Facility | 55757 | GEN7 | IC | OP | NA | LFG |  | 81013.86 | 0.59545 | 0.0147 | EIA Prime Mover-level Data | Estimated using an emission factor
2019 | NY | Modern Innovative Energy LLC | 56323 | GEN1 | IC | OP | NA | LFG |  | 91193 | 0.67027 | 0.0147 | EIA Prime Mover-level Data | Estimated using an emission factor
2019 | NY | Modern Innovative Energy LLC | 56323 | GEN2 | IC | OP | NA | LFG |  | 91193 | 0.67027 | 0.0147 | EIA Prime Mover-level Data | Estimated using an emission factor
2019 | NY | Modern Innovative Energy LLC | 56323 | GEN3 | IC | SB | NA | LFG |  | 91193 | 0.67027 | 0.0147 | EIA Prime Mover-level Data | Estimated using an emission factor
2019 | NY | Modern Innovative Energy LLC | 56323 | GEN4 | IC | SB | NA | LFG |  | 91193 | 0.67027 | 0.0147 | EIA Prime Mover-level Data | Estimated using an emission factor
2019 | NY | Modern Innovative Energy LLC | 56323 | GEN5 | IC | CN | NA | LFG
2019 | NY | Modern Innovative Energy LLC | 56323 | GEN6 | IC | CN | NA | LFG
2019 | NY | Modern Innovative Energy LLC | 56323 | GEN7 | IC | CN | NA | LFG
2019 | NY | Modern Innovative Energy LLC | 56323 | GEN8 | IC | CN | NA | LFG
2019 | NY | Mohonasen Central School District | 63511 | PV1 | PV | OP | NA | SUN |  | 3144 |  | 0 | EIA Prime Mover-level Data | Estimated using an emission factor
2019 | NY | Mongaup | 2630 | GEN1 | HY | OP | NA | WAT |  | 63640 |  | 1.5381e-07 | EIA Prime Mover-level Data | NEI avg EF - PM, fuel type, firing type
2019 | NY | Mongaup | 2630 | GEN2 | HY | OP | NA | WAT |  | 17501 |  | 1.5381e-07 | EIA Prime Mover-level Data | NEI avg EF - PM, fuel type, firing type
2019 | NY | Mongaup | 2630 | GEN3 | HY | OP | NA | WAT |  | 17501 |  | 1.5381e-07 | EIA Prime Mover-level Data | NEI avg EF - PM, fuel type, firing type
2019 | NY | Mongaup | 2630 | GEN4 | HY | OP | NA | WAT |  | 17501 |  | 1.5381e-07 | EIA Prime Mover-level Data | NEI avg EF - PM, fuel type, firing type
2019 | NY | Monroe Community College Plant | 58201 | 1 | IC | OA | NA | NG |  | 36481.5 | 0.0076976 | 0.000422 | EIA Prime Mover-level Data | Estimated using an emission factor
2019 | NY | Monroe Community College Plant | 58201 | 2 | IC | OA | NA | NG |  | 36481.5 | 0.0076976 | 0.000422 | EIA Prime Mover-level Data | Estimated using an emission factor
2019 | NY | Monroe Community College Plant | 58201 | 3 | IC | OA | NA | NG |  | 36481.5 | 0.0076976 | 0.000422 | EIA Prime Mover-level Data | Estimated using an emission factor
2019 | NY | Monroe Community College Plant | 58201 | 4 | IC | OA | NA | NG |  | 36481.5 | 0.0076976 | 0.000422 | EIA Prime Mover-level Data | Estimated using an emission factor
2019 | NY | Monroe County Sites A & B | 61509 | MONA | PV | OP | NA | SUN |  | 21277 |  | 0 | EIA Prime Mover-level Data | Estimated using an emission factor
2019 | NY | Monroe County Sites A & B | 61509 | MONB | PV | OP | NA | SUN |  | 21277 |  | 0 | EIA Prime Mover-level Data | Estimated using an emission factor
2019 | NY | Monroe County Sites C, D, & E | 61510 | MONC | PV | OP | NA | SUN |  | 26513 |  | 0 | EIA Prime Mover-level Data | Estimated using an emission factor
2019 | NY | Monroe County Sites C, D, & E | 61510 | MOND | PV | OP | NA | SUN |  | 26513 |  | 0 | EIA Prime Mover-level Data | Estimated using an emission factor
2019 | NY | Monroe County Sites C, D, & E | 61510 | MONE | PV | OP | NA | SUN |  | 26513 |  | 0 | EIA Prime Mover-level Data | Estimated using an emission factor
2019 | NY | Monroe Livingston Gas Recovery | 50565 | GEN1 | IC | RE | NA | LFG |  | 32964.5 | 0.24229 | 0.0147 | EIA Prime Mover-level Data | Estimated using an emission factor
2019 | NY | Monroe Livingston Gas Recovery | 50565 | GEN2 | IC | RE | NA | LFG |  | 32964.5 | 0.24229 | 0.0147 | EIA Prime Mover-level Data | Estimated using an emission factor
2019 | NY | Monroe Livingston Gas Recovery | 50565 | GEN3 | IC | RE | NA | LFG
2019 | NY | Montauk | 2515 | 2 | IC | RE | NA | DFO
2019 | NY | Montauk | 2515 | 3 | IC | RE | NA | DFO
2019 | NY | Montauk | 2515 | 4 | IC | RE | NA | DFO
2019 | NY | Montauk Energy Storage Center | 62734 | BME | BA | OP | NA | MWH |  | 0 |  |  | EIA Prime Mover-level Data
2019 | NY | Montefieor Medical Center Moses Division | 58507 | EMG01 | IC | SB | NA | DFO |  | 14325.12 | 2.2204 | 0.31 | EIA Prime Mover-level Data | Estimated using an emission factor
2019 | NY | Montefieor Medical Center Moses Division | 58507 | EMG02 | IC | SB | NA | DFO |  | 8595.071 | 1.3322 | 0.31 | EIA Prime Mover-level Data | Estimated using an emission factor
2019 | NY | Montefieor Medical Center Moses Division | 58507 | EMG03 | IC | SB | NA | DFO |  | 8595.071 | 1.3322 | 0.31 | EIA Prime Mover-level Data | Estimated using an emission factor
2019 | NY | Montefieor Medical Center Moses Division | 58507 | EMG04 | IC | SB | NA | DFO |  | 7162.559 | 1.1102 | 0.31 | EIA Prime Mover-level Data | Estimated using an emission factor
2019 | NY | Montefieor Medical Center Moses Division | 58507 | EMG05 | IC | SB | NA | DFO |  | 7162.559 | 1.1102 | 0.31 | EIA Prime Mover-level Data | Estimated using an emission factor
2019 | NY | Montefieor Medical Center Moses Division | 58507 | EMG06 | IC | SB | NA | DFO |  | 4297.536 | 0.66612 | 0.31 | EIA Prime Mover-level Data | Estimated using an emission factor
2019 | NY | Montefieor Medical Center Moses Division | 58507 | EMG07 | IC | SB | NA | DFO |  | 2865.024 | 0.44408 | 0.31 | EIA Prime Mover-level Data | Estimated using an emission factor
2019 | NY | Montefieor Medical Center Moses Division | 58507 | EMG08 | IC | SB | NA | DFO |  | 2865.024 | 0.44408 | 0.31 | EIA Prime Mover-level Data | Estimated using an emission factor
2019 | NY | Montefieor Medical Center Moses Division | 58507 | EMG09 | IC | SB | NA | DFO |  | 28650.24 | 4.4408 | 0.31 | EIA Prime Mover-level Data | Estimated using an emission factor
2019 | NY | Montefieor Medical Center Moses Division | 58507 | EMG10 | IC | SB | NA | DFO |  | 28650.24 | 4.4408 | 0.31 | EIA Prime Mover-level Data | Estimated using an emission factor
2019 | NY | Montefieor Medical Center Moses Division | 58507 | ES006 | GT | OP | NA | NG |  | 444267 | 1.218 | 0.0054834 | EIA Prime Mover-level Data | NEI avg EF - PM, fuel type, firing type
2019 | NY | Montefieor Medical Center Moses Division | 58507 | S0001 | IC | OP | NA | NG |  | 22920.19 | 0.0048362 | 0.000422 | EIA Prime Mover-level Data | Estimated using an emission factor
2019 | NY | Montefieor Medical Center Moses Division | 58507 | S0002 | IC | OP | NA | NG |  | 22920.19 | 0.0048362 | 0.000422 | EIA Prime Mover-level Data | Estimated using an emission factor
2019 | NY | Montefieor Medical Center Moses Division | 58507 | S0003 | IC | OP | NA | NG |  | 22920.19 | 0.0048362 | 0.000422 | EIA Prime Mover-level Data | Estimated using an emission factor
2019 | NY | Montefiore - Westchester Square | 61025 | EGEN1 | IC | SB | NA | DFO |  | 45 | 0.0069619 | 0.30942 | EIA Prime Mover-level Data | NEI avg EF - PM, fuel type, firing type
2019 | NY | Montefiore Mount Vernon Hospital | 62589 | CONP7 | IC | SB | NA | DFO |  | 72.364 | 0.011195 | 0.30942 | EIA Prime Mover-level Data | NEI avg EF - PM, fuel type, firing type
2019 | NY | Montefiore Mount Vernon Hospital | 62589 | DETR4 | IC | SB | NA | DFO |  | 126.636 | 0.019592 | 0.30942 | EIA Prime Mover-level Data | NEI avg EF - PM, fuel type, firing type
2019 | NY | Montefiore Nyack Hospital | 63662 | CAT | IC | SB | NA | DFO |  |  |  | 0.30942
2019 | NY | Montefiore Nyack Hospital | 63662 | DET | IC | SB | NA | DFO |  |  |  | 0.30942
2019 | NY | Montefiore Weiler (Einstein) Hospital | 63539 | CT500 | IC | SB | NA | DFO |  |  |  | 0.30942
2019 | NY | Montefiore Weiler (Einstein) Hospital | 63539 | CU450 | IC | SB | NA | DFO |  |  |  | 0.30942
2019 | NY | Montefiore Weiler (Einstein) Hospital | 63539 | CU500 | IC | SB | NA | DFO |  |  |  | 0.30942
2019 | NY | Montefiore-New Rochelle | 63602 | EG150 | IC | SB | NA | DFO |  |  |  | 0.30942
2019 | NY | Montefiore-New Rochelle | 63602 | EG250 | IC | SB | NA | DFO |  |  |  | 0.30942
2019 | NY | Montefiore-New Rochelle | 63602 | EG300 | IC | SB | NA | DFO |  |  |  | 0.30942
2019 | NY | Montefiore-New Rochelle | 63602 | EG600 | IC | SB | NA | DFO |  |  |  | 0.30942
2019 | NY | Moose River | 10196 | GEN1 | HY | OP | NA | WAT |  | 537899 |  | 1.5381e-07 | EIA Prime Mover-level Data | NEI avg EF - PM, fuel type, firing type
2019 | NY | Moshier | 2588 | 1 | HY | OP | NA | WAT |  | 205757.5 |  | 1.5381e-07 | EIA Prime Mover-level Data | NEI avg EF - PM, fuel type, firing type
2019 | NY | Moshier | 2588 | 2 | HY | OP | NA | WAT |  | 205757.5 |  | 1.5381e-07 | EIA Prime Mover-level Data | NEI avg EF - PM, fuel type, firing type
2019 | NY | Mount Hope East | 63749 | MHE | PV | OP | NA | SUN
2019 | NY | Mount Hope West | 63748 | MHW | PV | U | NA | SUN
2019 | NY | Mount Kisco Landfill Solar & Storage | 63774 | KISCB | BA | TS | NA | MWH
2019 | NY | Mount Kisco Landfill Solar & Storage | 63774 | KRS | PV | T | NA | SUN
2019 | NY | Mount Sinai - Brooklyn | 63581 | CM350 | IC | SB | NA | DFO |  |  |  | 0.30942
2019 | NY | Mount Sinai - Brooklyn | 63581 | DD750 | IC | SB | NA | DFO |  |  |  | 0.30942
2019 | NY | Mount Sinai - Brooklyn | 63581 | KP300 | IC | SB | NA | DFO |  |  |  | 0.30942
2019 | NY | Mount Sinai Beth Israel | 61569 | EGEN1 | IC | SB | NA | DFO |  | 19.75 | 0.0030613 | 0.31 | EIA Prime Mover-level Data | Estimated using an emission factor
2019 | NY | Mount Sinai Beth Israel | 61569 | EGEN2 | IC | SB | NA | DFO |  | 29.625 | 0.0045919 | 0.31 | EIA Prime Mover-level Data | Estimated using an emission factor
2019 | NY | Mount Sinai Beth Israel | 61569 | EGEN3 | IC | RE | NA | DFO |  | 98.75 | 0.015306 | 0.31 | EIA Prime Mover-level Data | Estimated using an emission factor
2019 | NY | Mount Sinai Beth Israel | 61569 | EGEN4 | IC | SB | NA | DFO |  | 29.625 | 0.0045919 | 0.31 | EIA Prime Mover-level Data | Estimated using an emission factor
2019 | NY | Mount Sinai Beth Israel | 61569 | EGEN5 | IC | SB | NA | DFO |  | 19.75 | 0.0030613 | 0.31 | EIA Prime Mover-level Data | Estimated using an emission factor
2019 | NY | Mount Sinai Beth Israel | 61569 | EGEN6 | IC | SB | NA | DFO |  | 29.625 | 0.0045919 | 0.31 | EIA Prime Mover-level Data | Estimated using an emission factor
2019 | NY | Mount Sinai Beth Israel | 61569 | EGEN7 | IC | SB | NA | DFO |  | 79 | 0.012245 | 0.31 | EIA Prime Mover-level Data | Estimated using an emission factor
2019 | NY | Mount Sinai Beth Israel | 61569 | EGEN8 | IC | SB | NA | DFO |  | 79 | 0.012245 | 0.31 | EIA Prime Mover-level Data | Estimated using an emission factor
2019 | NY | Mount Sinai Beth Israel | 61569 | EGEN9 | IC | SB | NA | DFO |  | 88.875 | 0.013776 | 0.31 | EIA Prime Mover-level Data | Estimated using an emission factor
2019 | NY | Mount Sinai Hospital | 61416 | AP1 | IC | SB | NA | DFO |  | 67.754 | 0.010502 | 0.31 | EIA Prime Mover-level Data | Estimated using an emission factor
2019 | NY | Mount Sinai Hospital | 61416 | AP2 | IC | SB | NA | DFO |  | 67.754 | 0.010502 | 0.31 | EIA Prime Mover-level Data | Estimated using an emission factor
2019 | NY | Mount Sinai Hospital | 61416 | AP3 | IC | SB | NA | DFO |  | 67.754 | 0.010502 | 0.31 | EIA Prime Mover-level Data | Estimated using an emission factor
2019 | NY | Mount Sinai Hospital | 61416 | AP4 | IC | SB | NA | DFO |  | 67.754 | 0.010502 | 0.31 | EIA Prime Mover-level Data | Estimated using an emission factor
2019 | NY | Mount Sinai Hospital | 61416 | AP5 | IC | SB | NA | DFO |  | 101.631 | 0.015753 | 0.31 | EIA Prime Mover-level Data | Estimated using an emission factor
2019 | NY | Mount Sinai Hospital | 61416 | AP6 | IC | SB | NA | DFO |  | 101.631 | 0.015753 | 0.31 | EIA Prime Mover-level Data | Estimated using an emission factor
2019 | NY | Mount Sinai Hospital | 61416 | CAM12 | IC | SB | NA | DFO |  | 27.102 | 0.0042008 | 0.31 | EIA Prime Mover-level Data | Estimated using an emission factor
2019 | NY | Mount Sinai Hospital | 61416 | EB10 | IC | SB | NA | DFO |  | 101.631 | 0.015723 | 0.30942 | EIA Prime Mover-level Data | NEI avg EF - PM, fuel type, firing type
2019 | NY | Mount Sinai Hospital | 61416 | EB11 | IC | SB | NA | DFO |  | 101.631 | 0.015723 | 0.30942 | EIA Prime Mover-level Data | NEI avg EF - PM, fuel type, firing type
2019 | NY | Mount Sinai Hospital | 61416 | FPA15 | IC | SB | NA | DFO |  | 40.652 | 0.0063011 | 0.31 | EIA Prime Mover-level Data | Estimated using an emission factor
2019 | NY | Mount Sinai Hospital | 61416 | GP7 | IC | SB | NA | DFO |  | 60.979 | 0.0094517 | 0.31 | EIA Prime Mover-level Data | Estimated using an emission factor
2019 | NY | Mount Sinai Hospital | 61416 | GP8 | IC | SB | NA | DFO |  | 60.979 | 0.0094517 | 0.31 | EIA Prime Mover-level Data | Estimated using an emission factor
2019 | NY | Mount Sinai Hospital | 61416 | GP9 | IC | SB | NA | DFO |  | 60.979 | 0.0094517 | 0.31 | EIA Prime Mover-level Data | Estimated using an emission factor
2019 | NY | Mount Sinai Hospital | 61416 | HES13 | IC | SB | NA | DFO |  | 169.385 | 0.026255 | 0.31 | EIA Prime Mover-level Data | Estimated using an emission factor
2019 | NY | Mount Sinai Hospital | 61416 | HES14 | IC | SB | NA | DFO |  | 169.385 | 0.026255 | 0.31 | EIA Prime Mover-level Data | Estimated using an emission factor
2019 | NY | Mount Sinai South Nassau | 62447 | 1 | IC | SB | NA | DFO |  |  |  | 0.30942
2019 | NY | Mount Sinai South Nassau | 62447 | 2 | IC | SB | NA | DFO |  |  |  | 0.30942
2019 | NY | Mount Sinai South Nassau | 62447 | 3 | IC | SB | NA | DFO |  |  |  | 0.30942
2019 | NY | MSAP 13 | 63675 | TROYL | PV | T | NA | SUN
2019 | NY | Mt Ida Hydroelectric | 50031 | 3983 | HY | OP | NA | WAT |  | 41287.5 |  | 1.5381e-07 | EIA Prime Mover-level Data | NEI avg EF - PM, fuel type, firing type
2019 | NY | Mt Ida Hydroelectric | 50031 | 3986 | HY | OP | NA | WAT |  | 41287.5 |  | 1.5381e-07 | EIA Prime Mover-level Data | NEI avg EF - PM, fuel type, firing type
2019 | NY | Mt.Sinai-St.Lukes Roosevelt Hosp. Center | 62453 | CT250 | IC | SB | NA | DFO |  | 27.591 | 0.0042686 | 0.30942 | EIA Prime Mover-level Data | NEI avg EF - PM, fuel type, firing type
2019 | NY | Mt.Sinai-St.Lukes Roosevelt Hosp. Center | 62453 | CT750 | IC | SB | NA | DFO |  | 73.576 | 0.011383 | 0.30942 | EIA Prime Mover-level Data | NEI avg EF - PM, fuel type, firing type
2019 | NY | Mt.Sinai-St.Lukes Roosevelt Hosp. Center | 62453 | EG1 | IC | SB | NA | DFO |  | 18.394 | 0.0028457 | 0.30942 | EIA Prime Mover-level Data | NEI avg EF - PM, fuel type, firing type
2019 | NY | Mt.Sinai-St.Lukes Roosevelt Hosp. Center | 62453 | EG2 | IC | SB | NA | DFO |  | 27.591 | 0.0042686 | 0.30942 | EIA Prime Mover-level Data | NEI avg EF - PM, fuel type, firing type
2019 | NY | Mt.Sinai-St.Lukes Roosevelt Hosp. Center | 62453 | EG3 | IC | SB | NA | DFO |  | 229.924 | 0.035571 | 0.30942 | EIA Prime Mover-level Data | NEI avg EF - PM, fuel type, firing type
2019 | NY | Mt.Sinai-St.Lukes Roosevelt Hosp. Center | 62453 | EG4 | IC | SB | NA | DFO |  | 229.924 | 0.035571 | 0.30942 | EIA Prime Mover-level Data | NEI avg EF - PM, fuel type, firing type
2019 | NY | Munnsville Wind Farm LLC | 56594 | MU1 | WT | OP | NA | WND |  | 295855 |  | 0 | EIA Prime Mover-level Data | Estimated using an emission factor
2019 | NY | Musgrave East Solar Farm | 61003 | CMUSW | PV | OP | NA | SUN |  | 27968 |  | 0 | EIA Prime Mover-level Data | Estimated using an emission factor
2019 | NY | Musgrave West Solar Farm | 61015 | CMUSW | PV | OP | NA | SUN |  | 27825 |  | 0 | EIA Prime Mover-level Data | Estimated using an emission factor
2019 | NY | Nanticoke LFG | 59816 | BR12 | IC | OP | NA | LFG |  | 254340 | 1.8694 | 0.0147 | EIA Prime Mover-level Data | Estimated using an emission factor
2019 | NY | Neversink | 2483 | H1 | HY | OP | NA | WAT |  | 156995 |  | 1.5381e-07 | EIA Prime Mover-level Data | NEI avg EF - PM, fuel type, firing type
2019 | NY | New York Methodist Hospital | 52091 | 01-8N | IC | SB | NA | DFO |  | 43.091 | 0.0066791 | 0.31 | EIA Prime Mover-level Data | Estimated using an emission factor
2019 | NY | New York Methodist Hospital | 52091 | 02-8P | IC | SB | NA | DFO |  | 53.864 | 0.0083489 | 0.31 | EIA Prime Mover-level Data | Estimated using an emission factor
2019 | NY | New York Methodist Hospital | 52091 | 03-8L | IC | SB | NA | DFO |  | 53.864 | 0.0083489 | 0.31 | EIA Prime Mover-level Data | Estimated using an emission factor
2019 | NY | New York Methodist Hospital | 52091 | 04-6Z | IC | SB | NA | DFO |  | 43.091 | 0.0066791 | 0.31 | EIA Prime Mover-level Data | Estimated using an emission factor
2019 | NY | New York Methodist Hospital | 52091 | 05-6Z | IC | SB | NA | DFO |  | 43.091 | 0.0066791 | 0.31 | EIA Prime Mover-level Data | Estimated using an emission factor
2019 | NY | New York Methodist Hospital | 52091 | 3A | IC | RE | NA | NG
2019 | NY | New York Methodist Hospital | 52091 | 4C | IC | RE | NA | NG
2019 | NY | New York Methodist Hospital | 52091 | CCHEG | IC | TS | NA | DFO
2019 | NY | New York Presbyterian Hospital-168th St | 61026 | CHNY1 | IC | SB | NA | DFO |  | 145.21 | 0.022508 | 0.31 | EIA Prime Mover-level Data | Estimated using an emission factor
2019 | NY | New York Presbyterian Hospital-168th St | 61026 | CHNY2 | IC | SB | NA | DFO |  | 145.21 | 0.022508 | 0.31 | EIA Prime Mover-level Data | Estimated using an emission factor
2019 | NY | New York Presbyterian Hospital-168th St | 61026 | GARG | IC | SB | NA | DFO |  | 7.261 | 0.0011255 | 0.31 | EIA Prime Mover-level Data | Estimated using an emission factor
2019 | NY | New York Presbyterian Hospital-168th St | 61026 | MHB1 | IC | SB | NA | DFO |  | 145.21 | 0.022508 | 0.31 | EIA Prime Mover-level Data | Estimated using an emission factor
2019 | NY | New York Presbyterian Hospital-168th St | 61026 | MHB2 | IC | SB | NA | DFO |  | 101.647 | 0.015755 | 0.31 | EIA Prime Mover-level Data | Estimated using an emission factor
2019 | NY | New York Presbyterian Hospital-168th St | 61026 | MHB3 | IC | SB | NA | DFO |  | 101.647 | 0.015755 | 0.31 | EIA Prime Mover-level Data | Estimated using an emission factor
2019 | NY | New York Presbyterian Hospital-168th St | 61026 | MHB4 | IC | SB | NA | DFO |  | 108.908 | 0.016881 | 0.31 | EIA Prime Mover-level Data | Estimated using an emission factor
2019 | NY | New York Presbyterian Hospital-168th St | 61026 | MHB5 | IC | SB | NA | DFO |  | 108.908 | 0.016881 | 0.31 | EIA Prime Mover-level Data | Estimated using an emission factor
2019 | NY | New York State Dam Hydro | 10221 | GEN1 | HY | OP | NA | WAT |  | 236010 |  | 1.5381e-07 | EIA Prime Mover-level Data | NEI avg EF - PM, fuel type, firing type
2019 | NY | New York State Dam Hydro | 10221 | GEN2 | HY | OP | NA | WAT |  | 236010 |  | 1.5381e-07 | EIA Prime Mover-level Data | NEI avg EF - PM, fuel type, firing type
2019 | NY | New York University Central Plant | 54808 | D2 | IC | SB | NA | DFO |  |  |  | 0.30942
2019 | NY | New York University Central Plant | 54808 | D3 | IC | SB | NA | DFO |  |  |  | 0.30942
2019 | NY | New York University Central Plant | 54808 | D4 | IC | SB | NA | DFO |  |  |  | 0.30942
2019 | NY | New York University Central Plant | 54808 | D5 | IC | SB | NA | DFO |  |  |  | 0.30942
2019 | NY | New York University Central Plant | 54808 | D6 | IC | SB | NA | DFO |  |  |  | 0.30942
2019 | NY | New York University Central Plant | 54808 | D7 | IC | SB | NA | DFO |  |  |  | 0.30942
2019 | NY | New York University Central Plant | 54808 | DI | IC | SB | NA | DFO |  |  |  | 0.30942
2019 | NY | New York University Central Plant | 54808 | GT1 | CT | OP | NA | NG |  | 467627.5 | 1.3459 | 0.0057564 | EIA Prime Mover-level Data | NEI avg EF - PM, fuel type
2019 | NY | New York University Central Plant | 54808 | GT2 | CT | OP | NA | NG |  | 467627.5 | 1.3459 | 0.0057564 | EIA Prime Mover-level Data | NEI avg EF - PM, fuel type
2019 | NY | New York University Central Plant | 54808 | T1 | CA | OP | NA | NG |  | 0 | 0 | 0.0017814 | EIA Prime Mover-level Data | NEI avg EF - PM, fuel type, firing type
2019 | NY | Newfield Community Solar LLC | 62582 | 5216 | PV | OP | NA | SUN |  | 68684 |  | 0 | EIA Prime Mover-level Data | Estimated using an emission factor
2019 | NY | Newport Hydro | 50354 | 1 | HY | OP | NA | WAT |  | 27896.94 |  | 1.5381e-07 | EIA Prime Mover-level Data | NEI avg EF - PM, fuel type, firing type
2019 | NY | Newport Hydro | 50354 | 2 | HY | OP | NA | WAT |  | 27896.94 |  | 1.5381e-07 | EIA Prime Mover-level Data | NEI avg EF - PM, fuel type, firing type
2019 | NY | Newport Hydro | 50354 | 3 | HY | OP | NA | WAT |  | 3487.118 |  | 1.5381e-07 | EIA Prime Mover-level Data | NEI avg EF - PM, fuel type, firing type
2019 | NY | NHH003 Clarkson Fuel Cell | 63648 | NHH03 | FC | OP | NA | NG |  | 61231 | 0 | 0 | EIA Prime Mover-level Data | Estimated using an emission factor
2019 | NY | NHH004 Winthrop Fuel Cell | 63649 | NHH04 | FC | OP | NA | NG |  | 55342 | 0 | 0 | EIA Prime Mover-level Data | Estimated using an emission factor
2019 | NY | Nine Mile Point Nuclear Station | 2589 | 1 | ST | OP | NA | NUC |  | 48075080 |  | 0 | EIA Prime Mover-level Data | Estimated using an emission factor
2019 | NY | Nine Mile Point Nuclear Station | 2589 | 2 | ST | OP | NA | NUC |  | 117125500 |  | 0 | EIA Prime Mover-level Data | Estimated using an emission factor
2019 | NY | NISA Electric Generation Project | 61331 | GEN1 | CT | T | NA | NG
2019 | NY | NISA Electric Generation Project | 61331 | STG1 | CA | T | NA | NG
2019 | NY | Noble Altona Windpark LLC | 56901 | 1 | WT | OP | NA | WND |  | 1527064 |  | 0 | EIA Prime Mover-level Data | Estimated using an emission factor
2019 | NY | Noble Bellmont Windpark LLC | 56903 | 1 | WT | CN | NA | WND
2019 | NY | Noble Bliss Windpark LLC | 56620 | 1 | WT | OP | NA | WND |  | 1837545 |  | 0 | EIA Prime Mover-level Data | Estimated using an emission factor
2019 | NY | Noble Chateaugay Windpark LLC | 56904 | 1 | WT | OP | NA | WND |  | 1755006 |  | 0 | EIA Prime Mover-level Data | Estimated using an emission factor
2019 | NY | Noble Clinton Windpark LLC | 56618 | 1 | WT | OP | NA | WND |  | 1494910 |  | 0 | EIA Prime Mover-level Data | Estimated using an emission factor
2019 | NY | Noble Ellenburg Windpark LLC | 56619 | 1 | WT | OP | NA | WND |  | 1407909 |  | 0 | EIA Prime Mover-level Data | Estimated using an emission factor
2019 | NY | Noble Wethersfield Windpark LLC | 56902 | 1 | WT | OP | NA | WND |  | 2374242 |  | 0 | EIA Prime Mover-level Data | Estimated using an emission factor
2019 | NY | Norfolk | 2590 | 1 | HY | OP | NA | WAT |  | 239963 |  | 1.5381e-07 | EIA Prime Mover-level Data | NEI avg EF - PM, fuel type, firing type
2019 | NY | Normanskill Hydro Project | 50123 | GEN1 | HY | OP | NA | WAT |  | 22349 |  | 1.5381e-07 | EIA Prime Mover-level Data | NEI avg EF - PM, fuel type, firing type
2019 | NY | North Central Bronx Hospital | 63643 | EG1 | IC | SB | NA | DFO |  |  |  | 0.30942
2019 | NY | North Central Bronx Hospital | 63643 | EG2 | IC | SB | NA | DFO |  |  |  | 0.30942
2019 | NY | North County | 58788 | NRT1 | PV | OP | NA | SUN |  | 11148 |  | 0 | EIA Prime Mover-level Data | Estimated using an emission factor
2019 | NY | North Slope, LLC | 60420 | NSPV | WT | L | NA | WND
2019 | NY | Northern Westchester Hospital | 61378 | 1 | IC | SB | NA | DFO |  |  |  | 0.30942
2019 | NY | Northern Westchester Hospital | 61378 | 2 | IC | SB | NA | DFO |  |  |  | 0.30942
2019 | NY | Northern Westchester Hospital | 61378 | 3 | IC | SB | NA | DFO |  |  |  | 0.30942
2019 | NY | Northern Westchester Hospital | 61378 | 4 | IC | SB | NA | DFO |  |  |  | 0.30942
2019 | NY | Northern Westchester Hospital | 61378 | 5 | IC | SB | NA | DFO |  |  |  | 0.30942
2019 | NY | Northern Westchester Hospital | 61378 | P | IC | SB | NA | NG |  |  |  | 0.0004219
2019 | NY | Norwood | 2591 | 1 | HY | OP | NA | WAT |  | 92539 |  | 1.5381e-07 | EIA Prime Mover-level Data | NEI avg EF - PM, fuel type, firing type
2019 | NY | NY - CSG - Ellsworth II | 63800 | 23 | PV | OP | NA | SUN |  | 3828 |  | 0 | EIA Prime Mover-level Data | Estimated using an emission factor
2019 | NY | NY - Presbyt. Hospital - 525 E 68TH St | 61238 | ANX1 | IC | SB | NA | DFO |  | 364.309 | 0.056468 | 0.31 | EIA Prime Mover-level Data | Estimated using an emission factor
2019 | NY | NY - Presbyt. Hospital - 525 E 68TH St | 61238 | ANX2 | IC | SB | NA | DFO |  | 364.309 | 0.056468 | 0.31 | EIA Prime Mover-level Data | Estimated using an emission factor
2019 | NY | NY - Presbyt. Hospital - 525 E 68TH St | 61238 | CGTB | GT | OP | NA | NG |  | 591937 | 1.6229 | 0.0054834 | EIA Prime Mover-level Data | NEI avg EF - PM, fuel type, firing type
2019 | NY | NY - Presbyt. Hospital - 525 E 68TH St | 61238 | DHK1 | IC | SB | NA | DFO |  | 218.586 | 0.033817 | 0.30942 | EIA Prime Mover-level Data | NEI avg EF - PM, fuel type, firing type
2019 | NY | NY - Presbyt. Hospital - 525 E 68TH St | 61238 | DHK2 | IC | SB | NA | DFO |  | 218.586 | 0.033817 | 0.30942 | EIA Prime Mover-level Data | NEI avg EF - PM, fuel type, firing type
2019 | NY | NY - Presbyt. Hospital - 525 E 68TH St | 61238 | DHK3 | IC | SB | NA | DFO |  | 218.586 | 0.033817 | 0.30942 | EIA Prime Mover-level Data | NEI avg EF - PM, fuel type, firing type
2019 | NY | NY - Presbyt. Hospital - 525 E 68TH St | 61238 | GRB1 | IC | SB | NA | DFO |  | 204.013 | 0.031622 | 0.31 | EIA Prime Mover-level Data | Estimated using an emission factor
2019 | NY | NY - Presbyt. Hospital - 525 E 68TH St | 61238 | GRB2 | IC | SB | NA | DFO |  | 204.013 | 0.031622 | 0.31 | EIA Prime Mover-level Data | Estimated using an emission factor
2019 | NY | NY - Presbyt. Hospital - 525 E 68TH St | 61238 | GRB3 | IC | SB | NA | DFO |  | 204.013 | 0.031622 | 0.31 | EIA Prime Mover-level Data | Estimated using an emission factor
2019 | NY | NY - Presbyt. Hospital - 525 E 68TH St | 61238 | GRB4 | IC | SB | NA | DFO |  | 218.586 | 0.033881 | 0.31 | EIA Prime Mover-level Data | Estimated using an emission factor
2019 | NY | NY 26 Carthage CSG | 63224 | X0140 | PV | V | NA | SUN
2019 | NY | NY- CSG- Johnstown 2 | 63780 | JOHN2 | PV | T | NA | SUN
2019 | NY | NY- CSG- Livingston 4 | 63781 | LIV4 | PV | T | NA | SUN
2019 | NY | NY Times Daily Production Facility | 61414 | GEN1 | IC | OP | NA | DFO |  | 115.833 | 0.017954 | 0.31 | EIA Prime Mover-level Data | Estimated using an emission factor
2019 | NY | NY Times Daily Production Facility | 61414 | GEN2 | IC | OP | NA | DFO |  | 115.833 | 0.017954 | 0.31 | EIA Prime Mover-level Data | Estimated using an emission factor
2019 | NY | NY Times Daily Production Facility | 61414 | GEN3 | IC | OP | NA | DFO |  | 115.833 | 0.017954 | 0.31 | EIA Prime Mover-level Data | Estimated using an emission factor
2019 | NY | NY Times Daily Production Facility | 61414 | GEN4 | IC | OP | NA | DFO |  | 115.833 | 0.017954 | 0.31 | EIA Prime Mover-level Data | Estimated using an emission factor
2019 | NY | NY Times Daily Production Facility | 61414 | GEN5 | IC | OP | NA | DFO |  | 115.833 | 0.017954 | 0.31 | EIA Prime Mover-level Data | Estimated using an emission factor
2019 | NY | NY Times Daily Production Facility | 61414 | GEN6 | IC | OP | NA | DFO |  | 115.833 | 0.017954 | 0.31 | EIA Prime Mover-level Data | Estimated using an emission factor
2019 | NY | NY2 Battery | 63584 | NY2 | BA | P | NA | MWH
2019 | NY | NY3 Battery | 63585 | NY3 | BA | P | NA | MWH
2019 | NY | NYC-HH - CONEY ISLAND HOSPITAL | 61413 | GEN1 | IC | SB | NA | DFO |  | 1178.571 | 0.18268 | 0.31 | EIA Prime Mover-level Data | Estimated using an emission factor
2019 | NY | NYC-HH - CONEY ISLAND HOSPITAL | 61413 | GEN2 | IC | SB | NA | DFO |  | 1276.786 | 0.1979 | 0.31 | EIA Prime Mover-level Data | Estimated using an emission factor
2019 | NY | NYC-HH - CONEY ISLAND HOSPITAL | 61413 | GEN3 | IC | SB | NA | DFO |  | 294.643 | 0.04567 | 0.31 | EIA Prime Mover-level Data | Estimated using an emission factor
2019 | NY | NYC-HH-New Bellevue Hospital | 62250 | CAT2H | IC | SB | NA | DFO |  | 113.867 | 0.017649 | 0.31 | EIA Prime Mover-level Data | Estimated using an emission factor
2019 | NY | NYC-HH-New Bellevue Hospital | 62250 | CAT2M | IC | SB | NA | DFO |  | 113.867 | 0.017649 | 0.31 | EIA Prime Mover-level Data | Estimated using an emission factor
2019 | NY | NYC-HH-New Bellevue Hospital | 62250 | CAT2X | IC | SB | NA | DFO |  | 113.867 | 0.017649 | 0.31 | EIA Prime Mover-level Data | Estimated using an emission factor
2019 | NY | NYC-HH-New Bellevue Hospital | 62250 | CAT2Y | IC | SB | NA | DFO |  | 113.867 | 0.017649 | 0.31 | EIA Prime Mover-level Data | Estimated using an emission factor
2019 | NY | NYC-HH-New Bellevue Hospital | 62250 | CAT6M | IC | SB | NA | DFO |  | 85.4 | 0.013237 | 0.31 | EIA Prime Mover-level Data | Estimated using an emission factor
2019 | NY | NYC-HH-New Bellevue Hospital | 62250 | CAT6P | IC | SB | NA | DFO |  | 85.4 | 0.013237 | 0.31 | EIA Prime Mover-level Data | Estimated using an emission factor
2019 | NY | NYC-HH-New Bellevue Hospital | 62250 | CUM6Z | IC | SB | NA | DFO |  | 128.1 | 0.019856 | 0.31 | EIA Prime Mover-level Data | Estimated using an emission factor
2019 | NY | NYC-HH-New Bellevue Hospital | 62250 | RUD3R | IC | SB | NA | DFO |  | 99.633 | 0.015443 | 0.31 | EIA Prime Mover-level Data | Estimated using an emission factor
2019 | NY | NYPH - Lawrence | 63580 | CM175 | IC | SB | NA | DFO |  |  |  | 0.30942
2019 | NY | NYPH - Lawrence | 63580 | DD300 | IC | SB | NA | DFO |  |  |  | 0.30942
2019 | NY | NYPH - Lawrence | 63580 | KL515 | IC | SB | NA | DFO |  |  |  | 0.30942
2019 | NY | NYPH-Queens | 62271 | PB809 | IC | SB | NA | DFO |  | 114.6 | 0.017763 | 0.31 | EIA Prime Mover-level Data | Estimated using an emission factor
2019 | NY | NYPH-Queens | 62271 | PB909 | IC | SB | NA | DFO |  | 114.6 | 0.017763 | 0.31 | EIA Prime Mover-level Data | Estimated using an emission factor
2019 | NY | NYPH-Queens | 62271 | PR601 | IC | SB | NA | DFO |  | 114.6 | 0.017763 | 0.31 | EIA Prime Mover-level Data | Estimated using an emission factor
2019 | NY | NYPH-Queens | 62271 | PR602 | IC | SB | NA | DFO |  | 114.6 | 0.017763 | 0.31 | EIA Prime Mover-level Data | Estimated using an emission factor
2019 | NY | NYPH-Queens | 62271 | PR816 | IC | SB | NA | DFO |  | 114.6 | 0.017763 | 0.31 | EIA Prime Mover-level Data | Estimated using an emission factor
2019 | NY | NYP-Hudson Valley Hospital Center | 62421 | 300DS | IC | SB | NA | DFO |  | 26.276 | 0.0040728 | 0.31 | EIA Prime Mover-level Data | Estimated using an emission factor
2019 | NY | NYP-Hudson Valley Hospital Center | 62421 | 600CP | IC | SB | NA | DFO |  | 52.552 | 0.0081456 | 0.31 | EIA Prime Mover-level Data | Estimated using an emission factor
2019 | NY | NYP-Hudson Valley Hospital Center | 62421 | 600OE | IC | SB | NA | DFO |  | 52.552 | 0.0081456 | 0.31 | EIA Prime Mover-level Data | Estimated using an emission factor
2019 | NY | NYP-Hudson Valley Hospital Center | 62421 | 750RX | IC | SB | NA | DFO |  | 70.069 | 0.010861 | 0.31 | EIA Prime Mover-level Data | Estimated using an emission factor
2019 | NY | NYP-Hudson Valley Hospital Center | 62421 | TER | IC | SB | NA | DFO |  | 52.552 | 0.0081303 | 0.30942 | EIA Prime Mover-level Data | NEI avg EF - PM, fuel type, firing type
2019 | NY | NYP-Lower Manhattan Hospital | 62366 | CATR4 | IC | SB | NA | DFO |  | 254 | 0.03937 | 0.31 | EIA Prime Mover-level Data | Estimated using an emission factor
2019 | NY | NYU Langone - Orthopedic | 63625 | HJD#1 | IC | SB | NA | DFO |  |  |  | 0.30942
2019 | NY | NYU Langone - Orthopedic | 63625 | HJD#2 | IC | SB | NA | DFO |  |  |  | 0.30942
2019 | NY | NYU LANGONE HEALTH | 61488 | ENB1 | IC | SB | NA | DFO |  | 130.026 | 0.020116 | 0.30942 | EIA Prime Mover-level Data | NEI avg EF - PM, fuel type, firing type
2019 | NY | NYU LANGONE HEALTH | 61488 | ENB2 | IC | SB | NA | DFO |  | 130.026 | 0.020116 | 0.30942 | EIA Prime Mover-level Data | NEI avg EF - PM, fuel type, firing type
2019 | NY | NYU LANGONE HEALTH | 61488 | ENB3 | IC | SB | NA | DFO |  | 120.395 | 0.018626 | 0.30942 | EIA Prime Mover-level Data | NEI avg EF - PM, fuel type, firing type
2019 | NY | NYU LANGONE HEALTH | 61488 | GT | GT | OP | NA | NG |  | 1084590 | 2.9736 | 0.0054834 | EIA Prime Mover-level Data | NEI avg EF - PM, fuel type, firing type
2019 | NY | NYU LANGONE HEALTH | 61488 | HCC1 | IC | SB | NA | DFO |  | 48.158 | 0.0074505 | 0.30942 | EIA Prime Mover-level Data | NEI avg EF - PM, fuel type, firing type
2019 | NY | NYU LANGONE HEALTH | 61488 | SCI1 | IC | SB | NA | DFO |  | 144.474 | 0.022351 | 0.30942 | EIA Prime Mover-level Data | NEI avg EF - PM, fuel type, firing type
2019 | NY | NYU LANGONE HEALTH | 61488 | SCI2 | IC | SB | NA | DFO |  | 144.474 | 0.022351 | 0.30942 | EIA Prime Mover-level Data | NEI avg EF - PM, fuel type, firing type
2019 | NY | NYU LANGONE HEALTH | 61488 | SKB1 | IC | SB | NA | DFO |  | 62.605 | 0.0096855 | 0.30942 | EIA Prime Mover-level Data | NEI avg EF - PM, fuel type, firing type
2019 | NY | NYU LANGONE HEALTH | 61488 | SMB1 | IC | SB | NA | DFO |  | 67.421 | 0.010431 | 0.30942 | EIA Prime Mover-level Data | NEI avg EF - PM, fuel type, firing type
2019 | NY | NYU LANGONE HEALTH | 61488 | SMB2 | IC | SB | NA | DFO |  | 67.421 | 0.010431 | 0.30942 | EIA Prime Mover-level Data | NEI avg EF - PM, fuel type, firing type
2019 | NY | NYU Luthern Medical Center | 54769 | GEN1 | IC | OS | NA | NG |  | 68.174 | 1.4385e-05 | 0.000422 | EIA Prime Mover-level Data | Estimated using an emission factor
2019 | NY | NYU Luthern Medical Center | 54769 | GEN2 | IC | OS | NA | NG |  | 68.174 | 1.4385e-05 | 0.000422 | EIA Prime Mover-level Data | Estimated using an emission factor
2019 | NY | NYU Luthern Medical Center | 54769 | GEN3 | IC | SB | NA | DFO |  | 127.826 | 0.019813 | 0.31 | EIA Prime Mover-level Data | Estimated using an emission factor
2019 | NY | NYU Luthern Medical Center | 54769 | GEN4 | IC | SB | NA | DFO |  | 127.826 | 0.019813 | 0.31 | EIA Prime Mover-level Data | Estimated using an emission factor
2019 | NY | OBP Cogen | 57798 | 1OBP | GT | OP | NA | NG |  | 378911 | 1.0389 | 0.0054834 | EIA Prime Mover-level Data | NEI avg EF - PM, fuel type, firing type
2019 | NY | Oceanside Energy | 50348 | GEN5 | IC | RE | NA | LFG
2019 | NY | Oceanside Energy | 50348 | GEN6 | IC | RE | NA | LFG
2019 | NY | Oceanside Energy | 50348 | OS1 | IC | RE | NA | LFG
2019 | NY | Oceanside Energy | 50348 | OS2 | IC | RE | NA | LFG
2019 | NY | Oceanside Energy | 50348 | OS3 | IC | RE | NA | LFG
2019 | NY | Oceanside Energy | 50348 | OS4 | IC | RE | NA | LFG
2019 | NY | Ogdensburg | 52058 | 01 | HY | OP | NA | WAT |  | 15332.8 |  | 1.5381e-07 | EIA Prime Mover-level Data | NEI avg EF - PM, fuel type, firing type
2019 | NY | Ogdensburg | 52058 | 02 | HY | OP | NA | WAT |  | 15332.8 |  | 1.5381e-07 | EIA Prime Mover-level Data | NEI avg EF - PM, fuel type, firing type
2019 | NY | Ogdensburg | 52058 | 03 | HY | OP | NA | WAT |  | 15332.8 |  | 1.5381e-07 | EIA Prime Mover-level Data | NEI avg EF - PM, fuel type, firing type
2019 | NY | Ogdensburg | 52058 | 04 | HY | OP | NA | WAT |  | 15332.8 |  | 1.5381e-07 | EIA Prime Mover-level Data | NEI avg EF - PM, fuel type, firing type
2019 | NY | Ogdensburg | 52058 | 05 | HY | OP | NA | WAT |  | 15332.8 |  | 1.5381e-07 | EIA Prime Mover-level Data | NEI avg EF - PM, fuel type, firing type
2019 | NY | Oneida - South | 60455 | ONS | PV | OP | NA | SUN |  | 23844 |  | 0 | EIA Prime Mover-level Data | Estimated using an emission factor
2019 | NY | Oneida - West | 60456 | ONW | PV | OP | NA | SUN |  | 22768 |  | 0 | EIA Prime Mover-level Data | Estimated using an emission factor
2019 | NY | Oneida County- DPW | 60114 | PV1 | PV | OP | NA | SUN |  | 9110 |  | 0 | EIA Prime Mover-level Data | Estimated using an emission factor
2019 | NY | Oneida Herkimer | 57404 | GEN1 | IC | OP | NA | LFG |  | 140939 | 1.0359 | 0.0147 | EIA Prime Mover-level Data | Estimated using an emission factor
2019 | NY | Oneida Herkimer | 57404 | GEN2 | IC | OP | NA | LFG |  | 140939 | 1.0359 | 0.0147 | EIA Prime Mover-level Data | Estimated using an emission factor
2019 | NY | Onondaga County - Metro Water Board | 60097 | PV1 | PV | OP | NA | SUN |  | 8058 |  | 0 | EIA Prime Mover-level Data | Estimated using an emission factor
2019 | NY | Onondaga County - Oak Orchard WWTP | 60098 | PV1 | PV | OP | NA | SUN |  | 21637 |  | 0 | EIA Prime Mover-level Data | Estimated using an emission factor
2019 | NY | Onondaga County- Clearwater | 60462 | PV1 | PV | OP | NA | SUN |  | 22910 |  | 0 | EIA Prime Mover-level Data | Estimated using an emission factor
2019 | NY | Onondaga County- Jamesville | 60232 | PV1 | PV | OP | NA | SUN |  | 16793 |  | 0 | EIA Prime Mover-level Data | Estimated using an emission factor
2019 | NY | Onondaga County Resource Recovery | 50662 | UNIT1 | ST | OP | NA | MSW |  | 1316104 | 0.41062 | 0.000624 | EIA Unit-level Data | Estimated using an emission factor
2019 | NY | Onondaga County Resource Recovery | 50662 | UNIT2 | ST | OP | NA | MSW |  | 1331785 | 0.41552 | 0.000624 | EIA Unit-level Data | Estimated using an emission factor
2019 | NY | Onondaga County Resource Recovery | 50662 | UNIT3 | ST | OP | NA | MSW |  | 1304279 | 0.40694 | 0.000624 | EIA Unit-level Data | Estimated using an emission factor
2019 | NY | Onondaga Energy Partners LP | 50346 | ON1 | IC | RE | NA | LFG
2019 | NY | Ontario LFGTE | 56250 | GEN1 | IC | OP | NA | LFG |  | 70308.43 | 0.51677 | 0.0147 | EIA Prime Mover-level Data | Estimated using an emission factor
2019 | NY | Ontario LFGTE | 56250 | GEN10 | IC | OP | NA | LFG |  | 140616.9 | 1.0335 | 0.0147 | EIA Prime Mover-level Data | Estimated using an emission factor
2019 | NY | Ontario LFGTE | 56250 | GEN11 | IC | OP | NA | LFG |  | 140616.9 | 1.0335 | 0.0147 | EIA Prime Mover-level Data | Estimated using an emission factor
2019 | NY | Ontario LFGTE | 56250 | GEN2 | IC | OP | NA | LFG |  | 70308.43 | 0.51677 | 0.0147 | EIA Prime Mover-level Data | Estimated using an emission factor
2019 | NY | Ontario LFGTE | 56250 | GEN3 | IC | OP | NA | LFG |  | 70308.43 | 0.51677 | 0.0147 | EIA Prime Mover-level Data | Estimated using an emission factor
2019 | NY | Ontario LFGTE | 56250 | GEN4 | IC | OP | NA | LFG |  | 70308.43 | 0.51677 | 0.0147 | EIA Prime Mover-level Data | Estimated using an emission factor
2019 | NY | Ontario LFGTE | 56250 | GEN5 | IC | OP | NA | LFG |  | 70308.43 | 0.51677 | 0.0147 | EIA Prime Mover-level Data | Estimated using an emission factor
2019 | NY | Ontario LFGTE | 56250 | GEN6 | IC | OP | NA | LFG |  | 70308.43 | 0.51677 | 0.0147 | EIA Prime Mover-level Data | Estimated using an emission factor
2019 | NY | Ontario LFGTE | 56250 | GEN7 | IC | OP | NA | LFG |  | 70308.43 | 0.51677 | 0.0147 | EIA Prime Mover-level Data | Estimated using an emission factor
2019 | NY | Ontario LFGTE | 56250 | GEN8 | IC | OP | NA | LFG |  | 70308.43 | 0.51677 | 0.0147 | EIA Prime Mover-level Data | Estimated using an emission factor
2019 | NY | Ontario LFGTE | 56250 | GEN9 | IC | OP | NA | LFG |  | 140616.9 | 1.0335 | 0.0147 | EIA Prime Mover-level Data | Estimated using an emission factor
2019 | NY | Onyx - Lamphear Road CSG | 60967 | 10016 | PV | OP | NA | SUN |  | 23117 |  | 0 | EIA Prime Mover-level Data | Estimated using an emission factor
2019 | NY | Onyx - Saratoga Springs Landfill Solar CSG | 61724 | 10254 | PV | OP | NA | SUN |  | 25304 |  | 0 | EIA Prime Mover-level Data | Estimated using an emission factor
2019 | NY | Orange County Solar Farm (NY) | 60229 | PV1 | PV | OP | NA | SUN |  | 19678 |  | 0 | EIA Prime Mover-level Data | Estimated using an emission factor
2019 | NY | Oswegatchie | 58678 | 1 | HY | OP | NA | WAT |  | 35291 |  | 1.5381e-07 | EIA Prime Mover-level Data | NEI avg EF - PM, fuel type, firing type
2019 | NY | Oswegatchie | 58678 | 2 | HY | OP | NA | WAT |  | 35291 |  | 1.5381e-07 | EIA Prime Mover-level Data | NEI avg EF - PM, fuel type, firing type
2019 | NY | Oswego County - Fulton Solar | 60818 | PV1 | PV | OP | NA | SUN |  | 15893 |  | 0 | EIA Prime Mover-level Data | Estimated using an emission factor
2019 | NY | Oswego County Energy Recovery | 50907 | UNT1 | ST | OP | NA | MSW |  | 322917.5 | 25.1876 | 0.156 | EIA Prime Mover-level Data | Estimated using an emission factor
2019 | NY | Oswego County Energy Recovery | 50907 | UNT2 | ST | OP | NA | MSW |  | 322917.5 | 25.1876 | 0.156 | EIA Prime Mover-level Data | Estimated using an emission factor
2019 | NY | Oswego Falls East | 2595 | 1 | HY | OP | NA | WAT |  | 97293.66 |  | 1.5381e-07 | EIA Prime Mover-level Data | NEI avg EF - PM, fuel type, firing type
2019 | NY | Oswego Falls East | 2595 | 2 | HY | OP | NA | WAT |  | 97293.66 |  | 1.5381e-07 | EIA Prime Mover-level Data | NEI avg EF - PM, fuel type, firing type
2019 | NY | Oswego Falls East | 2595 | 3 | HY | OP | NA | WAT |  | 97293.66 |  | 1.5381e-07 | EIA Prime Mover-level Data | NEI avg EF - PM, fuel type, firing type
2019 | NY | Oswego Falls West | 2596 | 3 | HY | RE | NA | WAT
2019 | NY | Oswego Falls West | 2596 | 4 | HY | OP | NA | WAT |  | 29463 |  | 1.5381e-07 | EIA Prime Mover-level Data | NEI avg EF - PM, fuel type, firing type
2019 | NY | Oswego Falls West | 2596 | 5 | HY | OP | NA | WAT |  | 29463 |  | 1.5381e-07 | EIA Prime Mover-level Data | NEI avg EF - PM, fuel type, firing type
2019 | NY | Oswego Falls West | 2596 | 6 | HY | OP | NA | WAT |  | 14731.5 |  | 1.5381e-07 | EIA Prime Mover-level Data | NEI avg EF - PM, fuel type, firing type
2019 | NY | Oswego Falls West | 2596 | 7 | HY | OP | NA | WAT |  | 14731.5 |  | 1.5381e-07 | EIA Prime Mover-level Data | NEI avg EF - PM, fuel type, firing type
2019 | NY | Owens Corning at Bethlehem | 58550 | PV1 | PV | OP | NA | SUN |  | 29848 |  | 0 | EIA Prime Mover-level Data | Estimated using an emission factor
2019 | NY | Owlville Creek Solar 2, LLC | 63340 | 6609 | PV | T | NA | SUN
2019 | NY | Owlville Creek Solar, LLC | 63341 | 6608 | PV | T | NA | SUN
2019 | NY | Oyster Bay Energy Partners LP | 50345 | OB1 | IC | RE | NA | LFG
2019 | NY | Oyster Bay Energy Partners LP | 50345 | OB2 | IC | RE | NA | LFG
2019 | NY | Parishville | 2597 | 1 | HY | OP | NA | WAT |  | 180904 |  | 1.5381e-07 | EIA Prime Mover-level Data | NEI avg EF - PM, fuel type, firing type
2019 | NY | Pasto Solar | 62389 | PASTO | PV | OP | NA | SUN |  | 30149 |  | 0 | EIA Prime Mover-level Data | Estimated using an emission factor
2019 | NY | Peak Power 1 Cogen | 57789 | GEN1 | IC | OP | NA | NG |  | 44721.67 | 0.0094363 | 0.000422 | EIA Prime Mover-level Data | Estimated using an emission factor
2019 | NY | Peak Power 1 Cogen | 57789 | GEN2 | IC | OP | NA | NG |  | 44721.67 | 0.0094363 | 0.000422 | EIA Prime Mover-level Data | Estimated using an emission factor
2019 | NY | Peak Power 1 Cogen | 57789 | GEN3 | IC | OP | NA | NG |  | 44721.67 | 0.0094363 | 0.000422 | EIA Prime Mover-level Data | Estimated using an emission factor
2019 | NY | Pearl CSG | 63060 | 28 | PV | OP | NA | SUN |  | 25246 |  | 0 | EIA Prime Mover-level Data | Estimated using an emission factor
2019 | NY | Pearl CSG | 63060 | 29 | PV | OP | NA | SUN |  | 25246 |  | 0 | EIA Prime Mover-level Data | Estimated using an emission factor
2019 | NY | Pearl II | 63405 | 29 | PV | OP | NA | SUN |  | 23051 |  | 0 | EIA Prime Mover-level Data | Estimated using an emission factor
2019 | NY | Philadlephia | 10197 | GEN1 | HY | OP | NA | WAT |  | 131504 |  | 1.5381e-07 | EIA Prime Mover-level Data | NEI avg EF - PM, fuel type, firing type
2019 | NY | Phoenix Hydro Project | 54865 | 1-02 | HY | OP | NA | WAT |  | 52605 |  | 1.5381e-07 | EIA Prime Mover-level Data | NEI avg EF - PM, fuel type, firing type
2019 | NY | Phoenix Hydro Project | 54865 | 2-01 | HY | OP | NA | WAT |  | 52605 |  | 1.5381e-07 | EIA Prime Mover-level Data | NEI avg EF - PM, fuel type, firing type
2019 | NY | Piercefield | 2598 | 1 | HY | OP | NA | WAT |  | 75610 |  | 1.5381e-07 | EIA Prime Mover-level Data | NEI avg EF - PM, fuel type, firing type
2019 | NY | Piercefield | 2598 | 2 | HY | OP | NA | WAT |  | 30244 |  | 1.5381e-07 | EIA Prime Mover-level Data | NEI avg EF - PM, fuel type, firing type
2019 | NY | Piercefield | 2598 | 3 | HY | OP | NA | WAT |  | 30244 |  | 1.5381e-07 | EIA Prime Mover-level Data | NEI avg EF - PM, fuel type, firing type
2019 | NY | Plant No 1 Freeport | 2678 | 1 | IC | RE | NA | DFO
2019 | NY | Plant No 1 Freeport | 2678 | 2 | IC | OP | NA | DFO |  | 195.946 | 0.030372 | 0.31 | EIA Prime Mover-level Data | Estimated using an emission factor
2019 | NY | Plant No 1 Freeport | 2678 | 3 | IC | OP | NA | DFO |  | 209.459 | 0.032466 | 0.31 | EIA Prime Mover-level Data | Estimated using an emission factor
2019 | NY | Plant No 1 Freeport | 2678 | 4 | IC | OP | NA | DFO |  | 344.595 | 0.053412 | 0.31 | EIA Prime Mover-level Data | Estimated using an emission factor
2019 | NY | Plant No 1 Freeport | 2678 | ENG13 | IC | L | NA | LFG
2019 | NY | Podunk Road CSG | 62834 | 871 | PV | OP | NA | SUN |  | 9751 |  | 0 | EIA Prime Mover-level Data | Estimated using an emission factor
2019 | NY | Pool Brook Rd Community Solar Farm | 62156 | 15 | PV | OP | NA | SUN
2019 | NY | Port Leyden Hydroelectric Project | 10817 | GEN1 | HY | OP | NA | WAT |  | 23938 |  | 1.5381e-07 | EIA Prime Mover-level Data | NEI avg EF - PM, fuel type, firing type
2019 | NY | Port Leyden Hydroelectric Project | 10817 | GEN2 | HY | OP | NA | WAT |  | 23938 |  | 1.5381e-07 | EIA Prime Mover-level Data | NEI avg EF - PM, fuel type, firing type
2019 | NY | Port Richmond WWT Solar | 58647 | 1 | PV | OP | NA | SUN |  | 13933 |  | 0 | EIA Prime Mover-level Data | Estimated using an emission factor
2019 | NY | Prospect | 2599 | 1 | HY | OP | NA | WAT |  | 846265 |  | 1.5381e-07 | EIA Prime Mover-level Data | NEI avg EF - PM, fuel type, firing type
2019 | NY | Pyrites Plant | 10547 | GEN1 | HY | OP | NA | WAT |  | 38979.95 |  | 1.5381e-07 | EIA Prime Mover-level Data | NEI avg EF - PM, fuel type, firing type
2019 | NY | Pyrites Plant | 10547 | GEN2 | HY | OP | NA | WAT |  | 113691.5 |  | 1.5381e-07 | EIA Prime Mover-level Data | NEI avg EF - PM, fuel type, firing type
2019 | NY | Pyrites Plant | 10547 | GEN3 | HY | OP | NA | WAT |  | 113691.5 |  | 1.5381e-07 | EIA Prime Mover-level Data | NEI avg EF - PM, fuel type, firing type
2019 | NY | R E Ginna Nuclear Power Plant | 6122 | 1 | ST | OP | NA | NUC |  | 52142190 |  | 0 | EIA Prime Mover-level Data | Estimated using an emission factor
2019 | NY | Rainbow Falls Auscble | 6526 | 1 | HY | OA | NA | WAT |  | 4955 |  | 1.5381e-07 | EIA Prime Mover-level Data | NEI avg EF - PM, fuel type, firing type
2019 | NY | Rainbow Falls Auscble | 6526 | 2 | HY | OA | NA | WAT |  | 4955 |  | 1.5381e-07 | EIA Prime Mover-level Data | NEI avg EF - PM, fuel type, firing type
2019 | NY | Rainbow Falls Hydro | 2600 | 1 | HY | OP | NA | WAT |  | 1122723 |  | 1.5381e-07 | EIA Prime Mover-level Data | NEI avg EF - PM, fuel type, firing type
2019 | NY | Ransomville Solar 1, LLC | 63012 | SWANN | PV | OP | NA | SUN
2019 | NY | Raymondville | 2601 | 1 | HY | OP | NA | WAT |  | 79033 |  | 1.5381e-07 | EIA Prime Mover-level Data | NEI avg EF - PM, fuel type, firing type
2019 | NY | RED-Rochester, LLC-Eastman Business Park | 10025 | KPR1 | HY | OP | NA | WAT |  |  |  | 1.5381e-07
2019 | NY | ReEnergy Lyonsdale Biomass | 54526 | 00001 | ST | RE | NA | WDS |  | 0 |  |  | EIA Unit-level Data
2019 | NY | Regeneron Pharmaceuticals Inc. | 62423 | 735G1 | IC | SB | NA | DFO |  | 298.247 | 0.046228 | 0.31 | EIA Prime Mover-level Data | Estimated using an emission factor
2019 | NY | Regeneron Pharmaceuticals Inc. | 62423 | 735G2 | IC | SB | NA | DFO |  | 198.831 | 0.030819 | 0.31 | EIA Prime Mover-level Data | Estimated using an emission factor
2019 | NY | Regeneron Pharmaceuticals Inc. | 62423 | 745G1 | IC | SB | NA | DFO |  | 298.247 | 0.046228 | 0.31 | EIA Prime Mover-level Data | Estimated using an emission factor
2019 | NY | Regeneron Pharmaceuticals Inc. | 62423 | 745G2 | IC | SB | NA | DFO |  | 298.247 | 0.046228 | 0.31 | EIA Prime Mover-level Data | Estimated using an emission factor
2019 | NY | Regeneron Pharmaceuticals Inc. | 62423 | 765G1 | IC | SB | NA | DFO |  | 497.078 | 0.077047 | 0.31 | EIA Prime Mover-level Data | Estimated using an emission factor
2019 | NY | Regeneron Pharmaceuticals Inc. | 62423 | 771NG | IC | SB | NA | NG |  | 159.065 | 3.3563e-05 | 0.000422 | EIA Prime Mover-level Data | Estimated using an emission factor
2019 | NY | Regeneron Pharmaceuticals Inc. | 62423 | 777G1 | IC | SB | NA | DFO |  | 198.831 | 0.030819 | 0.31 | EIA Prime Mover-level Data | Estimated using an emission factor
2019 | NY | Regeneron Pharmaceuticals Inc. | 62423 | 777NG | IC | SB | NA | NG |  | 79.532 | 1.6781e-05 | 0.000422 | EIA Prime Mover-level Data | Estimated using an emission factor
2019 | NY | Regeneron Pharmaceuticals Inc. | 62423 | 778NG | IC | SB | NA | NG |  | 39.766 | 8.3906e-06 | 0.000422 | EIA Prime Mover-level Data | Estimated using an emission factor
2019 | NY | Regeneron Pharmaceuticals Inc. | 62423 | 785G1 | IC | SB | NA | DFO |  | 198.831 | 0.030819 | 0.31 | EIA Prime Mover-level Data | Estimated using an emission factor
2019 | NY | Regeneron Pharmaceuticals Inc. | 62423 | 795G1 | IC | SB | NA | DFO |  | 397.662 | 0.061638 | 0.31 | EIA Prime Mover-level Data | Estimated using an emission factor
2019 | NY | Regeneron Pharmaceuticals Inc. | 62423 | 795G2 | IC | SB | NA | DFO |  | 397.662 | 0.061638 | 0.31 | EIA Prime Mover-level Data | Estimated using an emission factor
2019 | NY | Regeneron Tarrytown | 62456 | RGP00 | FC | OP | NA | NG |  | 80975 | 0 | 0 | EIA Prime Mover-level Data | Estimated using an emission factor
2019 | NY | Richmond University Medical Center | 63553 | CT200 | IC | SB | NA | DFO |  |  |  | 0.30942
2019 | NY | Richmond University Medical Center | 63553 | CU600 | IC | SB | NA | DFO |  |  |  | 0.30942
2019 | NY | Richmond University Medical Center | 63553 | CU750 | IC | SB | NA | DFO |  |  |  | 0.30942
2019 | NY | Riley Road LLC | 63369 | RILE1 | PV | OP | NA | SUN |  | 6522 |  | 0 | EIA Prime Mover-level Data | Estimated using an emission factor
2019 | NY | Riley Road LLC | 63369 | RILE2 | PV | OP | NA | SUN |  | 6522 |  | 0 | EIA Prime Mover-level Data | Estimated using an emission factor
2019 | NY | Rio | 2631 | RIO | HY | OP | NA | WAT |  | 279635.2 |  | 1.5381e-07 | EIA Prime Mover-level Data | NEI avg EF - PM, fuel type, firing type
2019 | NY | Rio | 2631 | RIO2 | HY | OP | NA | WAT |  | 22370.81 |  | 1.5381e-07 | EIA Prime Mover-level Data | NEI avg EF - PM, fuel type, firing type
2019 | NY | Ripley Westfield Wind LLC | 57193 | WTG | WT | CN | NA | WND
2019 | NY | RIT Henrietta Solar 1, LLC | 62810 | 13500 | PV | OP | NA | SUN |  | 21690 |  | 0 | EIA Prime Mover-level Data | Estimated using an emission factor
2019 | NY | Riverhead | 58789 | RVH1 | PV | OP | NA | SUN |  | 14585 |  | 0 | EIA Prime Mover-level Data | Estimated using an emission factor
2019 | NY | Riverhead Solar Farm | 62017 | RIV1 | PV | OP | NA | SUN |  | 141386 |  | 0 | EIA Prime Mover-level Data | Estimated using an emission factor
2019 | NY | Roaring Brook, LLC | 61041 | WT1 | WT | T | NA | WND
2019 | NY | Robert Moses Niagara | 2693 | 1 | HY | OP | NA | WAT |  | 11993510 |  | 1.5381e-07 | EIA Prime Mover-level Data | NEI avg EF - PM, fuel type, firing type
2019 | NY | Robert Moses Niagara | 2693 | 2 | HY | OP | NA | WAT |  | 11993510 |  | 1.5381e-07 | EIA Prime Mover-level Data | NEI avg EF - PM, fuel type, firing type
2019 | NY | Robert Moses Niagara | 2693 | 3 | HY | OP | NA | WAT |  | 11993510 |  | 1.5381e-07 | EIA Prime Mover-level Data | NEI avg EF - PM, fuel type, firing type
2019 | NY | Robert Moses Niagara | 2693 | 4 | HY | OP | NA | WAT |  | 11993510 |  | 1.5381e-07 | EIA Prime Mover-level Data | NEI avg EF - PM, fuel type, firing type
2019 | NY | Robert Moses Niagara | 2693 | 5 | HY | OP | NA | WAT |  | 11993510 |  | 1.5381e-07 | EIA Prime Mover-level Data | NEI avg EF - PM, fuel type, firing type
2019 | NY | Robert Moses Niagara | 2693 | 6 | HY | OP | NA | WAT |  | 11993510 |  | 1.5381e-07 | EIA Prime Mover-level Data | NEI avg EF - PM, fuel type, firing type
2019 | NY | Robert Moses Niagara | 2693 | 7 | HY | OP | NA | WAT |  | 11993510 |  | 1.5381e-07 | EIA Prime Mover-level Data | NEI avg EF - PM, fuel type, firing type
2019 | NY | Robert Moses Niagara | 2693 | 8 | HY | OP | NA | WAT |  | 9315891 |  | 1.5381e-07 | EIA Prime Mover-level Data | NEI avg EF - PM, fuel type, firing type
2019 | NY | Robert Moses Niagara | 2693 | 9 | HY | OP | NA | WAT |  | 9315891 |  | 1.5381e-07 | EIA Prime Mover-level Data | NEI avg EF - PM, fuel type, firing type
2019 | NY | Robert Moses Niagara | 2693 | 10 | HY | OP | NA | WAT |  | 11993510 |  | 1.5381e-07 | EIA Prime Mover-level Data | NEI avg EF - PM, fuel type, firing type
2019 | NY | Robert Moses Niagara | 2693 | 11 | HY | OP | NA | WAT |  | 11993510 |  | 1.5381e-07 | EIA Prime Mover-level Data | NEI avg EF - PM, fuel type, firing type
2019 | NY | Robert Moses Niagara | 2693 | 12 | HY | OP | NA | WAT |  | 11993510 |  | 1.5381e-07 | EIA Prime Mover-level Data | NEI avg EF - PM, fuel type, firing type
2019 | NY | Robert Moses Niagara | 2693 | 13 | HY | OP | NA | WAT |  | 11993510 |  | 1.5381e-07 | EIA Prime Mover-level Data | NEI avg EF - PM, fuel type, firing type
2019 | NY | Robert Moses Power Dam | 2694 | 17 | HY | OP | NA | WAT |  | 4275765 |  | 1.5381e-07 | EIA Prime Mover-level Data | NEI avg EF - PM, fuel type, firing type
2019 | NY | Robert Moses Power Dam | 2694 | 18 | HY | OP | NA | WAT |  | 4275765 |  | 1.5381e-07 | EIA Prime Mover-level Data | NEI avg EF - PM, fuel type, firing type
2019 | NY | Robert Moses Power Dam | 2694 | 19 | HY | OP | NA | WAT |  | 4275765 |  | 1.5381e-07 | EIA Prime Mover-level Data | NEI avg EF - PM, fuel type, firing type
2019 | NY | Robert Moses Power Dam | 2694 | 20 | HY | OP | NA | WAT |  | 4275765 |  | 1.5381e-07 | EIA Prime Mover-level Data | NEI avg EF - PM, fuel type, firing type
2019 | NY | Robert Moses Power Dam | 2694 | 21 | HY | OP | NA | WAT |  | 4275765 |  | 1.5381e-07 | EIA Prime Mover-level Data | NEI avg EF - PM, fuel type, firing type
2019 | NY | Robert Moses Power Dam | 2694 | 22 | HY | OP | NA | WAT |  | 4275765 |  | 1.5381e-07 | EIA Prime Mover-level Data | NEI avg EF - PM, fuel type, firing type
2019 | NY | Robert Moses Power Dam | 2694 | 23 | HY | OP | NA | WAT |  | 4275765 |  | 1.5381e-07 | EIA Prime Mover-level Data | NEI avg EF - PM, fuel type, firing type
2019 | NY | Robert Moses Power Dam | 2694 | 24 | HY | OP | NA | WAT |  | 4275765 |  | 1.5381e-07 | EIA Prime Mover-level Data | NEI avg EF - PM, fuel type, firing type
2019 | NY | Robert Moses Power Dam | 2694 | 25 | HY | OP | NA | WAT |  | 4275765 |  | 1.5381e-07 | EIA Prime Mover-level Data | NEI avg EF - PM, fuel type, firing type
2019 | NY | Robert Moses Power Dam | 2694 | 26 | HY | OP | NA | WAT |  | 4275765 |  | 1.5381e-07 | EIA Prime Mover-level Data | NEI avg EF - PM, fuel type, firing type
2019 | NY | Robert Moses Power Dam | 2694 | 27 | HY | OP | NA | WAT |  | 4275765 |  | 1.5381e-07 | EIA Prime Mover-level Data | NEI avg EF - PM, fuel type, firing type
2019 | NY | Robert Moses Power Dam | 2694 | 28 | HY | OP | NA | WAT |  | 4275765 |  | 1.5381e-07 | EIA Prime Mover-level Data | NEI avg EF - PM, fuel type, firing type
2019 | NY | Robert Moses Power Dam | 2694 | 29 | HY | OP | NA | WAT |  | 4275765 |  | 1.5381e-07 | EIA Prime Mover-level Data | NEI avg EF - PM, fuel type, firing type
2019 | NY | Robert Moses Power Dam | 2694 | 30 | HY | OP | NA | WAT |  | 4275765 |  | 1.5381e-07 | EIA Prime Mover-level Data | NEI avg EF - PM, fuel type, firing type
2019 | NY | Robert Moses Power Dam | 2694 | 31 | HY | OP | NA | WAT |  | 4275765 |  | 1.5381e-07 | EIA Prime Mover-level Data | NEI avg EF - PM, fuel type, firing type
2019 | NY | Robert Moses Power Dam | 2694 | 32 | HY | OP | NA | WAT |  | 4275765 |  | 1.5381e-07 | EIA Prime Mover-level Data | NEI avg EF - PM, fuel type, firing type
2019 | NY | Rochester 2 | 2639 | 1 | HY | OP | NA | WAT |  | 161110 |  | 1.5381e-07 | EIA Prime Mover-level Data | NEI avg EF - PM, fuel type, firing type
2019 | NY | Rochester 26 | 2638 | 1 | HY | OP | NA | WAT |  | 70885 |  | 1.5381e-07 | EIA Prime Mover-level Data | NEI avg EF - PM, fuel type, firing type
2019 | NY | Rochester 3 | 2640 | 13 | GT | RE | NA | DFO
2019 | NY | Rochester 5 | 2641 | 2 | HY | OP | NA | WAT |  | 1145.248 |  | 1.5381e-07 | EIA Prime Mover-level Data | NEI avg EF - PM, fuel type, firing type
2019 | NY | Rochester 5 | 2641 | HY1 | HY | OP | NA | WAT |  | 1145.248 |  | 1.5381e-07 | EIA Prime Mover-level Data | NEI avg EF - PM, fuel type, firing type
2019 | NY | Rochester 5 | 2641 | HY3 | HY | OP | NA | WAT |  | 1610.505 |  | 1.5381e-07 | EIA Prime Mover-level Data | NEI avg EF - PM, fuel type, firing type
2019 | NY | Rochester 7 | 2642 | 1 | ST | RE | NA | BIT
2019 | NY | Rochester 7 | 2642 | 2 | ST | RE | NA | BIT
2019 | NY | Rochester 7 | 2642 | 3 | ST | RE | NA | BIT
2019 | NY | Rochester 7 | 2642 | 4 | ST | RE | NA | BIT
2019 | NY | Rochester 9 | 2644 | 2 | GT | RE | NA | NG
2019 | NY | Rockland Bakery Inc. | 62619 | CAT1 | IC | SB | NA | NG |  | 100.875 | 2.1279e-05 | 0.0004219 | EIA Prime Mover-level Data | NEI avg EF - PM, fuel type, firing type
2019 | NY | Rockland Bakery Inc. | 62619 | CAT2 | IC | SB | NA | NG |  | 100.875 | 2.1279e-05 | 0.0004219 | EIA Prime Mover-level Data | NEI avg EF - PM, fuel type, firing type
2019 | NY | Rockland Bakery Inc. | 62619 | CAT3 | IC | SB | NA | NG |  | 100.875 | 2.1279e-05 | 0.0004219 | EIA Prime Mover-level Data | NEI avg EF - PM, fuel type, firing type
2019 | NY | Rockland Bakery Inc. | 62619 | CATE4 | IC | SB | NA | DFO |  | 235.375 | 0.036415 | 0.30942 | EIA Prime Mover-level Data | NEI avg EF - PM, fuel type, firing type
2019 | NY | Rolling Upland Wind Farm LLC | 62262 | GEN1 | WT | P | NA | WND
2019 | NY | Route 14A CDG Solar North and South LLC | 62580 | 6081 | PV | OP | NA | SUN |  | 50130 |  | 0 | EIA Prime Mover-level Data | Estimated using an emission factor
2019 | NY | Route 19 #1 Community Solar Farm | 62500 | 1258 | PV | T | NA | SUN
2019 | NY | Route 19 #2 Community Solar Farm | 62502 | 1415 | PV | T | NA | SUN
2019 | NY | Route 22 Community Solar Farm | 62524 | 1444 | PV | T | NA | SUN
2019 | NY | Route 5 & 20 Community Solar Farm | 62523 | 1093 | PV | L | NA | SUN
2019 | NY | RT 52 Walden Solar 1, LLC Hybrid | 63000 | BESS | BA | TS | NA | MWH
2019 | NY | RT 52 Walden Solar 1, LLC Hybrid | 63000 | WALDN | PV | OP | NA | SUN
2019 | NY | Sacket Lake Rd #1 Community Solar Farm | 62158 | 11 | PV | V | NA | SUN
2019 | NY | Sacket Lake Rd #2 Community Solar Farm | 62159 | 20 | PV | OP | NA | SUN |  | 27405 |  | 0 | EIA Prime Mover-level Data | Estimated using an emission factor
2019 | NY | Saint Catherine of Siena Medical Center | 62003 | 5FPX4 | IC | SB | NA | DFO |  | 78.182 | 0.012118 | 0.31 | EIA Prime Mover-level Data | Estimated using an emission factor
2019 | NY | Saint Catherine of Siena Medical Center | 62003 | 855G3 | IC | SB | NA | DFO |  | 39.091 | 0.0060591 | 0.31 | EIA Prime Mover-level Data | Estimated using an emission factor
2019 | NY | Saint Catherine of Siena Medical Center | 62003 | D400F | IC | SB | NA | DFO |  | 39.091 | 0.0060591 | 0.31 | EIA Prime Mover-level Data | Estimated using an emission factor
2019 | NY | Saint Catherine of Siena Medical Center | 62003 | DFG65 | IC | SB | NA | DFO |  | 19.545 | 0.0030295 | 0.31 | EIA Prime Mover-level Data | Estimated using an emission factor
2019 | NY | Saint Catherine of Siena Medical Center | 62003 | E4486 | IC | SB | NA | DFO |  | 39.091 | 0.0060591 | 0.31 | EIA Prime Mover-level Data | Estimated using an emission factor
2019 | NY | Saratoga Solar LLC | 63373 | SARAT | PV | OP | NA | SUN
2019 | NY | Schaghticoke | 2606 | 1 | HY | OP | NA | WAT |  | 149618.5 |  | 1.5381e-07 | EIA Prime Mover-level Data | NEI avg EF - PM, fuel type, firing type
2019 | NY | Schaghticoke | 2606 | 2 | HY | OP | NA | WAT |  | 149618.5 |  | 1.5381e-07 | EIA Prime Mover-level Data | NEI avg EF - PM, fuel type, firing type
2019 | NY | Schaghticoke | 2606 | 3 | HY | OP | NA | WAT |  | 149618.5 |  | 1.5381e-07 | EIA Prime Mover-level Data | NEI avg EF - PM, fuel type, firing type
2019 | NY | Schaghticoke | 2606 | 4 | HY | OP | NA | WAT |  | 149618.5 |  | 1.5381e-07 | EIA Prime Mover-level Data | NEI avg EF - PM, fuel type, firing type
2019 | NY | School Street | 2605 | 1 | HY | OP | NA | WAT |  | 286002.8 |  | 1.5381e-07 | EIA Prime Mover-level Data | NEI avg EF - PM, fuel type, firing type
2019 | NY | School Street | 2605 | 2 | HY | OP | NA | WAT |  | 250252.5 |  | 1.5381e-07 | EIA Prime Mover-level Data | NEI avg EF - PM, fuel type, firing type
2019 | NY | School Street | 2605 | 3 | HY | OP | NA | WAT |  | 250252.5 |  | 1.5381e-07 | EIA Prime Mover-level Data | NEI avg EF - PM, fuel type, firing type
2019 | NY | School Street | 2605 | 4 | HY | OP | NA | WAT |  | 250252.5 |  | 1.5381e-07 | EIA Prime Mover-level Data | NEI avg EF - PM, fuel type, firing type
2019 | NY | School Street | 2605 | 5 | HY | OP | NA | WAT |  | 464754.7 |  | 1.5381e-07 | EIA Prime Mover-level Data | NEI avg EF - PM, fuel type, firing type
2019 | NY | Schuylerville | 2607 | 1 | HY | OP | NA | WAT |  | 76565 |  | 1.5381e-07 | EIA Prime Mover-level Data | NEI avg EF - PM, fuel type, firing type
2019 | NY | SDM000 Clarkson Fuel Cell | 63647 | SDM00 | FC | OP | NA | NG |  | 97899 | 0 | 0 | EIA Prime Mover-level Data | Estimated using an emission factor
2019 | NY | Seneca Energy | 54782 | GE10 | IC | OP | NA | LFG |  | 57524.73 | 0.42281 | 0.0147 | EIA Prime Mover-level Data | Estimated using an emission factor
2019 | NY | Seneca Energy | 54782 | GE11 | IC | OP | NA | LFG |  | 57524.73 | 0.42281 | 0.0147 | EIA Prime Mover-level Data | Estimated using an emission factor
2019 | NY | Seneca Energy | 54782 | GE12 | IC | OP | NA | LFG |  | 57524.73 | 0.42281 | 0.0147 | EIA Prime Mover-level Data | Estimated using an emission factor
2019 | NY | Seneca Energy | 54782 | GE13 | IC | OP | NA | LFG |  | 57524.73 | 0.42281 | 0.0147 | EIA Prime Mover-level Data | Estimated using an emission factor
2019 | NY | Seneca Energy | 54782 | GE14 | IC | OP | NA | LFG |  | 57524.73 | 0.42281 | 0.0147 | EIA Prime Mover-level Data | Estimated using an emission factor
2019 | NY | Seneca Energy | 54782 | GE15 | IC | OP | NA | LFG |  | 115049.5 | 0.84561 | 0.0147 | EIA Prime Mover-level Data | Estimated using an emission factor
2019 | NY | Seneca Energy | 54782 | GE16 | IC | OP | NA | LFG |  | 115049.5 | 0.84561 | 0.0147 | EIA Prime Mover-level Data | Estimated using an emission factor
2019 | NY | Seneca Energy | 54782 | GE17 | IC | OP | NA | LFG |  | 115049.5 | 0.84561 | 0.0147 | EIA Prime Mover-level Data | Estimated using an emission factor
2019 | NY | Seneca Energy | 54782 | GE18 | IC | OP | NA | LFG |  | 115049.5 | 0.84561 | 0.0147 | EIA Prime Mover-level Data | Estimated using an emission factor
2019 | NY | Seneca Energy | 54782 | GE19 | IC | CN | NA | LFG
2019 | NY | Seneca Energy | 54782 | GE20 | IC | CN | NA | LFG
2019 | NY | Seneca Energy | 54782 | GE21 | IC | CN | NA | LFG
2019 | NY | Seneca Energy | 54782 | GE22 | IC | CN | NA | LFG
2019 | NY | Seneca Energy | 54782 | GEN1 | IC | OP | NA | LFG |  | 57524.73 | 0.42281 | 0.0147 | EIA Prime Mover-level Data | Estimated using an emission factor
2019 | NY | Seneca Energy | 54782 | GEN2 | IC | OP | NA | LFG |  | 57524.73 | 0.42281 | 0.0147 | EIA Prime Mover-level Data | Estimated using an emission factor
2019 | NY | Seneca Energy | 54782 | GEN3 | IC | OP | NA | LFG |  | 57524.73 | 0.42281 | 0.0147 | EIA Prime Mover-level Data | Estimated using an emission factor
2019 | NY | Seneca Energy | 54782 | GEN4 | IC | OP | NA | LFG |  | 57524.73 | 0.42281 | 0.0147 | EIA Prime Mover-level Data | Estimated using an emission factor
2019 | NY | Seneca Energy | 54782 | GEN5 | IC | OP | NA | LFG |  | 57524.73 | 0.42281 | 0.0147 | EIA Prime Mover-level Data | Estimated using an emission factor
2019 | NY | Seneca Energy | 54782 | GEN6 | IC | OP | NA | LFG |  | 57524.73 | 0.42281 | 0.0147 | EIA Prime Mover-level Data | Estimated using an emission factor
2019 | NY | Seneca Energy | 54782 | GEN7 | IC | OP | NA | LFG |  | 57524.73 | 0.42281 | 0.0147 | EIA Prime Mover-level Data | Estimated using an emission factor
2019 | NY | Seneca Energy | 54782 | GEN8 | IC | OP | NA | LFG |  | 57524.73 | 0.42281 | 0.0147 | EIA Prime Mover-level Data | Estimated using an emission factor
2019 | NY | Seneca Energy | 54782 | GEN9 | IC | OP | NA | LFG |  | 57524.73 | 0.42281 | 0.0147 | EIA Prime Mover-level Data | Estimated using an emission factor
2019 | NY | Seneca Falls Hydroelectric Project | 61641 | 23 | HY | OP | NA | WAT |  | 50853.67 |  | 1.5381e-07 | EIA Prime Mover-level Data | NEI avg EF - PM, fuel type, firing type
2019 | NY | Seneca Falls Hydroelectric Project | 61641 | 24 | HY | OP | NA | WAT |  | 50853.67 |  | 1.5381e-07 | EIA Prime Mover-level Data | NEI avg EF - PM, fuel type, firing type
2019 | NY | Seneca Falls Hydroelectric Project | 61641 | 25 | HY | OP | NA | WAT |  | 50853.67 |  | 1.5381e-07 | EIA Prime Mover-level Data | NEI avg EF - PM, fuel type, firing type
2019 | NY | Seneca Nation Cattaraugus Wind Turbine | 61734 | 1 | WT | OP | NA | WND |  | 25375 |  | 0 | EIA Prime Mover-level Data | Estimated using an emission factor
2019 | NY | Sewalls | 2608 | 1 | HY | OP | NA | WAT |  | 66619 |  | 1.5381e-07 | EIA Prime Mover-level Data | NEI avg EF - PM, fuel type, firing type
2019 | NY | Sewalls | 2608 | 2 | HY | OP | NA | WAT |  | 66619 |  | 1.5381e-07 | EIA Prime Mover-level Data | NEI avg EF - PM, fuel type, firing type
2019 | NY | Sharon Springs | 61903 | 10116 | PV | OP | NA | SUN |  | 27059 |  | 0 | EIA Prime Mover-level Data | Estimated using an emission factor
2019 | NY | Sherman Island | 2609 | 1 | HY | OP | NA | WAT |  | 394201.8 |  | 1.5381e-07 | EIA Prime Mover-level Data | NEI avg EF - PM, fuel type, firing type
2019 | NY | Sherman Island | 2609 | 2 | HY | OP | NA | WAT |  | 394201.8 |  | 1.5381e-07 | EIA Prime Mover-level Data | NEI avg EF - PM, fuel type, firing type
2019 | NY | Sherman Island | 2609 | 3 | HY | OP | NA | WAT |  | 394201.8 |  | 1.5381e-07 | EIA Prime Mover-level Data | NEI avg EF - PM, fuel type, firing type
2019 | NY | Sherman Island | 2609 | 4 | HY | OP | NA | WAT |  | 394201.8 |  | 1.5381e-07 | EIA Prime Mover-level Data | NEI avg EF - PM, fuel type, firing type
2019 | NY | Sherman Island | 2609 | 5 | HY | OP | NA | WAT |  | 394201.8 |  | 1.5381e-07 | EIA Prime Mover-level Data | NEI avg EF - PM, fuel type, firing type
2019 | NY | Sherman Island | 2609 | 6 | HY | OP | NA | WAT |  | 73208.91 |  | 1.5381e-07 | EIA Prime Mover-level Data | NEI avg EF - PM, fuel type, firing type
2019 | NY | Shoreham | 2518 | GT1 | GT | OP | NA | DFO |  | 13054.09 | 0.11265 | 0.017259 | EIA Prime Mover-level Data | NEI avg EF - PM, fuel type, firing type
2019 | NY | Shoreham | 2518 | GT2 | GT | OP | NA | DFO |  | 4589.908 | 0.039609 | 0.017259 | EIA Prime Mover-level Data | NEI avg EF - PM, fuel type, firing type
2019 | NY | Shoreham Solar Commons | 60045 | GEN1 | PV | OP | NA | SUN |  | 414579 |  | 0 | EIA Prime Mover-level Data | Estimated using an emission factor
2019 | NY | Sissonville Hydro | 10220 | HY1 | HY | OP | NA | WAT |  | 151563 |  | 1.5381e-07 | EIA Prime Mover-level Data | NEI avg EF - PM, fuel type, firing type
2019 | NY | Skidmore College | 60425 | SO049 | PV | OP | NA | SUN |  | 21370 |  | 0 | EIA Prime Mover-level Data | Estimated using an emission factor
2019 | NY | SL Babylon | 61487 | SLBAB | PV | OP | NA | SUN |  | 124201 |  | 0 | EIA Prime Mover-level Data | Estimated using an emission factor
2019 | NY | Smithtown Energy Partners LP | 50344 | SW1 | IC | RE | NA | LFG
2019 | NY | Smithtown Energy Partners LP | 50344 | SW2 | IC | RE | NA | LFG
2019 | NY | Soft Maple | 2610 | 1 | HY | OP | NA | WAT |  | 232471 |  | 1.5381e-07 | EIA Prime Mover-level Data | NEI avg EF - PM, fuel type, firing type
2019 | NY | Soft Maple | 2610 | 2 | HY | OP | NA | WAT |  | 232471 |  | 1.5381e-07 | EIA Prime Mover-level Data | NEI avg EF - PM, fuel type, firing type
2019 | NY | Solean Solar Project | 61898 | SOLEA | PV | OP | NA | SUN |  | 72266 |  | 0 | EIA Prime Mover-level Data | Estimated using an emission factor
2019 | NY | South Cairo | 2485 | GT1 | GT | OP | NA | KER |  | 2263 | 0.03076 | 0.027185 | EIA Prime Mover-level Data | NEI avg EF - PM, fuel type
2019 | NY | South Colton | 2611 | 1 | HY | OP | NA | WAT |  | 930388 |  | 1.5381e-07 | EIA Prime Mover-level Data | NEI avg EF - PM, fuel type, firing type
2019 | NY | South Edwards | 2604 | 1 | HY | OP | NA | WAT |  | 51311.5 |  | 1.5381e-07 | EIA Prime Mover-level Data | NEI avg EF - PM, fuel type, firing type
2019 | NY | South Edwards | 2604 | 2 | HY | OP | NA | WAT |  | 51311.5 |  | 1.5381e-07 | EIA Prime Mover-level Data | NEI avg EF - PM, fuel type, firing type
2019 | NY | South Edwards | 2604 | 3 | HY | OP | NA | WAT |  | 51311.5 |  | 1.5381e-07 | EIA Prime Mover-level Data | NEI avg EF - PM, fuel type, firing type
2019 | NY | South Edwards | 2604 | 4 | HY | OP | NA | WAT |  | 51311.5 |  | 1.5381e-07 | EIA Prime Mover-level Data | NEI avg EF - PM, fuel type, firing type
2019 | NY | South Glens Falls Hydroelectric | 54772 | GEN1 | HY | OP | NA | WAT |  | 434853 |  | 1.5381e-07 | EIA Prime Mover-level Data | NEI avg EF - PM, fuel type, firing type
2019 | NY | South Glens Falls Hydroelectric | 54772 | GEN2 | HY | OP | NA | WAT |  | 434853 |  | 1.5381e-07 | EIA Prime Mover-level Data | NEI avg EF - PM, fuel type, firing type
2019 | NY | South Hampton | 2519 | 1 | GT | OP | NA | DFO |  | 52287 | 0.45122 | 0.017259 | EIA Prime Mover-level Data | NEI avg EF - PM, fuel type, firing type
2019 | NY | South Oaks Hospital | 50136 | CG1 | IC | OP | NA | NG |  | 16757.6 | 0.0035359 | 0.000422 | EIA Prime Mover-level Data | Estimated using an emission factor
2019 | NY | South Oaks Hospital | 50136 | CG2 | IC | OP | NA | NG |  | 16757.6 | 0.0035359 | 0.000422 | EIA Prime Mover-level Data | Estimated using an emission factor
2019 | NY | South Oaks Hospital | 50136 | CG3 | IC | OP | NA | NG |  | 16757.6 | 0.0035359 | 0.000422 | EIA Prime Mover-level Data | Estimated using an emission factor
2019 | NY | South Oaks Hospital | 50136 | CG4 | IC | OP | NA | NG |  | 16757.6 | 0.0035359 | 0.000422 | EIA Prime Mover-level Data | Estimated using an emission factor
2019 | NY | South Oaks Hospital | 50136 | CG5 | IC | OP | NA | NG |  | 16757.6 | 0.0035359 | 0.000422 | EIA Prime Mover-level Data | Estimated using an emission factor
2019 | NY | South Oaks Hospital | 50136 | GEN1 | IC | RE | NA | NG
2019 | NY | South Oaks Hospital | 50136 | GEN2 | IC | RE | NA | NG
2019 | NY | Southold | 2520 | 1 | GT | OP | NA | DFO |  | 38218 | 0.32981 | 0.017259 | EIA Prime Mover-level Data | NEI avg EF - PM, fuel type, firing type
2019 | NY | Spier Falls | 2612 | 8 | HY | OP | NA | WAT |  | 441086.9 |  | 1.5381e-07 | EIA Prime Mover-level Data | NEI avg EF - PM, fuel type, firing type
2019 | NY | Spier Falls | 2612 | 9 | HY | OP | NA | WAT |  | 2303454 |  | 1.5381e-07 | EIA Prime Mover-level Data | NEI avg EF - PM, fuel type, firing type
2019 | NY | SREC Bath LFGTE | 58295 | GEN1 | IC | RE | NA | LFG |  | 19722.5 | 0.14496 | 0.0147 | EIA Prime Mover-level Data | Estimated using an emission factor
2019 | NY | SREC Bath LFGTE | 58295 | GEN2 | IC | RE | NA | LFG |  | 19722.5 | 0.14496 | 0.0147 | EIA Prime Mover-level Data | Estimated using an emission factor
2019 | NY | St Johns Riverside Hospital | 62051 | EG200 | IC | SB | NA | DFO |  | 23.917 | 0.0037071 | 0.31 | EIA Prime Mover-level Data | Estimated using an emission factor
2019 | NY | St Johns Riverside Hospital | 62051 | EG300 | IC | SB | NA | DFO |  | 35.875 | 0.0055606 | 0.31 | EIA Prime Mover-level Data | Estimated using an emission factor
2019 | NY | St Johns Riverside Hospital | 62051 | EG400 | IC | SB | NA | DFO |  | 47.833 | 0.0074002 | 0.30942 | EIA Prime Mover-level Data | NEI avg EF - PM, fuel type, firing type
2019 | NY | St Johns Riverside Hospital | 62051 | EG650 | IC | SB | NA | DFO |  | 83.708 | 0.012975 | 0.31 | EIA Prime Mover-level Data | Estimated using an emission factor
2019 | NY | St Johns Riverside Hospital | 62051 | EG750 | IC | SB | NA | DFO |  | 95.667 | 0.014828 | 0.31 | EIA Prime Mover-level Data | Estimated using an emission factor
2019 | NY | St. Johns Episcopal Hospital | 62450 | CT205 | IC | SB | NA | DFO |  | 24.833 | 0.0038419 | 0.30942 | EIA Prime Mover-level Data | NEI avg EF - PM, fuel type, firing type
2019 | NY | St. Johns Episcopal Hospital | 62450 | F1040 | IC | SB | NA | DFO |  | 124.167 | 0.01921 | 0.30942 | EIA Prime Mover-level Data | NEI avg EF - PM, fuel type, firing type
2019 | NY | St. Joseph Hospital | 62452 | CT250 | IC | SB | NA | DFO |  | 22.636 | 0.003502 | 0.30942 | EIA Prime Mover-level Data | NEI avg EF - PM, fuel type, firing type
2019 | NY | St. Joseph Hospital | 62452 | CT750 | IC | SB | NA | DFO |  | 60.364 | 0.0093388 | 0.30942 | EIA Prime Mover-level Data | NEI avg EF - PM, fuel type, firing type
2019 | NY | St. Lawerence University - Sutton | 61579 | SUT01 | PV | OP | NA | SUN |  | 24975 |  | 0 | EIA Prime Mover-level Data | Estimated using an emission factor
2019 | NY | St. Luke's Cornwall Hospital | 63546 | GEN1 | IC | SB | NA | DFO |  |  |  | 0.30942
2019 | NY | St. Luke's Cornwall Hospital | 63546 | GEN2 | IC | SB | NA | DFO |  |  |  | 0.30942
2019 | NY | St. Mary's Hospital For Children | 63669 | CU2 | IC | SB | NA | DFO |  |  |  | 0.30942
2019 | NY | Stark | 2613 | 1 | HY | OP | NA | WAT |  | 1099983 |  | 1.5381e-07 | EIA Prime Mover-level Data | NEI avg EF - PM, fuel type, firing type
2019 | NY | State Route 64N Community Solar Farm | 62520 | 1089 | PV | T | NA | SUN
2019 | NY | Steel Sun | 59705 | SSUN2 | PV | OP | NA | SUN |  | 40245 |  | 0 | EIA Prime Mover-level Data | Estimated using an emission factor
2019 | NY | Steel Sun 2: 2303-III-2 Hamburg Tpke | 62723 | SS22 | PV | OP | NA | SUN |  | 17344 |  | 0 | EIA Prime Mover-level Data | Estimated using an emission factor
2019 | NY | Steel Sun 2: 2303-III-4 Hamburg Tpke | 62722 | SS24 | PV | OP | NA | SUN |  | 17620 |  | 0 | EIA Prime Mover-level Data | Estimated using an emission factor
2019 | NY | Steel Sun 2: 2303-III-9 Hamburg Tpke | 62721 | SS29 | PV | OP | NA | SUN |  | 11298 |  | 0 | EIA Prime Mover-level Data | Estimated using an emission factor
2019 | NY | Steel Winds II | 57078 | 1 | WT | OP | NA | WND |  | 234754 |  | 0 | EIA Prime Mover-level Data | Estimated using an emission factor
2019 | NY | Steel Winds Wind Farm | 56575 | 1 | WT | OP | NA | WND |  | 234754 |  | 0 | EIA Prime Mover-level Data | Estimated using an emission factor
2019 | NY | Stephentown Spindle | 57710 | SRS1 | FW | OP | NA | MWH |  | 0 |  |  | EIA Prime Mover-level Data
2019 | NY | Sterlington Greenworks LLC | 59275 | STERG | PV | OP | NA | SUN |  | 19883 |  | 0 | EIA Prime Mover-level Data | Estimated using an emission factor
2019 | NY | Stewarts Bridge | 2614 | 1 | HY | OP | NA | WAT |  | 1553039 |  | 1.5381e-07 | EIA Prime Mover-level Data | NEI avg EF - PM, fuel type, firing type
2019 | NY | Stewarts Bridge | 2614 | 2 | HY | OP | NA | WAT |  | 107849.9 |  | 1.5381e-07 | EIA Prime Mover-level Data | NEI avg EF - PM, fuel type, firing type
2019 | NY | Stillwater Hydro Electric Project | 54395 | 1 | HY | OP | NA | WAT |  | 61999.5 |  | 1.5381e-07 | EIA Prime Mover-level Data | NEI avg EF - PM, fuel type, firing type
2019 | NY | Stillwater Hydro Electric Project | 54395 | 2 | HY | OP | NA | WAT |  | 61999.5 |  | 1.5381e-07 | EIA Prime Mover-level Data | NEI avg EF - PM, fuel type, firing type
2019 | NY | Stillwater Reservoir Hydro | 50513 | GEN1 | HY | OP | NA | WAT |  | 51365 |  | 1.5381e-07 | EIA Prime Mover-level Data | NEI avg EF - PM, fuel type, firing type
2019 | NY | Stony Creek Wind Farm NY | 58088 | 1 | WT | OP | NA | WND |  | 2445404 |  | 0 | EIA Prime Mover-level Data | Estimated using an emission factor
2019 | NY | Strauss CSG | 63108 | 30 | PV | OP | NA | SUN |  | 4772 |  | 0 | EIA Prime Mover-level Data | Estimated using an emission factor
2019 | NY | Sturgeon | 2486 | H1 | HY | OP | NA | WAT |  | 174100 |  | 1.5381e-07 | EIA Prime Mover-level Data | NEI avg EF - PM, fuel type, firing type
2019 | NY | Sturgeon | 2486 | H2 | HY | OP | NA | WAT |  | 174100 |  | 1.5381e-07 | EIA Prime Mover-level Data | NEI avg EF - PM, fuel type, firing type
2019 | NY | Sturgeon | 2486 | H3 | HY | OP | NA | WAT |  | 174100 |  | 1.5381e-07 | EIA Prime Mover-level Data | NEI avg EF - PM, fuel type, firing type
2019 | NY | Stuyvesant Falls | 58873 | UNIT1 | HY | OP | NA | WAT |  | 58503.5 |  | 1.5381e-07 | EIA Prime Mover-level Data | NEI avg EF - PM, fuel type, firing type
2019 | NY | Stuyvesant Falls | 58873 | UNIT2 | HY | OP | NA | WAT |  | 58503.5 |  | 1.5381e-07 | EIA Prime Mover-level Data | NEI avg EF - PM, fuel type, firing type
2019 | NY | Sugar Island | 2616 | 1 | HY | OP | NA | WAT |  | 125911 |  | 1.5381e-07 | EIA Prime Mover-level Data | NEI avg EF - PM, fuel type, firing type
2019 | NY | Sugar Island | 2616 | 2 | HY | OP | NA | WAT |  | 125911 |  | 1.5381e-07 | EIA Prime Mover-level Data | NEI avg EF - PM, fuel type, firing type
2019 | NY | Sugarhill Road - Solitude Solar CSG | 62788 | X0040 | PV | OP | NA | SUN |  | 7533 |  | 0 | EIA Prime Mover-level Data | Estimated using an emission factor
2019 | NY | Sullivan County - Adult Care Solar | 60817 | PV1 | PV | OP | NA | SUN |  | 21611 |  | 0 | EIA Prime Mover-level Data | Estimated using an emission factor
2019 | NY | SunEast Clay Solar Project | 62819 | Q669 | PV | P | NA | SUN
2019 | NY | SunEast Dog Corners Solar Project | 62823 | Q584 | PV | P | NA | SUN
2019 | NY | SunEast Fariway Solar Project | 63865 | Q#848 | PV | P | NA | SUN
2019 | NY | SunEast Flat Hill Solar Project | 63901 | Q#865 | PV | P | NA | SUN
2019 | NY | SunEast Grassy Knoll Solar Project | 63863 | Q#885 | PV | P | NA | SUN
2019 | NY | SunEast Highview Solar Project | 63866 | Q#591 | PV | P | NA | SUN
2019 | NY | SunEast Hills Solar Project | 62895 | Q581 | PV | P | NA | SUN
2019 | NY | SunEast Hilltop Solar Project | 63868 | Q#807 | PV | P | NA | SUN
2019 | NY | SunEast Limestone Solar Project | 63864 | Q#806 | PV | P | NA | SUN
2019 | NY | SunEast Skyline Solar Project | 62816 | Q670 | PV | P | NA | SUN
2019 | NY | SunEast Tabletop Solar Project | 63867 | Q#869 | PV | P | NA | SUN
2019 | NY | SunEast Valley Solar Project | 63862 | Q#828 | PV | P | NA | SUN
2019 | NY | SunEast Watkins Road Solar Project | 62896 | Q586 | PV | P | NA | SUN
2019 | NY | Sunlight Beacon | 61922 | BEACO | PV | OP | NA | SUN |  | 29545 |  | 0 | EIA Prime Mover-level Data | Estimated using an emission factor
2019 | NY | SUNY Old Westbury College | 58156 | GE | IC | OP | NA | NG |  |  |  | 0.0004219
2019 | NY | Sutter Greenworks LLC | 59274 | SUTTG | PV | OP | NA | SUN |  | 80910 |  | 0 | EIA Prime Mover-level Data | Estimated using an emission factor
2019 | NY | Swinging Bridge 1 | 2633 | SWI1 | HY | RE | NA | WAT
2019 | NY | Swinging Bridge 2 | 2634 | SWI2 | HY | OP | NA | WAT |  | 90451.05 |  | 1.5381e-07 | EIA Prime Mover-level Data | NEI avg EF - PM, fuel type, firing type
2019 | NY | Swinging Bridge 2 | 2634 | SWI3 | HY | OP | NA | WAT |  | 15961.95 |  | 1.5381e-07 | EIA Prime Mover-level Data | NEI avg EF - PM, fuel type, firing type
2019 | NY | SWM Fuel Cell | 63661 | SWM-1 | FC | P | NA | NG
2019 | NY | SWM Fuel Cell | 63661 | SWM-2 | FC | P | NA | NG
2019 | NY | SWM Fuel Cell | 63661 | SWM-3 | FC | P | NA | NG
2019 | NY | Synergy Biogas | 58399 | 1 | IC | OP | NA | OBG |  | 9600 | 0.07056 | 0.0147 | EIA Prime Mover-level Data | Estimated using an emission factor
2019 | NY | Talcville | 7583 | 1 | HY | OP | NA | WAT |  | 39729.09 |  | 1.5381e-07 | EIA Prime Mover-level Data | NEI avg EF - PM, fuel type, firing type
2019 | NY | Talcville | 7583 | 2 | HY | OP | NA | WAT |  | 3972.909 |  | 1.5381e-07 | EIA Prime Mover-level Data | NEI avg EF - PM, fuel type, firing type
2019 | NY | Tannery Island Power | 50416 | GEN1 | HY | OP | NA | WAT |  | 10878.8 |  | 1.5381e-07 | EIA Prime Mover-level Data | NEI avg EF - PM, fuel type, firing type
2019 | NY | Tannery Island Power | 50416 | GEN2 | HY | OP | NA | WAT |  | 10878.8 |  | 1.5381e-07 | EIA Prime Mover-level Data | NEI avg EF - PM, fuel type, firing type
2019 | NY | Tannery Island Power | 50416 | GEN3 | HY | OP | NA | WAT |  | 10878.8 |  | 1.5381e-07 | EIA Prime Mover-level Data | NEI avg EF - PM, fuel type, firing type
2019 | NY | Tannery Island Power | 50416 | GEN4 | HY | OP | NA | WAT |  | 10878.8 |  | 1.5381e-07 | EIA Prime Mover-level Data | NEI avg EF - PM, fuel type, firing type
2019 | NY | Tannery Island Power | 50416 | GEN5 | HY | OP | NA | WAT |  | 10878.8 |  | 1.5381e-07 | EIA Prime Mover-level Data | NEI avg EF - PM, fuel type, firing type
2019 | NY | Tannery Road Landfill | 60677 | TRSP | PV | OP | NA | SUN |  | 23221 |  | 0 | EIA Prime Mover-level Data | Estimated using an emission factor
2019 | NY | Taylorville | 2617 | 1 | HY | OP | NA | WAT |  | 68097.75 |  | 1.5381e-07 | EIA Prime Mover-level Data | NEI avg EF - PM, fuel type, firing type
2019 | NY | Taylorville | 2617 | 2 | HY | OP | NA | WAT |  | 68097.75 |  | 1.5381e-07 | EIA Prime Mover-level Data | NEI avg EF - PM, fuel type, firing type
2019 | NY | Taylorville | 2617 | 3 | HY | OP | NA | WAT |  | 68097.75 |  | 1.5381e-07 | EIA Prime Mover-level Data | NEI avg EF - PM, fuel type, firing type
2019 | NY | Taylorville | 2617 | 4 | HY | OP | NA | WAT |  | 68097.75 |  | 1.5381e-07 | EIA Prime Mover-level Data | NEI avg EF - PM, fuel type, firing type
2019 | NY | TBE-Montgomery LLC | 57472 | CTG | CT | U | NA | OBG
2019 | NY | TBE-Montgomery LLC | 57472 | STG | CA | U | NA | OBG
2019 | NY | Telegraph Rd #1 Community Solar Farm | 62496 | 1268 | PV | T | NA | SUN
2019 | NY | Telegraph Rd #2 Community Solar Farm | 62498 | 1413 | PV | T | NA | SUN
2019 | NY | The Allen Hospital | 61568 | EGEN1 | IC | SB | NA | DFO |  | 237 | 0.036735 | 0.31 | EIA Prime Mover-level Data | Estimated using an emission factor
2019 | NY | The Bank of New York | 62001 | 6087K | IC | SB | NA | DFO |  | 149.667 | 0.023198 | 0.31 | EIA Prime Mover-level Data | Estimated using an emission factor
2019 | NY | The Bank of New York | 62001 | 6187H | IC | SB | NA | DFO |  | 149.667 | 0.023198 | 0.31 | EIA Prime Mover-level Data | Estimated using an emission factor
2019 | NY | The Bank of New York | 62001 | 6287P | IC | SB | NA | DFO |  | 149.667 | 0.023198 | 0.31 | EIA Prime Mover-level Data | Estimated using an emission factor
2019 | NY | The Bank of New York | 62001 | 8587X | IC | SB | NA | DFO |  | 149.667 | 0.023198 | 0.31 | EIA Prime Mover-level Data | Estimated using an emission factor
2019 | NY | The Bank of New York | 62001 | 8687N | IC | SB | NA | DFO |  | 149.667 | 0.023198 | 0.31 | EIA Prime Mover-level Data | Estimated using an emission factor
2019 | NY | The Bank of New York | 62001 | 8887H | IC | SB | NA | DFO |  | 149.667 | 0.023198 | 0.31 | EIA Prime Mover-level Data | Estimated using an emission factor
2019 | NY | Theresa Plant | 10539 | GEN1 | HY | OP | NA | WAT |  | 40719.23 |  | 1.5381e-07 | EIA Prime Mover-level Data | NEI avg EF - PM, fuel type, firing type
2019 | NY | Theresa Plant | 10539 | GEN2 | HY | OP | NA | WAT |  | 12215.77 |  | 1.5381e-07 | EIA Prime Mover-level Data | NEI avg EF - PM, fuel type, firing type
2019 | NY | Time Warner Cable - Knowles | 60904 | PV1 | PV | OP | NA | SUN |  | 19545 |  | 0 | EIA Prime Mover-level Data | Estimated using an emission factor
2019 | NY | Time Warner Cable Enterprises - Martino | 61577 | MRT01 | PV | OP | NA | SUN |  | 25625 |  | 0 | EIA Prime Mover-level Data | Estimated using an emission factor
2019 | NY | Tompkins Cortland Community College | 60431 | TC3 | PV | OP | NA | SUN |  | 23844 |  | 0 | EIA Prime Mover-level Data | Estimated using an emission factor
2019 | NY | Town of Halfmoon | 60115 | PV1 | PV | OP | NA | SUN |  | 9055 |  | 0 | EIA Prime Mover-level Data | Estimated using an emission factor
2019 | NY | Town of Williamson Landfill PV | 59613 | TWLL | PV | OP | NA | SUN |  | 15029 |  | 0 | EIA Prime Mover-level Data | Estimated using an emission factor
2019 | NY | Trenton Falls | 2619 | 5 | HY | OP | NA | WAT |  | 481035.4 |  | 1.5381e-07 | EIA Prime Mover-level Data | NEI avg EF - PM, fuel type, firing type
2019 | NY | Trenton Falls | 2619 | 6 | HY | OP | NA | WAT |  | 452739.2 |  | 1.5381e-07 | EIA Prime Mover-level Data | NEI avg EF - PM, fuel type, firing type
2019 | NY | Trenton Falls | 2619 | 7 | HY | OP | NA | WAT |  | 615442.4 |  | 1.5381e-07 | EIA Prime Mover-level Data | NEI avg EF - PM, fuel type, firing type
2019 | NY | Turner Rd Community Solar Project | 62160 | 300 | PV | OP | NA | SUN |  | 30719 |  | 0 | EIA Prime Mover-level Data | Estimated using an emission factor
2019 | NY | Ulster County Solar | 62777 | ULSTE | PV | OP | NA | SUN |  | 22358 |  | 0 | EIA Prime Mover-level Data | Estimated using an emission factor
2019 | NY | Underhill | 63751 | UND | PV | OP | NA | SUN |  | 22332 |  | 0 | EIA Prime Mover-level Data | Estimated using an emission factor
2019 | NY | Union Falls | 50176 | GEN1 | HY | OP | NA | WAT |  | 43434.5 |  | 1.5381e-07 | EIA Prime Mover-level Data | NEI avg EF - PM, fuel type, firing type
2019 | NY | Union Falls | 50176 | GEN2 | HY | OP | NA | WAT |  | 43434.5 |  | 1.5381e-07 | EIA Prime Mover-level Data | NEI avg EF - PM, fuel type, firing type
2019 | NY | Unionville Hydro Project 2499 NY | 50269 | HY1 | HY | OP | NA | WAT |  | 131254 |  | 1.5381e-07 | EIA Prime Mover-level Data | NEI avg EF - PM, fuel type, firing type
2019 | NY | University of Rochester | 58157 | 5 | ST | OP | NA | NG |  | 121539 | 0.48934 | 0.0080524 | EIA Unit-level Data | NEI avg EF - PM, fuel type
2019 | NY | University of Rochester | 58157 | 6 | ST | OP | NA | NG |  | 566649.7 | 2.2815 | 0.0080524 | EIA Unit-level Data | NEI avg EF - PM, fuel type
2019 | NY | University of Rochester | 58157 | 7 | ST | OP | NA | NG |  | 653124.6 | 2.6296 | 0.0080524 | EIA Unit-level Data | NEI avg EF - PM, fuel type
2019 | NY | University of Rochester | 58157 | 9 | ST | OP | NA | NG |  | 731637.8 | 2.9457 | 0.0080524 | EIA Unit-level Data | NEI avg EF - PM, fuel type
2019 | NY | University of Rochester | 58157 | 10 | ST | OP | NA | NG |  | 310189.7 | 1.2489 | 0.0080524 | EIA Unit-level Data | NEI avg EF - PM, fuel type
2019 | NY | Upper Beaver Falls Project | 10490 | 1G | HY | OP | NA | WAT |  | 83413 |  | 1.5381e-07 | EIA Prime Mover-level Data | NEI avg EF - PM, fuel type, firing type
2019 | NY | Upper Mechanicville | 625 | 1 | HY | OP | NA | WAT |  | 181152 |  | 1.5381e-07 | EIA Prime Mover-level Data | NEI avg EF - PM, fuel type, firing type
2019 | NY | Upper Mechanicville | 625 | 2 | HY | OA | NA | WAT |  | 181152 |  | 1.5381e-07 | EIA Prime Mover-level Data | NEI avg EF - PM, fuel type, firing type
2019 | NY | Upper Newton Falls | 58679 | 2 | HY | OP | NA | WAT |  | 28834.8 |  | 1.5381e-07 | EIA Prime Mover-level Data | NEI avg EF - PM, fuel type, firing type
2019 | NY | Upper Newton Falls | 58679 | 3 | HY | OP | NA | WAT |  | 28834.8 |  | 1.5381e-07 | EIA Prime Mover-level Data | NEI avg EF - PM, fuel type, firing type
2019 | NY | Upper Newton Falls | 58679 | 4 | HY | OP | NA | WAT |  | 14417.4 |  | 1.5381e-07 | EIA Prime Mover-level Data | NEI avg EF - PM, fuel type, firing type
2019 | NY | US Gypsum Oakfield | 50203 | GEN1 | GT | OP | NA | NG |  | 259458 | 0.71136 | 0.0054834 | EIA Prime Mover-level Data | NEI avg EF - PM, fuel type, firing type
2019 | NY | Valley Falls Hydroelectric Facility | 50034 | GEN1 | HY | OP | NA | WAT |  | 47661 |  | 1.5381e-07 | EIA Prime Mover-level Data | NEI avg EF - PM, fuel type, firing type
2019 | NY | Varick | 2621 | 2 | HY | OP | NA | WAT |  | 61849.5 |  | 1.5381e-07 | EIA Prime Mover-level Data | NEI avg EF - PM, fuel type, firing type
2019 | NY | Varick | 2621 | 3 | HY | OP | NA | WAT |  | 61849.5 |  | 1.5381e-07 | EIA Prime Mover-level Data | NEI avg EF - PM, fuel type, firing type
2019 | NY | Varick | 2621 | 4 | HY | OP | NA | WAT |  | 61849.5 |  | 1.5381e-07 | EIA Prime Mover-level Data | NEI avg EF - PM, fuel type, firing type
2019 | NY | Varick | 2621 | 5 | HY | OP | NA | WAT |  | 61849.5 |  | 1.5381e-07 | EIA Prime Mover-level Data | NEI avg EF - PM, fuel type, firing type
2019 | NY | Vassar Brothers Medical Center | 63550 | AR-01 | IC | SB | NA | DFO |  |  |  | 0.30942
2019 | NY | Vassar Brothers Medical Center | 63550 | CO-14 | IC | SB | NA | DFO |  |  |  | 0.30942
2019 | NY | Vassar Brothers Medical Center | 63550 | FP-01 | IC | SB | NA | DFO |  |  |  | 0.30942
2019 | NY | Vassar Brothers Medical Center | 63550 | HS-01 | IC | SB | NA | DFO |  |  |  | 0.30942
2019 | NY | Vassar Brothers Medical Center | 63550 | MB-01 | IC | SB | NA | DFO |  |  |  | 0.30942
2019 | NY | Vassar Brothers Medical Center | 63550 | MM-01 | IC | SB | NA | DFO |  |  |  | 0.30942
2019 | NY | Vassar Brothers Medical Center | 63550 | PG-01 | IC | SB | NA | DFO |  |  |  | 0.30942
2019 | NY | Vassar Brothers Medical Center | 63550 | SC-67 | IC | SB | NA | DFO |  |  |  | 0.30942
2019 | NY | Vassar Brothers Medical Center | 63550 | SO-01 | IC | SB | NA | DFO |  |  |  | 0.30942
2019 | NY | Vassar Brothers Medical Center | 63550 | WW-01 | IC | SB | NA | DFO |  |  |  | 0.30942
2019 | NY | Victory Mills | 10902 | GEN1 | HY | OP | NA | WAT |  | 49577 |  | 1.5381e-07 | EIA Prime Mover-level Data | NEI avg EF - PM, fuel type, firing type
2019 | NY | Villa Roma Rd #1 | 62525 | 40 | PV | V | NA | SUN
2019 | NY | Villa Roma Rd #2 | 62526 | 41 | PV | V | NA | SUN
2019 | NY | Villa Roma Rd #3 CSG | 62527 | 390 | PV | OP | NA | SUN
2019 | NY | Villa Roma Rd #4 CSG | 62528 | 391 | PV | OP | NA | SUN |  | 178 |  | 0 | EIA Prime Mover-level Data | Estimated using an emission factor
2019 | NY | Vischer Ferry | 2686 | 1 | HY | OP | NA | WAT |  | 141042 |  | 1.5381e-07 | EIA Prime Mover-level Data | NEI avg EF - PM, fuel type, firing type
2019 | NY | Vischer Ferry | 2686 | 2 | HY | OP | NA | WAT |  | 141042 |  | 1.5381e-07 | EIA Prime Mover-level Data | NEI avg EF - PM, fuel type, firing type
2019 | NY | Vischer Ferry | 2686 | 3 | HY | OP | NA | WAT |  | 151116.5 |  | 1.5381e-07 | EIA Prime Mover-level Data | NEI avg EF - PM, fuel type, firing type
2019 | NY | Vischer Ferry | 2686 | 4 | HY | OP | NA | WAT |  | 151116.5 |  | 1.5381e-07 | EIA Prime Mover-level Data | NEI avg EF - PM, fuel type, firing type
2019 | NY | Vulcraft Solar | 60365 | VULC | PV | OP | NA | SUN |  | 18786 |  | 0 | EIA Prime Mover-level Data | Estimated using an emission factor
2019 | NY | Walden | 10848 | GEN1 | HY | OP | NA | WAT |  | 11455.5 |  | 1.5381e-07 | EIA Prime Mover-level Data | NEI avg EF - PM, fuel type, firing type
2019 | NY | Walden | 10848 | GEN2 | HY | OP | NA | WAT |  | 7637 |  | 1.5381e-07 | EIA Prime Mover-level Data | NEI avg EF - PM, fuel type, firing type
2019 | NY | Walden | 10848 | GEN3 | HY | OP | NA | WAT |  | 3818.5 |  | 1.5381e-07 | EIA Prime Mover-level Data | NEI avg EF - PM, fuel type, firing type
2019 | NY | Walden NY 1 | 63855 | 8175E | PV | TS | NA | SUN
2019 | NY | Wappinger Falls Hydroelectric | 54573 | 1 | HY | OP | NA | WAT |  | 26026.5 |  | 1.5381e-07 | EIA Prime Mover-level Data | NEI avg EF - PM, fuel type, firing type
2019 | NY | Wappinger Falls Hydroelectric | 54573 | 2 | HY | SB | NA | WAT |  | 26026.5 |  | 1.5381e-07 | EIA Prime Mover-level Data | NEI avg EF - PM, fuel type, firing type
2019 | NY | Warrensburg Hydroelectric | 10218 | HY1 | HY | OP | NA | WAT |  | 130149 |  | 1.5381e-07 | EIA Prime Mover-level Data | NEI avg EF - PM, fuel type, firing type
2019 | NY | Washington St Community Solar Farm #1 | 62472 | 617 | PV | V | NA | SUN
2019 | NY | Washington St Community Solar Farm #3 | 62473 | 1035 | PV | U | NA | SUN
2019 | NY | Washington St Community Solar Farm #4 | 62471 | 1034 | PV | V | NA | SUN
2019 | NY | Waste Management Madison County LFGTE | 57021 | GEN1 | IC | OP | NA | LFG |  | 67416 | 0.49551 | 0.0147 | EIA Prime Mover-level Data | Estimated using an emission factor
2019 | NY | Watchtower Educational Center | 55619 | GEN1 | IC | SB | NA | NG |  |  |  | 0.0004219
2019 | NY | Watchtower Educational Center | 55619 | GEN2 | IC | SB | NA | DFO |  |  |  | 0.30942
2019 | NY | Watchtower Educational Center | 55619 | GEN3 | IC | SB | NA | NG |  |  |  | 0.0004219
2019 | NY | Waterloo Hydroelectric Project | 61642 | 10 | HY | OP | NA | WAT |  | 15552.33 |  | 1.5381e-07 | EIA Prime Mover-level Data | NEI avg EF - PM, fuel type, firing type
2019 | NY | Waterloo Hydroelectric Project | 61642 | 11 | HY | OP | NA | WAT |  | 15552.33 |  | 1.5381e-07 | EIA Prime Mover-level Data | NEI avg EF - PM, fuel type, firing type
2019 | NY | Waterloo Hydroelectric Project | 61642 | 12 | HY | OP | NA | WAT |  | 15552.33 |  | 1.5381e-07 | EIA Prime Mover-level Data | NEI avg EF - PM, fuel type, firing type
2019 | NY | Waterport | 2623 | 1 | HY | OP | NA | WAT |  | 64145 |  | 1.5381e-07 | EIA Prime Mover-level Data | NEI avg EF - PM, fuel type, firing type
2019 | NY | Waterport | 2623 | 2 | HY | OP | NA | WAT |  | 64145 |  | 1.5381e-07 | EIA Prime Mover-level Data | NEI avg EF - PM, fuel type, firing type
2019 | NY | Waterside | 2502 | 6 | ST | RE | NA | RFO
2019 | NY | Waterside | 2502 | 8 | ST | RE | NA | RFO
2019 | NY | Waterside | 2502 | 9 | ST | RE | NA | RFO
2019 | NY | Watertown | 2700 | 1 | HY | OP | NA | WAT |  | 71386.34 |  | 1.5381e-07 | EIA Prime Mover-level Data | NEI avg EF - PM, fuel type, firing type
2019 | NY | Watertown | 2700 | 2 | HY | OP | NA | WAT |  | 71386.34 |  | 1.5381e-07 | EIA Prime Mover-level Data | NEI avg EF - PM, fuel type, firing type
2019 | NY | Watertown | 2700 | 3 | HY | OP | NA | WAT |  | 71386.34 |  | 1.5381e-07 | EIA Prime Mover-level Data | NEI avg EF - PM, fuel type, firing type
2019 | NY | West Coxsackie | 2487 | GT1 | GT | OP | NA | NG |  | 11000 | 0.030159 | 0.0054834 | EIA Prime Mover-level Data | NEI avg EF - PM, fuel type, firing type
2019 | NY | West Delaware Tunnel Plant | 51033 | GEN1 | HY | OP | NA | WAT |  | 184027 |  | 1.5381e-07 | EIA Prime Mover-level Data | NEI avg EF - PM, fuel type, firing type
2019 | NY | West End Dam Hydroelectric Project | 50759 | GEN1 | HY | OP | NA | WAT |  | 108939.5 |  | 1.5381e-07 | EIA Prime Mover-level Data | NEI avg EF - PM, fuel type, firing type
2019 | NY | West End Dam Hydroelectric Project | 50759 | GEN2 | HY | OP | NA | WAT |  | 108939.5 |  | 1.5381e-07 | EIA Prime Mover-level Data | NEI avg EF - PM, fuel type, firing type
2019 | NY | West Valley East | 62738 | WVE | PV | L | NA | SUN
2019 | NY | West Valley West | 62737 | WVW | PV | L | NA | SUN
2019 | NY | Westchester County Medical Center | 62270 | CAT04 | IC | SB | NA | DFO |  | 65.726 | 0.010188 | 0.31 | EIA Prime Mover-level Data | Estimated using an emission factor
2019 | NY | Westchester County Medical Center | 62270 | CAT2C | IC | SB | NA | DFO |  | 140.842 | 0.021789 | 0.30942 | EIA Prime Mover-level Data | NEI avg EF - PM, fuel type, firing type
2019 | NY | Westchester County Medical Center | 62270 | CATH1 | IC | SB | NA | DFO |  | 122.063 | 0.01892 | 0.31 | EIA Prime Mover-level Data | Estimated using an emission factor
2019 | NY | Westchester County Medical Center | 62270 | CATH2 | IC | SB | NA | DFO |  | 122.063 | 0.01892 | 0.31 | EIA Prime Mover-level Data | Estimated using an emission factor
2019 | NY | Westchester County Medical Center | 62270 | CATN1 | IC | SB | NA | DFO |  | 65.726 | 0.010188 | 0.31 | EIA Prime Mover-level Data | Estimated using an emission factor
2019 | NY | Westchester County Medical Center | 62270 | CATN2 | IC | SB | NA | DFO |  | 65.726 | 0.010188 | 0.31 | EIA Prime Mover-level Data | Estimated using an emission factor
2019 | NY | Westchester County Medical Center | 62270 | CATN3 | IC | SB | NA | DFO |  | 65.726 | 0.010188 | 0.31 | EIA Prime Mover-level Data | Estimated using an emission factor
2019 | NY | Westchester County Medical Center | 62270 | CATR3 | IC | SB | NA | DFO |  | 56.337 | 0.0087322 | 0.31 | EIA Prime Mover-level Data | Estimated using an emission factor
2019 | NY | Westchester County Medical Center | 62270 | CATR4 | IC | SB | NA | DFO |  | 28.168 | 0.004366 | 0.31 | EIA Prime Mover-level Data | Estimated using an emission factor
2019 | NY | Westchester County Medical Center | 62270 | CUM37 | IC | SB | NA | DFO |  | 37.558 | 0.0058215 | 0.31 | EIA Prime Mover-level Data | Estimated using an emission factor
2019 | NY | Westchester County Medical Center | 62270 | DT080 | IC | SB | NA | DFO |  | 46.947 | 0.0072768 | 0.31 | EIA Prime Mover-level Data | Estimated using an emission factor
2019 | NY | Westchester County Medical Center | 62270 | DT250 | IC | SB | NA | DFO |  | 28.168 | 0.004366 | 0.31 | EIA Prime Mover-level Data | Estimated using an emission factor
2019 | NY | Westchester County Medical Center | 62270 | DT500 | IC | SB | NA | DFO |  | 46.947 | 0.0072768 | 0.31 | EIA Prime Mover-level Data | Estimated using an emission factor
2019 | NY | Westerlo NY 1 | 63858 | 8175A | PV | TS | NA | SUN
2019 | NY | Westtown CSG | 62764 | WT | PV | OP | NA | SUN |  | 18867 |  | 0 | EIA Prime Mover-level Data | Estimated using an emission factor
2019 | NY | Westtown NY 2 | 63856 | 8175D | PV | TS | NA | SUN
2019 | NY | Wethersfield Wind Farm | 55368 | V47 | WT | OP | NA | WND |  | 26720 |  | 0 | EIA Prime Mover-level Data | Estimated using an emission factor
2019 | NY | Wheaton-STEU | 63228 | 11410 | PV | P | NA | SUN
2019 | NY | Wheelabrator Hudson Falls | 10503 | SG201A | ST | OP | NA | MSW |  | 791655.9 | 0.061749 | 0.000156 | EIA Unit-level Data | Estimated using an emission factor
2019 | NY | Wheelabrator Hudson Falls | 10503 | SG201B | ST | OP | NA | MSW |  | 791972.8 | 0.061774 | 0.000156 | EIA Unit-level Data | Estimated using an emission factor
2019 | NY | Wheelabrator Westchester | 50882 | 1 | ST | OP | NA | MSW |  | 2425022 | 13.2406 | 0.01092 | EIA Unit-level Data | Estimated using an emission factor
2019 | NY | Wheelabrator Westchester | 50882 | 2 | ST | OP | NA | MSW |  | 2146161 | 11.718 | 0.01092 | EIA Unit-level Data | Estimated using an emission factor
2019 | NY | Wheelabrator Westchester | 50882 | 3 | ST | OP | NA | MSW |  | 2413866 | 13.1797 | 0.01092 | EIA Unit-level Data | Estimated using an emission factor
2019 | NY | Whittier | 63408 | 300 | PV | OP | NA | SUN |  | 35340 |  | 0 | EIA Prime Mover-level Data | Estimated using an emission factor
2019 | NY | William Floyd School District | 58167 | GEN1 | IC | OP | NA | NG |  | 58376 | 0.012317 | 0.000422 | EIA Prime Mover-level Data | Estimated using an emission factor
2019 | NY | William Floyd School District | 58167 | GEN2 | IC | OP | NA | NG |  | 58376 | 0.012317 | 0.000422 | EIA Prime Mover-level Data | Estimated using an emission factor
2019 | NY | William Floyd School District | 58167 | GEN3 | IC | SB | NA | DFO |  | 58376 | 9.0483 | 0.31 | EIA Prime Mover-level Data | Estimated using an emission factor
2019 | NY | Williamson | 63409 | 100 | PV | OP | NA | SUN |  | 29080 |  | 0 | EIA Prime Mover-level Data | Estimated using an emission factor
2019 | NY | Willis Battery Storage | 63238 | WB1 | BA | P | NA | MWH
2019 | NY | Wiscoy 170 | 2646 | 1 | HY | OS | NA | WAT |  |  |  | 1.5381e-07
2019 | NY | Wiscoy 170 | 2646 | 2 | HY | OS | NA | WAT |  |  |  | 1.5381e-07
2019 | NY | Woodhull Hospital | 61567 | EGEN1 | IC | SB | NA | DFO |  | 189 | 0.029295 | 0.31 | EIA Prime Mover-level Data | Estimated using an emission factor
2019 | NY | Woodhull Hospital | 61567 | EGEN2 | IC | SB | NA | DFO |  | 189 | 0.029295 | 0.31 | EIA Prime Mover-level Data | Estimated using an emission factor
2019 | NY | Woodhull Hospital | 61567 | EGEN3 | IC | SB | NA | DFO |  | 252 | 0.03906 | 0.31 | EIA Prime Mover-level Data | Estimated using an emission factor
2019 | NY | Woodhull Hospital | 61567 | EGEN4 | IC | SB | NA | DFO |  | 252 | 0.03906 | 0.31 | EIA Prime Mover-level Data | Estimated using an emission factor
2019 | NY | Woodhull Hospital | 61567 | EGEN5 | IC | SB | NA | DFO |  | 126 | 0.01953 | 0.31 | EIA Prime Mover-level Data | Estimated using an emission factor
2019 | NY | Woodoak Drive Community Solar Farm CSG | 62479 | 175 | PV | OP | NA | SUN |  | 552 |  | 0 | EIA Prime Mover-level Data | Estimated using an emission factor
2019 | NY | Wyckoff Heights Medical Center | 63644 | CT800 | IC | SB | NA | DFO |  |  |  | 0.30942
2019 | NY | Wyckoff Heights Medical Center | 63644 | KT800 | IC | SB | NA | DFO |  |  |  | 0.30942
2019 | NY | Yaleville | 2624 | 1 | HY | OP | NA | WAT |  | 13414 |  | 1.5381e-07 | EIA Prime Mover-level Data | NEI avg EF - PM, fuel type, firing type
2019 | NY | Yaleville | 2624 | 2 | HY | OP | NA | WAT |  | 13414 |  | 1.5381e-07 | EIA Prime Mover-level Data | NEI avg EF - PM, fuel type, firing type
2019 | NY | Yellow Mills Rd #1 Community Solar Farm | 62517 | 1142 | PV | L | NA | SUN
2019 | NY | Yellow Mills Rd #2 Community Solar Farm | 62518 | 1181 | PV | L | NA | SUN
2019 | NY | Yellow Mills Rd #3 Community Solar Farm | 62519 | 1244 | PV | L | NA | SUN
2019 | NY | Zotos International WPGF | 57648 | WT1 | WT | OP | NA | WND |  | 5390.5 |  | 0 | EIA Prime Mover-level Data | Estimated using an emission factor
2019 | NY | Zotos International WPGF | 57648 | WT2 | WT | OP | NA | WND |  | 5390.5 |  | 0 | EIA Prime Mover-level Data | Estimated using an emission factor
2019 | NY | 23rd and 3rd | 7910 | 2301 | GT | OP | CT | NG | 1302 | 459403.2 | 1.9282 | 0.0083944 | EPA/CAMD | EPA/NEI | 2001
2019 | NY | 23rd and 3rd | 7910 | 2302 | GT | OP | CT | NG | 1016 | 366949.5 | 2.2165 | 0.012081 | EPA/CAMD | EPA/NEI | 2001
2019 | NY | 59th Street | 2503 | CT0001 | GT | OP | CT | NG | 4 | 1898 | 0.0074169 | 0.0078154 | EIA non-ozone season distributed and EPA/CAMD ozone season | NEI avg EF - PM, fuel type, firing type | 1969
2019 | NY | 74th Street | 2504 | CT0001 | GT | OP | CT | KER | 9 | 2959.448 | 0.099009 | 0.06691 | EIA non-ozone season distributed and EPA/CAMD ozone season | EPA/NEI | 1968
2019 | NY | 74th Street | 2504 | CT0002 | GT | OP | CT | KER | 20 | 6576.552 | 0.12578 | 0.038251 | EIA non-ozone season distributed and EPA/CAMD ozone season | EPA/NEI | 1968
2019 | NY | AG - Energy | 10803 | 1 | CT | OP | CC | NG | 0 |  |  | 0.0057564 |  |  | 1994
2019 | NY | AG - Energy | 10803 | 2 | CT | OP | CC | NG | 0 |  |  | 0.0057564 |  |  | 1994
2019 | NY | Allegany Station No. 133 | 10619 | 00001 | CT | OP | CC | NG | 447 | 142364.5 | 0.42854 | 0.0060203 | EPA/CAMD | EPA/NEI | 1996
2019 | NY | Arthur Kill | 2490 | 20 | ST | OP | WALL | NG | 6524 | 8155042 | 63.5673 | 0.01559 | EPA/CAMD | EPA/NEI | 1959
2019 | NY | Arthur Kill | 2490 | 30 | ST | OP | TANGENTIAL | NG | 1300 | 2215484 | 15.075 | 0.013609 | EPA/CAMD | EPA/NEI | 1969
2019 | NY | Arthur Kill | 2490 | CT0001 | GT | OP | CT | NG | 38 | 8508 | 0.043587 | 0.010246 | EIA non-ozone season distributed and EPA/CAMD ozone season | EPA/NEI | 1970
2019 | NY | Astoria Energy | 55375 | CT1 | CT | OP | CC | NG | 7929 | 12065550 | 98.1227 | 0.016265 | EPA/CAMD | EPA/NEI | 2006
2019 | NY | Astoria Energy | 55375 | CT2 | CT | OP | CC | NG | 7184 | 11329590 | 91.0567 | 0.016074 | EPA/CAMD | EPA/NEI | 2006
2019 | NY | Astoria Energy | 55375 | CT3 | CT | OP | CC | NG | 6635 | 10810680 | 97.5488 | 0.018047 | EPA/CAMD | EPA/NEI | 2011
2019 | NY | Astoria Energy | 55375 | CT4 | CT | OP | CC | NG | 6828 | 10975950 | 113.6377 | 0.020707 | EPA/CAMD | EPA/NEI | 2011
2019 | NY | Astoria Gas Turbine Power | 55243 | CT0005 | GT | OP | CT | DFO | 0 |  |  | 0.022973 |  |  | 1970
2019 | NY | Astoria Gas Turbine Power | 55243 | CT0007 | GT | OP | CT | DFO | 0 |  |  | 0.022973 |  |  | 1970
2019 | NY | Astoria Gas Turbine Power | 55243 | CT0008 | GT | OP | CT | DFO | 0 |  |  | 0.022973 |  |  | 1970
2019 | NY | Astoria Gas Turbine Power | 55243 | CT0010 | GT | OP | CT | DFO | 0 |  |  | 0.022973 |  |  | 1971
2019 | NY | Astoria Gas Turbine Power | 55243 | CT0011 | GT | OP | CT | DFO | 0 |  |  | 0.022973 |  |  | 1971
2019 | NY | Astoria Gas Turbine Power | 55243 | CT0012 | GT | OP | CT | DFO | 0 |  |  | 0.022973 |  |  | 1971
2019 | NY | Astoria Gas Turbine Power | 55243 | CT0013 | GT | OP | CT | DFO | 0 |  |  | 0.022973 |  |  | 1971
2019 | NY | Astoria Gas Turbine Power | 55243 | CT2-1A | GT | OP | CT | NG | 66 | 8822.4 | 0.31587 | 0.071607 | EPA/CAMD | EPA/NEI | 1970
2019 | NY | Astoria Gas Turbine Power | 55243 | CT2-1B | GT | OP | CT | NG | 66 | 8822.4 | 0.31587 | 0.071607 | EPA/CAMD | EPA/NEI | 1970
2019 | NY | Astoria Gas Turbine Power | 55243 | CT2-2A | GT | OP | CT | NG | 90 | 11656.1 | 1.4748 | 0.25305 | EPA/CAMD | EPA/NEI | 1970
2019 | NY | Astoria Gas Turbine Power | 55243 | CT2-2B | GT | OP | CT | NG | 90 | 11656.1 | 1.4728 | 0.25272 | EPA/CAMD | EPA/NEI | 1970
2019 | NY | Astoria Gas Turbine Power | 55243 | CT2-3A | GT | OP | CT | NG | 127 | 15889.1 | 1.5748 | 0.19822 | EPA/CAMD | EPA/NEI | 1970
2019 | NY | Astoria Gas Turbine Power | 55243 | CT2-3B | GT | OP | CT | NG | 127 | 15889.1 | 1.5748 | 0.19822 | EPA/CAMD | EPA/NEI | 1970
2019 | NY | Astoria Gas Turbine Power | 55243 | CT2-4A | GT | OP | CT | NG | 86 | 10832.3 | 0.59637 | 0.11011 | EPA/CAMD | EPA/NEI | 1970
2019 | NY | Astoria Gas Turbine Power | 55243 | CT2-4B | GT | OP | CT | NG | 86 | 10832.3 | 0.59626 | 0.11009 | EPA/CAMD | EPA/NEI | 1970
2019 | NY | Astoria Gas Turbine Power | 55243 | CT3-1A | GT | OP | CT | NG | 37 | 4016.2 | 0.31816 | 0.15844 | EPA/CAMD | EPA/NEI | 1970
2019 | NY | Astoria Gas Turbine Power | 55243 | CT3-1B | GT | OP | CT | NG | 37 | 4016.2 | 0.32951 | 0.16409 | EPA/CAMD | EPA/NEI | 1970
2019 | NY | Astoria Gas Turbine Power | 55243 | CT3-2A | GT | OP | CT | NG | 80 | 9425.9 | 0.94665 | 0.20086 | EPA/CAMD | EPA/NEI | 1970
2019 | NY | Astoria Gas Turbine Power | 55243 | CT3-2B | GT | OP | CT | NG | 80 | 9425.9 | 0.94579 | 0.20068 | EPA/CAMD | EPA/NEI | 1970
2019 | NY | Astoria Gas Turbine Power | 55243 | CT3-3A | GT | OP | CT | NG | 39 | 4607.6 | 0.56481 | 0.24517 | EPA/CAMD | EPA/NEI | 1970
2019 | NY | Astoria Gas Turbine Power | 55243 | CT3-3B | GT | OP | CT | NG | 39 | 4607.6 | 0.56481 | 0.24517 | EPA/CAMD | EPA/NEI | 1970
2019 | NY | Astoria Gas Turbine Power | 55243 | CT3-4A | GT | OP | CT | NG | 132 | 17371.8 | 1.5027 | 0.173 | EPA/CAMD | EPA/NEI | 1970
2019 | NY | Astoria Gas Turbine Power | 55243 | CT3-4B | GT | OP | CT | NG | 132 | 17371.8 | 1.5025 | 0.17299 | EPA/CAMD | EPA/NEI | 1970
2019 | NY | Astoria Gas Turbine Power | 55243 | CT4-1A | GT | OP | CT | NG | 116 | 13776 | 1.1191 | 0.16247 | EPA/CAMD | EPA/NEI | 1970
2019 | NY | Astoria Gas Turbine Power | 55243 | CT4-1B | GT | OP | CT | NG | 116 | 13776 | 1.1189 | 0.16245 | EPA/CAMD | EPA/NEI | 1970
2019 | NY | Astoria Gas Turbine Power | 55243 | CT4-2A | GT | OP | CT | NG | 93 | 12487.7 | 0.51541 | 0.082546 | EPA/CAMD | EPA/NEI | 1970
2019 | NY | Astoria Gas Turbine Power | 55243 | CT4-2B | GT | OP | CT | NG | 93 | 12487.7 | 0.51541 | 0.082546 | EPA/CAMD | EPA/NEI | 1970
2019 | NY | Astoria Gas Turbine Power | 55243 | CT4-3A | GT | OP | CT | NG | 77 | 10483 | 0.54578 | 0.10413 | EPA/CAMD | EPA/NEI | 1970
2019 | NY | Astoria Gas Turbine Power | 55243 | CT4-3B | GT | OP | CT | NG | 77 | 10483 | 0.5444 | 0.10386 | EPA/CAMD | EPA/NEI | 1970
2019 | NY | Astoria Gas Turbine Power | 55243 | CT4-4A | GT | OP | CT | NG | 61 | 8515 | 0.61075 | 0.14345 | EPA/CAMD | EPA/NEI | 1970
2019 | NY | Astoria Gas Turbine Power | 55243 | CT4-4B | GT | OP | CT | NG | 61 | 8515 | 0.61075 | 0.14345 | EPA/CAMD | EPA/NEI | 1970
2019 | NY | Astoria Generating Station | 8906 | 20 | ST | OP | WALL | NG | 129 | 97407.98 | 0.40575 | 0.0083308 | EPA/CAMD | EPA/NEI | 1953
2019 | NY | Astoria Generating Station | 8906 | 31RH | ST | OP | WALL | NG | 4267 | 2559387 | 15.6472 | 0.012227 | EPA/CAMD | EPA/NEI | 1958
2019 | NY | Astoria Generating Station | 8906 | 32SH | ST | OP | WALL | NG | 4267 | 2437511 | 15.5477 | 0.012757 | EPA/CAMD | EPA/NEI | 1958
2019 | NY | Astoria Generating Station | 8906 | 41SH | ST | OP | TANGENTIAL | NG | 0 |  |  | 0.0080534 |  |  | 1958
2019 | NY | Astoria Generating Station | 8906 | 42RH | ST | OP | TANGENTIAL | NG | 0 |  |  | 0.0080534 |  |  | 1958
2019 | NY | Astoria Generating Station | 8906 | 51RH | ST | OP | TANGENTIAL | NG | 2536 | 1585522 | 10.9074 | 0.013759 | EPA/CAMD | EPA/NEI | 1962
2019 | NY | Astoria Generating Station | 8906 | 52SH | ST | OP | TANGENTIAL | NG | 2536 | 1553919 | 10.8647 | 0.013984 | EPA/CAMD | EPA/NEI | 1962
2019 | NY | Astoria Generating Station | 8906 | CT0001 | GT | OP | CT | NG | 46 | 13586 | 0.061534 | 0.0090585 | EIA non-ozone season distributed and EPA/CAMD ozone season | EPA/NEI | 1967
2019 | NY | Athens Generating Company | 55405 | 1 | CT | OP | CC | NG | 3886 | 8092732 | 20.8958 | 0.0051641 | EPA/CAMD | EPA/NEI | 2003
2019 | NY | Athens Generating Company | 55405 | 2 | CT | OP | CC | NG | 2072 | 4165772 | 7.4643 | 0.0035836 | EPA/CAMD | EPA/NEI | 2003
2019 | NY | Athens Generating Company | 55405 | 3 | CT | OP | CC | NG | 3968 | 8701528 | 13.1791 | 0.0030291 | EPA/CAMD | EPA/NEI | 2003
2019 | NY | Batavia Energy | 54593 | 1 | CT | OP | CC | NG | 206 | 85591.61 | 0.15958 | 0.0037288 | EPA/CAMD | EPA/NEI | 1992
2019 | NY | Bayswater Peaking Facility | 55699 | 1 | GT | OP | CT | NG | 2613 | 1364364 | 3.849 | 0.0056422 | EPA/CAMD | EPA/NEI | 2002
2019 | NY | Bayswater Peaking Facility | 55699 | 2 | GT | OP | CT | DFO | 204 | 89162.66 | 0.36023 | 0.0080802 | EPA/CAMD | EPA/NEI | 2003
2019 | NY | Beaver Falls, LLC | 10617 | 1 | CT | OP | CC | NG | 38 | 18357.2 | 0.047622 | 0.0051884 | EPA/CAMD | EPA/NEI | 1995
2019 | NY | Bethlehem Energy Center (Albany) | 2539 | 10001 | CT | OP | CC | NG | 6166 | 9124372 | 45.3972 | 0.0099508 | EPA/CAMD | EPA/NEI | 2005
2019 | NY | Bethlehem Energy Center (Albany) | 2539 | 10002 | CT | OP | CC | NG | 5798 | 8658709 | 41.9289 | 0.0096848 | EPA/CAMD | EPA/NEI | 2005
2019 | NY | Bethlehem Energy Center (Albany) | 2539 | 10003 | CT | OP | CC | NG | 8397 | 13758410 | 61.0696 | 0.0088774 | EPA/CAMD | EPA/NEI | 2005
2019 | NY | Bethpage Energy Center | 50292 | GT1 | CT | OP | CC | NG | 4082 | 740376.5 | 0.005647 | 1.5254e-05 | EPA/CAMD | EPA/NEI | 1989
2019 | NY | Bethpage Energy Center | 50292 | GT2 | CT | OP | CC | NG | 4381 | 834316.6 | 0.0059408 | 1.4241e-05 | EPA/CAMD | EPA/NEI | 1989
2019 | NY | Bethpage Energy Center | 50292 | GT3 | GT | OP | CT | NG | 1305 | 468317.8 | 0.0031272 | 1.3355e-05 | EPA/CAMD | EPA/NEI | 2002
2019 | NY | Bethpage Energy Center | 50292 | GT4 | CT | OP | CC | NG | 2016 | 985092.7 | 0.0043658 | 8.8637e-06 | EPA/CAMD | EPA/NEI | 2005
2019 | NY | Black River Generation, LLC | 10464 | E0001 | ST | OP | FLUIDIZED | WDS | 8083 | 1701033 | 15.1478 | 0.01781 | EPA/CAMD | EPA/NEI | 1991
2019 | NY | Black River Generation, LLC | 10464 | E0002 | ST | OP | FLUIDIZED | WDS | 7849 | 1693867 | 14.6844 | 0.017338 | EPA/CAMD | EPA/NEI | 1991
2019 | NY | Black River Generation, LLC | 10464 | E0003 | ST | OP | FLUIDIZED | WDS | 8196 | 1727524 | 14.959 | 0.017318 | EPA/CAMD | EPA/NEI | 1991
2019 | NY | Bowline Generating Station | 2625 | 1 | ST | OP | TANGENTIAL | NG | 590 | 1548384 | 5.3034 | 0.0068503 | EPA/CAMD | EPA/NEI | 1972
2019 | NY | Bowline Generating Station | 2625 | 2 | ST | OP | WALL | NG | 610 | 1725556 | 5.6225 | 0.0065167 | EPA/CAMD | EPA/NEI | 1974
2019 | NY | Brentwood | 7912 | BW01 | GT | OP | CT | NG | 1635 | 541649.3 | 1.4824 | 0.0054738 | EPA/CAMD | EPA/NEI | 2001
2019 | NY | Brooklyn Navy Yard Cogeneration | 54914 | 1 | CT | OP | CC | NG | 8015 | 9240786 | 0.0080122 | 1.7341e-06 | EPA/CAMD | EPA/NEI | 1996
2019 | NY | Brooklyn Navy Yard Cogeneration | 54914 | 2 | CT | OP | CC | NG | 7671 | 8956622 | 0.0066168 | 1.4775e-06 | EPA/CAMD | EPA/NEI | 1996
2019 | NY | Caithness Long Island Energy Center | 56234 | 0001 | CT | OP | CC | NG | 7323 | 15102020 | 11.5775 | 0.0015332 | EPA/CAMD | EPA/NEI | 2009
2019 | NY | Carr Street Generating Station | 50978 | A | CT | OP | CC | NG | 818 | 243712.6 | 0.81461 | 0.006685 | EPA/CAMD | EPA/NEI | 1993
2019 | NY | Carr Street Generating Station | 50978 | B | CT | OP | CC | NG | 802 | 247726.8 | 0.82182 | 0.0066349 | EPA/CAMD | EPA/NEI | 1993
2019 | NY | Carthage Energy | 10620 | 1 | CT | OP | CC | NG | 87 | 29396.53 | 0.0073478 | 0.00049991 | EPA/CAMD | EPA/NEI | 1991
2019 | NY | Castleton Power, LLC | 10190 | 1 | CT | OP | CC | NG | 2417 | 1216664 | 1.0217 | 0.0016795 | EPA/CAMD | EPA/NEI | 1992
2019 | NY | Cayuga Operating Company, LLC | 2535 | 1 | ST | OP | TANGENTIAL | BIT | 1439 | 1052002 | 0.026889 | 5.1119e-05 | EPA/CAMD | EPA/NEI | 1955
2019 | NY | Cayuga Operating Company, LLC | 2535 | 2 | ST | OP | TANGENTIAL | BIT | 0 |  |  | 0.044409 |  |  | 1958
2019 | NY | Cornell University Ithaca Campus | 50368 | CT1 | CT | OP | CC | NG | 3523 | 1236502 | 3.5589 | 0.0057564 | EIA non-ozone season distributed and EPA/CAMD ozone season | NEI avg EF - PM, fuel type, firing type | 2009
2019 | NY | Cornell University Ithaca Campus | 50368 | CT2 | CT | OP | CC | NG | 3024 | 1040831 | 2.9957 | 0.0057564 | EIA non-ozone season distributed and EPA/CAMD ozone season | NEI avg EF - PM, fuel type, firing type | 2009
2019 | NY | Covanta Niagara | 50472 | BLR05 | ST | OP | WALL | NG | 2160 | 4716472 | 16.919 | 0.0071744 | EIA non-ozone season distributed and EPA/CAMD ozone season | NEI avg EF - PM, fuel type, firing type | 2014
2019 | NY | Covanta Niagara | 50472 | R1B01 | ST | OP | WALL | NG | 2248 | 364659.2 | 1.3081 | 0.0071744 | EPA/CAMD | NEI avg EF - PM, fuel type, firing type | 1980
2019 | NY | Covanta Niagara | 50472 | R1B02 | ST | OP | WALL | NG | 0 |  |  | 0.0080534 |  |  | 1980
2019 | NY | Danskammer Generating Station | 2480 | 1 | ST | OP | TANGENTIAL | NG | 53 | 20107.06 | 0.020252 | 0.0020144 | EPA/CAMD | EPA/NEI | 1951
2019 | NY | Danskammer Generating Station | 2480 | 2 | ST | OP | TANGENTIAL | NG | 50 | 17982.23 | 0.022544 | 0.0025074 | EPA/CAMD | EPA/NEI | 1954
2019 | NY | Danskammer Generating Station | 2480 | 3 | ST | OP | TANGENTIAL | NG | 52 | 32221.2 | 0.0036161 | 0.00022446 | EPA/CAMD | EPA/NEI | 1959
2019 | NY | Danskammer Generating Station | 2480 | 4 | ST | OP | TANGENTIAL | NG | 53 | 38219.04 | 0.057195 | 0.002993 | EPA/CAMD | EPA/NEI | 1967
2019 | NY | E F Barrett | 2511 | 10 | ST | OP | TANGENTIAL | NG | 7295 | 9697816 | 2.085 | 0.00043 | EPA/CAMD | EPA/NEI | 1956
2019 | NY | E F Barrett | 2511 | 20 | ST | OP | TANGENTIAL | NG | 4211 | 5235748 | 1.1257 | 0.00043 | EPA/CAMD | EPA/NEI | 1963
2019 | NY | E F Barrett | 2511 | U00004 | GT | OP | CT | NG | 439 | 63565.5 | 1.3057 | 0.041083 | EPA/CAMD | EPA/NEI | 1970
2019 | NY | E F Barrett | 2511 | U00005 | GT | OP | CT | NG | 315 | 40938.3 | 0.83584 | 0.040834 | EPA/CAMD | EPA/NEI | 1970
2019 | NY | E F Barrett | 2511 | U00006 | GT | OP | CT | NG | 353 | 45263 | 0.57257 | 0.0253 | EPA/CAMD | EPA/NEI | 1970
2019 | NY | E F Barrett | 2511 | U00007 | GT | OP | CT | NG | 498 | 75434.1 | 0.67474 | 0.01789 | EPA/CAMD | EPA/NEI | 1970
2019 | NY | E F Barrett | 2511 | U00008 | GT | OP | CT | NG | 296 | 44505.3 | 0.52599 | 0.023637 | EPA/CAMD | EPA/NEI | 1970
2019 | NY | E F Barrett | 2511 | U00009 | GT | OP | CT | NG | 327 | 41592.9 | 0.72529 | 0.034875 | EPA/CAMD | EPA/NEI | 1970
2019 | NY | E F Barrett | 2511 | U00010 | GT | OP | CT | NG | 0 |  |  | 0.0070853 |  |  | 1970
2019 | NY | E F Barrett | 2511 | U00011 | GT | OP | CT | NG | 265 | 33422.3 | 0.58167 | 0.034807 | EPA/CAMD | EPA/NEI | 1970
2019 | NY | E F Barrett | 2511 | U00012 | GT | OP | CT | NG | 564 | 105191.2 | 1.7299 | 0.032891 | EPA/CAMD | EPA/NEI | 1970
2019 | NY | E F Barrett | 2511 | U00013 | GT | OP | CT | NG | 564 | 105191.2 | 1.7299 | 0.032891 | EPA/CAMD | EPA/NEI | 1970
2019 | NY | E F Barrett | 2511 | U00014 | GT | OP | CT | NG | 466 | 91961.9 | 2.0555 | 0.044703 | EPA/CAMD | EPA/NEI | 1970
2019 | NY | E F Barrett | 2511 | U00015 | GT | OP | CT | NG | 466 | 91961.9 | 2.0555 | 0.044703 | EPA/CAMD | EPA/NEI | 1970
2019 | NY | E F Barrett | 2511 | U00016 | GT | OP | CT | NG | 1044 | 190133.5 | 1.8884 | 0.019864 | EPA/CAMD | EPA/NEI | 1970
2019 | NY | E F Barrett | 2511 | U00017 | GT | OP | CT | NG | 1044 | 190133.5 | 1.8884 | 0.019864 | EPA/CAMD | EPA/NEI | 1970
2019 | NY | E F Barrett | 2511 | U00018 | GT | OP | CT | NG | 697 | 138748.2 | 1.7542 | 0.025286 | EPA/CAMD | EPA/NEI | 1970
2019 | NY | E F Barrett | 2511 | U00019 | GT | OP | CT | NG | 697 | 138748.2 | 1.7542 | 0.025286 | EPA/CAMD | EPA/NEI | 1970
2019 | NY | East Hampton Facility | 2512 | UGT001 | GT | OP | CT | DFO | 859 | 165505.1 | 0.53416 | 0.0064549 | EPA/CAMD | EPA/NEI | 1970
2019 | NY | East River | 2493 | 1 | CT | OP | CC | NG | 7913 | 13494120 | 46.6587 | 0.0069154 | EPA/CAMD | EPA/NEI | 2005
2019 | NY | East River | 2493 | 2 | CT | OP | CC | NG | 6653 | 11027010 | 38.6249 | 0.0070055 | EPA/CAMD | EPA/NEI | 2005
2019 | NY | East River | 2493 | 60 | ST | OP | WALL | NG | 6272 | 6652228 | 32.8216 | 0.0098678 | EPA/CAMD | EPA/NEI | 1951
2019 | NY | East River | 2493 | 70 | ST | OP | WALL | NG | 4180 | 3908060 | 39.4745 | 0.020202 | EPA/CAMD | EPA/NEI | 1955
2019 | NY | Edgewood Energy | 55786 | CT01 | GT | OP | CT | NG | 984 | 328953.2 | 1.4391 | 0.0087498 | EPA/CAMD | EPA/NEI | 2002
2019 | NY | Edgewood Energy | 55786 | CT02 | GT | OP | CT | NG | 873 | 307624.5 | 1.3369 | 0.0086915 | EPA/CAMD | EPA/NEI | 2002
2019 | NY | Empire Generating Co, LLC | 56259 | CT-1 | CT | OP | CC | NG | 5597 | 9114781 | 24.3725 | 0.0053479 | EPA/CAMD | EPA/NEI | 2010
2019 | NY | Empire Generating Co, LLC | 56259 | CT-2 | CT | OP | CC | NG | 5596 | 8996662 | 39.0277 | 0.008676 | EPA/CAMD | EPA/NEI | 2010
2019 | NY | Equus Power I | 56032 | 0001 | GT | OP | CT | NG | 1355 | 416554.8 | 1.159 | 0.0055645 | EPA/CAMD | EPA/NEI | 2004
2019 | NY | Fortistar North Tonawanda Inc | 54131 | NTCT1 | CT | OP | CC | NG | 337 | 155575.4 | 0.24794 | 0.0031874 | EPA/CAMD | EPA/NEI | 1993
2019 | NY | Freeport Power Plant No. 2 | 2679 | 5 | GT | OP | CT | NG | 471 | 140612 | 0.10993 | 0.0015635 | EPA/CAMD | EPA/NEI | 2004
2019 | NY | Glenwood | 2514 | U00020 | GT | OP | CT | DFO | 19 | 8509 | 0.012197 | 0.0028668 | EPA/CAMD | EPA/NEI | 1972
2019 | NY | Glenwood | 2514 | U00021 | GT | OP | CT | DFO | 14 | 6100 | 0.0096884 | 0.0031765 | EPA/CAMD | EPA/NEI | 1972
2019 | NY | Glenwood Landing Energy Center | 7869 | UGT011 | GT | OP | CT | DFO | 59 | 3542 | 0.042005 | 0.023718 | EPA/CAMD | NEI avg EF - PM, fuel type, firing type | 1967
2019 | NY | Glenwood Landing Energy Center | 7869 | UGT012 | GT | OP | CT | NG | 1336 | 409541.6 | 3.8184 | 0.018647 | EPA/CAMD | EPA/NEI | 2002
2019 | NY | Glenwood Landing Energy Center | 7869 | UGT013 | GT | OP | CT | NG | 1405 | 429373.1 | 2.901 | 0.013513 | EPA/CAMD | EPA/NEI | 2002
2019 | NY | Gowanus Generating Station | 2494 | CT01-1 | GT | OP | CT | DFO | 5 | 1818.925 | 0.57276 | 0.62978 | EIA non-ozone season distributed and EPA/CAMD ozone season | EPA/NEI | 1971
2019 | NY | Gowanus Generating Station | 2494 | CT01-2 | GT | OP | CT | DFO | 3 | 884.792 | 0.17293 | 0.39089 | EIA non-ozone season distributed and EPA/CAMD ozone season | EPA/NEI | 1971
2019 | NY | Gowanus Generating Station | 2494 | CT01-3 | GT | OP | CT | DFO | 3 | 983.277 | 0.579 | 1.1777 | EIA non-ozone season distributed and EPA/CAMD ozone season | EPA/NEI | 1971
2019 | NY | Gowanus Generating Station | 2494 | CT01-4 | GT | OP | CT | DFO | 9 | 2556.088 | 1.4362 | 1.1238 | EIA non-ozone season distributed and EPA/CAMD ozone season | EPA/NEI | 1971
2019 | NY | Gowanus Generating Station | 2494 | CT01-5 | GT | OP | CT | DFO | 3 | 933.936 | 0.57911 | 1.2401 | EIA non-ozone season distributed and EPA/CAMD ozone season | EPA/NEI | 1971
2019 | NY | Gowanus Generating Station | 2494 | CT01-6 | GT | OP | CT | DFO | 3 | 933.936 | 0.57911 | 1.2401 | EIA non-ozone season distributed and EPA/CAMD ozone season | EPA/NEI | 1971
2019 | NY | Gowanus Generating Station | 2494 | CT01-7 | GT | OP | CT | DFO | 3 | 933.936 | 0.32235 | 0.69029 | EIA non-ozone season distributed and EPA/CAMD ozone season | EPA/NEI | 1971
2019 | NY | Gowanus Generating Station | 2494 | CT01-8 | GT | OP | CT | DFO | 3 | 884.792 | 0.58011 | 1.3113 | EIA non-ozone season distributed and EPA/CAMD ozone season | EPA/NEI | 1971
2019 | NY | Gowanus Generating Station | 2494 | CT02-1 | GT | OP | CT | DFO | 38 | 12625.93 | 0.11924 | 0.018888 | EIA non-ozone season distributed and EPA/CAMD ozone season | EPA/NEI | 1971
2019 | NY | Gowanus Generating Station | 2494 | CT02-2 | GT | OP | CT | DFO | 43 | 13982.51 | 0.16586 | 0.023724 | EIA non-ozone season distributed and EPA/CAMD ozone season | EPA/NEI | 1971
2019 | NY | Gowanus Generating Station | 2494 | CT02-3 | GT | OP | CT | DFO | 18 | 5875.091 | 0.080556 | 0.027423 | EIA non-ozone season distributed and EPA/CAMD ozone season | EPA/NEI | 1971
2019 | NY | Gowanus Generating Station | 2494 | CT02-4 | GT | OP | CT | DFO | 35 | 13148.43 | 0.26764 | 0.040711 | EIA non-ozone season distributed and EPA/CAMD ozone season | EPA/NEI | 1971
2019 | NY | Gowanus Generating Station | 2494 | CT02-5 | GT | OP | CT | DFO | 20 | 6515.735 | 0.16922 | 0.051942 | EIA non-ozone season distributed and EPA/CAMD ozone season | EPA/NEI | 1971
2019 | NY | Gowanus Generating Station | 2494 | CT02-6 | GT | OP | CT | DFO | 36 | 13497.16 | 0.34625 | 0.051306 | EIA non-ozone season distributed and EPA/CAMD ozone season | EPA/NEI | 1971
2019 | NY | Gowanus Generating Station | 2494 | CT02-7 | GT | OP | CT | DFO | 28 | 9657.622 | 0.18928 | 0.039197 | EIA non-ozone season distributed and EPA/CAMD ozone season | EPA/NEI | 1971
2019 | NY | Gowanus Generating Station | 2494 | CT02-8 | GT | OP | CT | DFO | 18 | 5718.616 | 0.26366 | 0.092212 | EIA non-ozone season distributed and EPA/CAMD ozone season | EPA/NEI | 1971
2019 | NY | Gowanus Generating Station | 2494 | CT03-1 | GT | OP | CT | DFO | 36 | 12210.37 | 0.28184 | 0.046163 | EIA non-ozone season distributed and EPA/CAMD ozone season | EPA/NEI | 1971
2019 | NY | Gowanus Generating Station | 2494 | CT03-2 | GT | OP | CT | DFO | 19 | 6480.352 | 0.24065 | 0.07427 | EIA non-ozone season distributed and EPA/CAMD ozone season | EPA/NEI | 1971
2019 | NY | Gowanus Generating Station | 2494 | CT03-3 | GT | OP | CT | DFO | 14 | 3989.526 | 0.10712 | 0.053701 | EIA non-ozone season distributed and EPA/CAMD ozone season | EPA/NEI | 1971
2019 | NY | Gowanus Generating Station | 2494 | CT03-4 | GT | OP | CT | DFO | 11 | 3024.334 | 0.051622 | 0.034138 | EIA non-ozone season distributed and EPA/CAMD ozone season | EPA/NEI | 1971
2019 | NY | Gowanus Generating Station | 2494 | CT03-5 | GT | OP | CT | DFO | 38 | 11631.84 | 0.15424 | 0.02652 | EIA non-ozone season distributed and EPA/CAMD ozone season | EPA/NEI | 1971
2019 | NY | Gowanus Generating Station | 2494 | CT03-6 | GT | OP | CT | DFO | 18 | 5152.278 | 0.10799 | 0.041919 | EIA non-ozone season distributed and EPA/CAMD ozone season | EPA/NEI | 1971
2019 | NY | Gowanus Generating Station | 2494 | CT03-7 | GT | OP | CT | DFO | 19 | 6572.349 | 0.32572 | 0.099119 | EIA non-ozone season distributed and EPA/CAMD ozone season | EPA/NEI | 1971
2019 | NY | Gowanus Generating Station | 2494 | CT03-8 | GT | OP | CT | DFO | 16 | 5095.271 | 0.23729 | 0.093143 | EIA non-ozone season distributed and EPA/CAMD ozone season | EPA/NEI | 1971
2019 | NY | Gowanus Generating Station | 2494 | CT04-1 | GT | OP | CT | DFO | 10 | 2488.662 | 1.6445 | 1.3216 | EIA non-ozone season distributed and EPA/CAMD ozone season | EPA/NEI | 1971
2019 | NY | Gowanus Generating Station | 2494 | CT04-2 | GT | OP | CT | DFO | 6 | 1751.106 | 0.78695 | 0.8988 | EIA non-ozone season distributed and EPA/CAMD ozone season | EPA/NEI | 1971
2019 | NY | Gowanus Generating Station | 2494 | CT04-3 | GT | OP | CT | DFO | 3 | 967.551 | 0.209 | 0.43203 | EIA non-ozone season distributed and EPA/CAMD ozone season | EPA/NEI | 1971
2019 | NY | Gowanus Generating Station | 2494 | CT04-4 | GT | OP | CT | DFO | 5 | 1382.525 | 0.91359 | 1.3216 | EIA non-ozone season distributed and EPA/CAMD ozone season | EPA/NEI | 1971
2019 | NY | Gowanus Generating Station | 2494 | CT04-5 | GT | OP | CT | DFO | 6 | 1797.105 | 0.59969 | 0.66739 | EIA non-ozone season distributed and EPA/CAMD ozone season | EPA/NEI | 1971
2019 | NY | Gowanus Generating Station | 2494 | CT04-6 | GT | OP | CT | DFO | 6 | 1612.913 | 0.38958 | 0.48307 | EIA non-ozone season distributed and EPA/CAMD ozone season | EPA/NEI | 1971
2019 | NY | Gowanus Generating Station | 2494 | CT04-7 | GT | OP | CT | DFO | 5 | 1105.745 | 0.69507 | 1.2572 | EIA non-ozone season distributed and EPA/CAMD ozone season | EPA/NEI | 1971
2019 | NY | Gowanus Generating Station | 2494 | CT04-8 | GT | OP | CT | DFO | 2 | 276.387 | 0.17374 | 1.2572 | EIA non-ozone season distributed and EPA/CAMD ozone season | EPA/NEI | 1971
2019 | NY | Greenidge Generation LLC | 2527 | 6 | ST | OP | TANGENTIAL | NG | 1135 | 664721.5 | 2.156 | 0.0064871 | EPA/CAMD | EPA/NEI | 1953
2019 | NY | Harlem River Yard | 7914 | HR01 | GT | OP | CT | NG | 624 | 190973 | 0.41277 | 0.0043228 | EPA/CAMD | EPA/NEI | 2001
2019 | NY | Harlem River Yard | 7914 | HR02 | GT | OP | CT | NG | 424 | 123001 | 0.47423 | 0.007711 | EPA/CAMD | EPA/NEI | 2001
2019 | NY | Hawkeye Energy Greenport, LLC | 55969 | U-01 | GT | OP | CT | DFO | 757 | 313598.5 | 0.27651 | 0.0017634 | EPA/CAMD | EPA/NEI | 2003
2019 | NY | Hell Gate | 7913 | HG01 | GT | OP | CT | NG | 617 | 184488.8 | 0.69258 | 0.0075081 | EPA/CAMD | EPA/NEI | 2001
2019 | NY | Hell Gate | 7913 | HG02 | GT | OP | CT | NG | 416 | 129754 | 0.87832 | 0.013538 | EPA/CAMD | EPA/NEI | 2001
2019 | NY | Hillburn | 2628 | 001 | GT | OP | CT | NG | 26 | 5493.266 | 0.022311 | 0.0081231 | EPA/CAMD | EPA/NEI | 1971
2019 | NY | Holtsville Facility | 8007 | U00001 | GT | OP | CT | DFO | 54 | 7474.1 | 3.6526 | 0.9774 | EPA/CAMD | EPA/NEI | 1974
2019 | NY | Holtsville Facility | 8007 | U00002 | GT | OP | CT | DFO | 53 | 7405 | 3.6188 | 0.9774 | EPA/CAMD | EPA/NEI | 1974
2019 | NY | Holtsville Facility | 8007 | U00003 | GT | OP | CT | DFO | 33 | 3968.8 | 2.6722 | 1.3466 | EPA/CAMD | EPA/NEI | 1974
2019 | NY | Holtsville Facility | 8007 | U00004 | GT | OP | CT | DFO | 33 | 3968.8 | 2.278 | 1.148 | EPA/CAMD | EPA/NEI | 1974
2019 | NY | Holtsville Facility | 8007 | U00005 | GT | OP | CT | DFO | 80 | 9332.7 | 7.4352 | 1.5934 | EPA/CAMD | EPA/NEI | 1974
2019 | NY | Holtsville Facility | 8007 | U00006 | GT | OP | CT | DFO | 80 | 9332.7 | 7.0495 | 1.5107 | EPA/CAMD | EPA/NEI | 1974
2019 | NY | Holtsville Facility | 8007 | U00007 | GT | OP | CT | DFO | 85 | 10304 | 3.6657 | 0.7115 | EPA/CAMD | EPA/NEI | 1974
2019 | NY | Holtsville Facility | 8007 | U00008 | GT | OP | CT | DFO | 85 | 10286.2 | 3.7169 | 0.72269 | EPA/CAMD | EPA/NEI | 1974
2019 | NY | Holtsville Facility | 8007 | U00009 | GT | OP | CT | DFO | 60 | 6851.6 | 3.7275 | 1.0881 | EPA/CAMD | EPA/NEI | 1974
2019 | NY | Holtsville Facility | 8007 | U00010 | GT | OP | CT | DFO | 60 | 6851.6 | 3.7275 | 1.0881 | EPA/CAMD | EPA/NEI | 1974
2019 | NY | Holtsville Facility | 8007 | U00011 | GT | OP | CT | DFO | 69 | 22255.1 | 0.94352 | 0.084791 | EPA/CAMD | EPA/NEI | 1974
2019 | NY | Holtsville Facility | 8007 | U00012 | GT | OP | CT | DFO | 69 | 22255.1 | 0.94744 | 0.085143 | EPA/CAMD | EPA/NEI | 1974
2019 | NY | Holtsville Facility | 8007 | U00013 | GT | OP | CT | DFO | 97 | 27609.6 | 3.2448 | 0.23505 | EPA/CAMD | EPA/NEI | 1974
2019 | NY | Holtsville Facility | 8007 | U00014 | GT | OP | CT | DFO | 97 | 27609.6 | 3.2614 | 0.23625 | EPA/CAMD | EPA/NEI | 1974
2019 | NY | Holtsville Facility | 8007 | U00015 | GT | OP | CT | DFO | 117 | 32385.7 | 3.0711 | 0.18966 | EPA/CAMD | EPA/NEI | 1974
2019 | NY | Holtsville Facility | 8007 | U00016 | GT | OP | CT | DFO | 117 | 32385.7 | 3.0533 | 0.18856 | EPA/CAMD | EPA/NEI | 1974
2019 | NY | Holtsville Facility | 8007 | U00017 | GT | OP | CT | DFO | 78 | 21420.9 | 2.762 | 0.25788 | EPA/CAMD | EPA/NEI | 1974
2019 | NY | Holtsville Facility | 8007 | U00018 | GT | OP | CT | DFO | 78 | 21420.9 | 2.7697 | 0.2586 | EPA/CAMD | EPA/NEI | 1974
2019 | NY | Holtsville Facility | 8007 | U00019 | GT | OP | CT | DFO | 70 | 20153.6 | 1.3773 | 0.13668 | EPA/CAMD | EPA/NEI | 1974
2019 | NY | Holtsville Facility | 8007 | U00020 | GT | OP | CT | DFO | 70 | 20153.6 | 1.3682 | 0.13578 | EPA/CAMD | EPA/NEI | 1974
2019 | NY | Hudson Avenue | 2496 | CT0003 | GT | OP | CT | KER | 5 | 2371.556 | 0.065986 | 0.055648 | EIA non-ozone season distributed and EPA/CAMD ozone season | EPA/NEI | 1970
2019 | NY | Hudson Avenue | 2496 | CT0004 | GT | OP | CT | KER | 0 |  |  | 0.027185 |  |  | 1970
2019 | NY | Hudson Avenue | 2496 | CT0005 | GT | OP | CT | KER | 40 | 18972.45 | 0.58065 | 0.06121 | EIA non-ozone season distributed and EPA/CAMD ozone season | EPA/NEI | 1970
2019 | NY | Indeck-Corinth Energy Center | 50458 | 1 | CT | OP | CC | NG | 4562 | 4748013 | 2.0151 | 0.00084882 | EPA/CAMD | EPA/NEI | 1995
2019 | NY | Indeck-Olean Energy Center | 54076 | 1 | CT | OP | CC | NG | 1985 | 1047456 | 1.3672 | 0.0026104 | EPA/CAMD | EPA/NEI | 1994
2019 | NY | Indeck-Oswego Energy Center | 50450 | 1 | CT | OP | CC | NG | 616 | 232865.9 | 0.76496 | 0.0065699 | EPA/CAMD | EPA/NEI | 1990
2019 | NY | Indeck-Silver Springs Energy Center | 50449 | 1 | CT | OP | CC | NG | 1137 | 420542.7 | 0.1083 | 0.00051504 | EPA/CAMD | EPA/NEI | 1991
2019 | NY | Indeck-Yerkes Energy Center | 50451 | 1 | CT | OP | CC | NG | 724 | 260800.5 | 2.4314 | 0.018645 | EPA/CAMD | EPA/NEI | 1988
2019 | NY | Independence | 54547 | 1 | CT | OP | CC | NG | 6139 | 9697750 | 26.3394 | 0.0054321 | EPA/CAMD | EPA/NEI | 1994
2019 | NY | Independence | 54547 | 2 | CT | OP | CC | NG | 5899 | 8993428 | 26.8223 | 0.0059649 | EPA/CAMD | EPA/NEI | 1994
2019 | NY | Independence | 54547 | 3 | CT | OP | CC | NG | 5982 | 8722408 | 25.3465 | 0.0058118 | EPA/CAMD | EPA/NEI | 1994
2019 | NY | Independence | 54547 | 4 | CT | OP | CC | NG | 5919 | 8630472 | 21.1755 | 0.0049071 | EPA/CAMD | EPA/NEI | 1994
2019 | NY | KIAC Cogeneration | 54114 | GT1 | CT | OP | CC | NG | 4326 | 1826755 | 7.0467 | 0.007715 | EPA/CAMD | EPA/NEI | 1995
2019 | NY | KIAC Cogeneration | 54114 | GT2 | CT | OP | CC | NG | 6738 | 2709653 | 11.1054 | 0.0081969 | EPA/CAMD | EPA/NEI | 1995
2019 | NY | Lockport | 54041 | 011854 | CT | OP | CC | NG | 1393 | 643046.9 | 1.9929 | 0.0061983 | EPA/CAMD | EPA/NEI | 1992
2019 | NY | Lockport | 54041 | 011855 | CT | OP | CC | NG | 1429 | 643178.9 | 1.8913 | 0.005881 | EPA/CAMD | EPA/NEI | 1992
2019 | NY | Lockport | 54041 | 011856 | CT | OP | CC | NG | 1384 | 631977.8 | 2.0212 | 0.0063965 | EPA/CAMD | EPA/NEI | 1992
2019 | NY | Massena Energy Facility | 54592 | 001 | CT | OP | CC | NG | 27 | 13519.89 | 0.099934 | 0.014783 | EPA/CAMD | EPA/NEI | 1993
2019 | NY | Narrows Generating Station | 2499 | CT01-1 | GT | OP | CT | NG | 141 | 50660.54 | 0.22128 | 0.0087357 | EIA non-ozone season distributed and EPA/CAMD ozone season | EPA/NEI | 1972
2019 | NY | Narrows Generating Station | 2499 | CT01-2 | GT | OP | CT | NG | 100 | 35504.42 | 0.24919 | 0.014037 | EIA non-ozone season distributed and EPA/CAMD ozone season | EPA/NEI | 1972
2019 | NY | Narrows Generating Station | 2499 | CT01-3 | GT | OP | CT | NG | 234 | 82467.77 | 0.68772 | 0.016679 | EIA non-ozone season distributed and EPA/CAMD ozone season | EPA/NEI | 1972
2019 | NY | Narrows Generating Station | 2499 | CT01-4 | GT | OP | CT | NG | 134 | 46831.86 | 0.5155 | 0.022015 | EIA non-ozone season distributed and EPA/CAMD ozone season | EPA/NEI | 1972
2019 | NY | Narrows Generating Station | 2499 | CT01-5 | GT | OP | CT | NG | 208 | 76674.2 | 0.7387 | 0.019269 | EIA non-ozone season distributed and EPA/CAMD ozone season | EPA/NEI | 1972
2019 | NY | Narrows Generating Station | 2499 | CT01-6 | GT | OP | CT | NG | 171 | 62424.5 | 0.53664 | 0.017193 | EIA non-ozone season distributed and EPA/CAMD ozone season | EPA/NEI | 1972
2019 | NY | Narrows Generating Station | 2499 | CT01-7 | GT | OP | CT | NG | 158 | 56302.82 | 0.26795 | 0.0095183 | EIA non-ozone season distributed and EPA/CAMD ozone season | EPA/NEI | 1972
2019 | NY | Narrows Generating Station | 2499 | CT01-8 | GT | OP | CT | NG | 125 | 39936.18 | 0.2284 | 0.011438 | EIA non-ozone season distributed and EPA/CAMD ozone season | EPA/NEI | 1972
2019 | NY | Narrows Generating Station | 2499 | CT02-1 | GT | OP | CT | NG | 169 | 61675.13 | 0.70791 | 0.022956 | EIA non-ozone season distributed and EPA/CAMD ozone season | EPA/NEI | 1972
2019 | NY | Narrows Generating Station | 2499 | CT02-2 | GT | OP | CT | NG | 121 | 43081.7 | 0.4038 | 0.018746 | EIA non-ozone season distributed and EPA/CAMD ozone season | EPA/NEI | 1972
2019 | NY | Narrows Generating Station | 2499 | CT02-3 | GT | OP | CT | NG | 220 | 82055.38 | 0.80168 | 0.01954 | EIA non-ozone season distributed and EPA/CAMD ozone season | EPA/NEI | 1972
2019 | NY | Narrows Generating Station | 2499 | CT02-4 | GT | OP | CT | NG | 201 | 72737.87 | 0.33644 | 0.0092508 | EIA non-ozone season distributed and EPA/CAMD ozone season | EPA/NEI | 1972
2019 | NY | Narrows Generating Station | 2499 | CT02-5 | GT | OP | CT | NG | 111 | 38330.87 | 0.25685 | 0.013402 | EIA non-ozone season distributed and EPA/CAMD ozone season | EPA/NEI | 1972
2019 | NY | Narrows Generating Station | 2499 | CT02-6 | GT | OP | CT | NG | 105 | 36370.64 | 0.48188 | 0.026498 | EIA non-ozone season distributed and EPA/CAMD ozone season | EPA/NEI | 1972
2019 | NY | Narrows Generating Station | 2499 | CT02-7 | GT | OP | CT | NG | 239 | 85939.68 | 0.46935 | 0.010923 | EIA non-ozone season distributed and EPA/CAMD ozone season | EPA/NEI | 1972
2019 | NY | Narrows Generating Station | 2499 | CT02-8 | GT | OP | CT | NG | 173 | 59084.25 | 0.25058 | 0.0084822 | EIA non-ozone season distributed and EPA/CAMD ozone season | EPA/NEI | 1972
2019 | NY | Nassau Energy Corporation | 52056 | 00004 | CT | OP | CC | NG | 8222 | 3571380 | 0.33928 | 0.00019 | EPA/CAMD | EPA/NEI | 1991
2019 | NY | Nissequogue Energy Center | 54149 | 1 | GT | OP | CT | NG | 7996 | 3318799 | 0.31529 | 0.00019 | EPA/CAMD | EPA/NEI | 1995
2019 | NY | North 1st | 7915 | NO1 | GT | OP | CT | NG | 922 | 341197.4 | 0.81744 | 0.0047916 | EPA/CAMD | EPA/NEI | 2001
2019 | NY | Northport | 2516 | 1 | ST | OP | TANGENTIAL | NG | 1853 | 3716312 | 16.1921 | 0.0087141 | EPA/CAMD | EPA/NEI | 1967
2019 | NY | Northport | 2516 | 2 | ST | OP | TANGENTIAL | NG | 2688 | 6041788 | 22.6341 | 0.0074925 | EPA/CAMD | EPA/NEI | 1968
2019 | NY | Northport | 2516 | 3 | ST | OP | TANGENTIAL | RFO | 2680 | 5867221 | 25.6992 | 0.0087603 | EPA/CAMD | EPA/NEI | 1972
2019 | NY | Northport | 2516 | 4 | ST | OP | TANGENTIAL | NG | 3232 | 6927218 | 30.7481 | 0.0088775 | EPA/CAMD | EPA/NEI | 1977
2019 | NY | Northport | 2516 | UGT001 | GT | OP | CT | DFO | 10 | 1954 | 0.010852 | 0.011108 | EPA/CAMD | EPA/NEI | 1967
2019 | NY | NRG Dunkirk Power | 2554 | 1 | ST | OP | TANGENTIAL | SUB | 0 |  |  | 0.017184 |  |  | 1950
2019 | NY | NRG Dunkirk Power | 2554 | 2 | ST | OP | TANGENTIAL | SUB | 0 |  |  | 0.017184 |  |  | 1950
2019 | NY | NRG Dunkirk Power | 2554 | 3 | ST | OP | TANGENTIAL | SUB | 0 |  |  | 0.017184 |  |  | 1959
2019 | NY | NRG Dunkirk Power | 2554 | 4 | ST | OP | TANGENTIAL | SUB | 0 |  |  | 0.017184 |  |  | 1959
2019 | NY | Oswego Harbor Power | 2594 | 5 | ST | OP | WALL | RFO | 101 | 176872.4 | 0.90205 | 0.0102 | EPA/CAMD | EPA/NEI | 1977
2019 | NY | Oswego Harbor Power | 2594 | 6 | ST | OP | WALL | RFO | 255 | 288343.5 | 1.4706 | 0.0102 | EPA/CAMD | EPA/NEI | 1980
2019 | NY | Pinelawn Power | 56188 | 00001 | CT | OP | CC | NG | 1485 | 597748.4 | 2.6369 | 0.0088227 | EPA/CAMD | EPA/NEI | 2005
2019 | NY | Poletti 500 MW CC | 56196 | CTG7A | CT | OP | CC | NG | 7079 | 9042359 | 13.0721 | 0.0028913 | EPA/CAMD | EPA/NEI | 2005
2019 | NY | Poletti 500 MW CC | 56196 | CTG7B | CT | OP | CC | NG | 7116 | 9147396 | 13.8014 | 0.0030176 | EPA/CAMD | EPA/NEI | 2005
2019 | NY | Port Jefferson Energy Center | 2517 | 3 | ST | OP | TANGENTIAL | NG | 1269 | 1235384 | 5.8916 | 0.0095381 | EPA/CAMD | EPA/NEI | 1958
2019 | NY | Port Jefferson Energy Center | 2517 | 4 | ST | OP | TANGENTIAL | NG | 2302 | 2068297 | 8.9347 | 0.0086396 | EPA/CAMD | EPA/NEI | 1960
2019 | NY | Port Jefferson Energy Center | 2517 | UGT001 | GT | OP | CT | DFO | 31 | 5818.6 | 0.031412 | 0.010797 | EPA/CAMD | EPA/NEI | 1966
2019 | NY | Port Jefferson Energy Center | 2517 | UGT002 | GT | OP | CT | NG | 795 | 244138.4 | 0.81177 | 0.0066501 | EPA/CAMD | EPA/NEI | 2002
2019 | NY | Port Jefferson Energy Center | 2517 | UGT003 | GT | OP | CT | NG | 807 | 232429.4 | 0.61309 | 0.0052755 | EPA/CAMD | EPA/NEI | 2002
2019 | NY | Pouch Terminal | 8053 | PT01 | GT | OP | CT | NG | 1383 | 537918.9 | 1.3298 | 0.0049442 | EPA/CAMD | EPA/NEI | 2001
2019 | NY | Ravenswood Generating Station | 2500 | 10 | ST | OP | TANGENTIAL | NG | 2190 | 2886168 | 11.2104 | 0.0077684 | EPA/CAMD | EPA/NEI | 1963
2019 | NY | Ravenswood Generating Station | 2500 | 20 | ST | OP | TANGENTIAL | RFO | 3397 | 4643309 | 16.5788 | 0.0071409 | EPA/CAMD | EPA/NEI | 1963
2019 | NY | Ravenswood Generating Station | 2500 | 30 | ST | OP | TANGENTIAL | NG | 654 | 1591384 | 7.4776 | 0.0093976 | EPA/CAMD | NEI avg EF - PM, fuel type, firing type | 1965
2019 | NY | Ravenswood Generating Station | 2500 | CT0001 | GT | OP | CT | NG | 9 | 5583.074 | 0.019681 | 0.0070504 | EIA non-ozone season distributed and EPA/CAMD ozone season | EPA/NEI | 1967
2019 | NY | Ravenswood Generating Station | 2500 | CT0004 | GT | OP | CT | NG | 0 |  |  | 0.0070853 |  |  | 1970
2019 | NY | Ravenswood Generating Station | 2500 | CT0005 | GT | OP | CT | NG | 0 |  |  | 0.0070853 |  |  | 1970
2019 | NY | Ravenswood Generating Station | 2500 | CT0006 | GT | OP | CT | NG | 0 |  |  | 0.0070853 |  |  | 1970
2019 | NY | Ravenswood Generating Station | 2500 | CT0007 | GT | OP | CT | NG | 0 |  |  | 0.0070853 |  |  | 1970
2019 | NY | Ravenswood Generating Station | 2500 | CT0008 | GT | OP | CT | NG | 0 |  |  | 0.0070853 |  |  | 1970
2019 | NY | Ravenswood Generating Station | 2500 | CT0009 | GT | OP | CT | NG | 0 |  |  | 0.0070853 |  |  | 1970
2019 | NY | Ravenswood Generating Station | 2500 | CT0010 | GT | OP | CT | NG | 67 | 19379.54 | 0.14958 | 0.015437 | EIA non-ozone season distributed and EPA/CAMD ozone season | EPA/NEI | 1970
2019 | NY | Ravenswood Generating Station | 2500 | CT0011 | GT | OP | CT | NG | 79 | 21103.98 | 0.1664 | 0.01577 | EIA non-ozone season distributed and EPA/CAMD ozone season | EPA/NEI | 1970
2019 | NY | Ravenswood Generating Station | 2500 | CT02-1 | GT | OP | CT | NG | 0 |  |  | 0.0070853 |  |  | 1970
2019 | NY | Ravenswood Generating Station | 2500 | CT02-2 | GT | OP | CT | NG | 0 |  |  | 0.0070853 |  |  | 1970
2019 | NY | Ravenswood Generating Station | 2500 | CT02-3 | GT | OP | CT | NG | 0 |  |  | 0.0070853 |  |  | 1970
2019 | NY | Ravenswood Generating Station | 2500 | CT02-4 | GT | OP | CT | NG | 0 |  |  | 0.0070853 |  |  | 1970
2019 | NY | Ravenswood Generating Station | 2500 | CT03-1 | GT | OP | CT | NG | 0 |  |  | 0.0070853 |  |  | 1970
2019 | NY | Ravenswood Generating Station | 2500 | CT03-2 | GT | OP | CT | NG | 0 |  |  | 0.0070853 |  |  | 1970
2019 | NY | Ravenswood Generating Station | 2500 | CT03-3 | GT | OP | CT | NG | 0 |  |  | 0.0070853 |  |  | 1970
2019 | NY | Ravenswood Generating Station | 2500 | CT03-4 | GT | OP | CT | NG | 0 |  |  | 0.0070853 |  |  | 1970
2019 | NY | Ravenswood Generating Station | 2500 | UCC001 | CT | OP | CC | NG | 6919 | 11776950 | 52.2054 | 0.0088657 | EPA/CAMD | EPA/NEI | 2004
2019 | NY | RED-Rochester, LLC-Eastman Business Park | 10025 | 4B | ST | OP | TANGENTIAL | NG | 8119 | 3366656 | 26.9996 | 0.016039 | EPA/CAMD | EPA/NEI
2019 | NY | Rensselaer Cogen | 54034 | 1GTDBS | CT | OP | CC | NG | 52 | 30699.64 | 0.11599 | 0.0075565 | EPA/CAMD | EPA/NEI | 1994
2019 | NY | Richard M Flynn (Holtsville) | 7314 | 001 | CT | OP | CC | NG | 3471 | 3307904 | 0.31425 | 0.00019 | EPA/CAMD | EPA/NEI | 1994
2019 | NY | Riverbay Corp. - Co-Op City | 52168 | 00001 | ST | OP | WALL | NG | 2788 | 849718.8 | 3.0481 | 0.0071744 | EIA non-ozone season distributed and EPA/CAMD ozone season | NEI avg EF - PM, fuel type, firing type | 1968
2019 | NY | Riverbay Corp. - Co-Op City | 52168 | 00004 | CT | OP | CC | NG | 1820 | 233919.5 | 0.67327 | 0.0057564 | EPA/CAMD | NEI avg EF - PM, fuel type, firing type | 2009
2019 | NY | Riverbay Corp. - Co-Op City | 52168 | 00006 | CT | OP | CC | NG | 2465 | 328231.9 | 0.94472 | 0.0057564 | EPA/CAMD | NEI avg EF - PM, fuel type, firing type | 2009
2019 | NY | Riverbay Corp. - Co-Op City | 52168 | 0003HP | ST | OP | OTHER BOILER | NG | 3172 | 741319.6 | 2.5213 | 0.0068021 | EIA non-ozone season distributed and EPA/CAMD ozone season | NEI avg EF - PM, fuel type, firing type | 2009
2019 | NY | Roseton Generating LLC | 8006 | 1 | ST | OP | TANGENTIAL | RFO | 328 | 681251.7 | 0.84313 | 0.0024752 | EPA/CAMD | EPA/NEI | 1974
2019 | NY | Roseton Generating LLC | 8006 | 2 | ST | OP | TANGENTIAL | RFO | 538 | 1002123 | 0.81693 | 0.0016304 | EPA/CAMD | EPA/NEI | 1974
2019 | NY | S A Carlson | 2682 | 9 | ST | OP | WALL | NG | 61 | 4472.4 | 0.017295 | 0.007734 | EPA/CAMD | EPA/NEI | 1950
2019 | NY | S A Carlson | 2682 | 10 | ST | OP | WALL | NG | 119 | 11182.4 | 0.040637 | 0.007268 | EPA/CAMD | EPA/NEI | 1950
2019 | NY | S A Carlson | 2682 | 20 | CT | OP | CC | NG | 3738 | 1455551 | 0.4176 | 0.0005738 | EPA/CAMD | EPA/NEI | 2001
2019 | NY | Saranac Power Partners, LP | 54574 | 00001 | CT | OP | CC | NG | 712 | 658763 | 0.062582 | 0.00019 | EPA/CAMD | EPA/NEI | 1994
2019 | NY | Saranac Power Partners, LP | 54574 | 00002 | CT | OP | CC | NG | 119 | 111039.8 | 0.010549 | 0.00019 | EPA/CAMD | EPA/NEI | 1994
2019 | NY | Selkirk Cogen Partners | 10725 | CTG101 | CT | OP | CC | NG | 215 | 180260.1 | 0.20046 | 0.0022241 | EPA/CAMD | EPA/NEI | 1992
2019 | NY | Selkirk Cogen Partners | 10725 | CTG201 | CT | OP | CC | NG | 628 | 565267.6 | 0.76771 | 0.0027163 | EPA/CAMD | EPA/NEI | 1994
2019 | NY | Selkirk Cogen Partners | 10725 | CTG301 | CT | OP | CC | NG | 538 | 445271.8 | 0.70051 | 0.0031464 | EPA/CAMD | EPA/NEI | 1994
2019 | NY | Shoemaker | 2632 | 1 | GT | OP | CT | NG | 64 | 19563.08 | 0.074652 | 0.007632 | EPA/CAMD | EPA/NEI | 1971
2019 | NY | Shoreham Energy | 55787 | CT01 | GT | OP | CT | DFO | 85 | 22358.03 | 0.096907 | 0.0086686 | EPA/CAMD | EPA/NEI | 2002
2019 | NY | Shoreham Energy | 55787 | CT02 | GT | OP | CT | DFO | 86 | 23127.63 | 0.097683 | 0.0084473 | EPA/CAMD | EPA/NEI | 2002
2019 | NY | Somerset Operating Company (Kintigh) | 6082 | 1 | ST | OP | WALL | BIT | 1153 | 3548075 | 49.2295 | 0.02775 | EPA/CAMD | EPA/NEI | 1984
2019 | NY | Sterling Power Plant | 50744 | 00001 | CT | OP | CC | NG | 177 | 63452.53 | 0.24507 | 0.0077245 | EPA/CAMD | EPA/NEI | 1991
2019 | NY | Syracuse, LLC | 10621 | 1 | CT | OP | CC | NG | 290 | 124672 | 0.25907 | 0.0041559 | EPA/CAMD | EPA/NEI | 1994
2019 | NY | Ticonderoga Mill | 54099 | 000044 | ST | OP | WALL | RFO | 8288 | 3398090 | 31.7213 | 0.01867 | EPA/CAMD | EPA/NEI | 2000
2019 | NY | Valley Energy Center | 56940 | 1 | CT | OP | CC | NG | 6802 | 14116340 | 40.6298 | 0.0057564 | EPA/CAMD | NEI avg EF - PM, fuel type, firing type | 2018
2019 | NY | Valley Energy Center | 56940 | 2 | CT | OP | CC | NG | 6855 | 14222720 | 40.936 | 0.0057564 | EPA/CAMD | NEI avg EF - PM, fuel type, firing type | 2018
2019 | NY | Vernon Boulevard | 7909 | VB01 | GT | OP | CT | NG | 508 | 144159.1 | 1.0217 | 0.014175 | EPA/CAMD | EPA/NEI | 2001
2019 | NY | Vernon Boulevard | 7909 | VB02 | GT | OP | CT | NG | 749 | 219708.8 | 0.92733 | 0.0084415 | EPA/CAMD | EPA/NEI | 2001
2019 | NY | Wading River Facility | 7146 | UGT007 | GT | OP | CT | DFO | 86 | 57348.38 | 0.10438 | 0.0036402 | EPA/CAMD | EPA/NEI | 1989
2019 | NY | Wading River Facility | 7146 | UGT008 | GT | OP | CT | DFO | 85 | 47976.75 | 0.081745 | 0.0034077 | EPA/CAMD | EPA/NEI | 1989
2019 | NY | Wading River Facility | 7146 | UGT009 | GT | OP | CT | DFO | 110 | 62828.15 | 0.35076 | 0.011166 | EPA/CAMD | EPA/NEI | 1989
2019 | NY | Wading River Facility | 7146 | UGT013 | GT | OP | CT | DFO | 27 | 13004.9 | 0.071861 | 0.011051 | EPA/CAMD | EPA/NEI | 1971
2019 | NY | Wading River Facility | 7146 | UGT014 | GT | OP | CT | DFO | 34 | 4981.8 | 0.028598 | 0.011481 | EPA/CAMD | EPA/NEI | 1984
2019 | NY | West Babylon Facility | 2521 | UGT001 | GT | OP | CT | DFO | 90 | 45062.2 | 0.12213 | 0.0054204 | EPA/CAMD | EPA/NEI | 1971
2019 | OH | AEP Bluffton NaS | 60618 | 1 | BA | OP | NA | MWH |  | 0 |  |  | EIA Prime Mover-level Data
2019 | OH | Akron Recycle Energy Plant | 54265 | 1 | ST | OS | NA | NG |  |  |  | 0.0080534
2019 | OH | Akron Recycle Energy Plant | 54265 | 2 | ST | OS | NA | NG |  |  |  | 0.0080534
2019 | OH | Akron WRF | 58980 | 2G-1 | IC | OP | NA | OBG |  | 33210.67 | 0.2441 | 0.0147 | EIA Prime Mover-level Data | Estimated using an emission factor
2019 | OH | Akron WRF | 58980 | 2G-2 | IC | OP | NA | OBG |  | 33210.67 | 0.2441 | 0.0147 | EIA Prime Mover-level Data | Estimated using an emission factor
2019 | OH | Akron WRF | 58980 | 2G-3 | IC | OP | NA | OBG |  | 33210.67 | 0.2441 | 0.0147 | EIA Prime Mover-level Data | Estimated using an emission factor
2019 | OH | AMP Napoleon Solar Facility | 58082 | NSF1 | PV | OP | NA | SUN |  | 39258 |  | 0 | EIA Prime Mover-level Data | Estimated using an emission factor
2019 | OH | Anadarko | 2945 | 6 | IC | SB | NA | DFO |  | 17.846 | 0.0027661 | 0.31 | EIA Prime Mover-level Data | Estimated using an emission factor
2019 | OH | Anadarko | 2945 | 7 | IC | SB | NA | DFO |  | 35.692 | 0.0055323 | 0.31 | EIA Prime Mover-level Data | Estimated using an emission factor
2019 | OH | Anadarko | 2945 | 8 | IC | SB | NA | DFO |  | 44.615 | 0.0069153 | 0.31 | EIA Prime Mover-level Data | Estimated using an emission factor
2019 | OH | Anadarko | 2945 | 9 | IC | SB | NA | DFO |  | 62.462 | 0.0096816 | 0.31 | EIA Prime Mover-level Data | Estimated using an emission factor
2019 | OH | Anadarko | 2945 | 10 | IC | SB | NA | DFO |  | 35.692 | 0.0055323 | 0.31 | EIA Prime Mover-level Data | Estimated using an emission factor
2019 | OH | Anadarko | 2945 | 11 | IC | SB | NA | DFO |  | 35.692 | 0.0055323 | 0.31 | EIA Prime Mover-level Data | Estimated using an emission factor
2019 | OH | Anthony Wayne Solar #1 | 59489 | AWS1 | PV | OP | NA | SUN |  | 15485 |  | 0 | EIA Prime Mover-level Data | Estimated using an emission factor
2019 | OH | Arcanum | 2902 | 1 | IC | OP | NA | DFO |  |  |  | 0.30942
2019 | OH | Arcanum | 2902 | 2 | IC | OP | NA | DFO |  |  |  | 0.30942
2019 | OH | Arcanum Peaking | 7781 | 1 | IC | OP | NA | DFO |  | 783 | 0.12137 | 0.31 | EIA Prime Mover-level Data | Estimated using an emission factor
2019 | OH | Ashtabula | 55990 | 1 | CT |  | NA | NG |  | 316719.8 | 0.91159 | 0.0057564 | EIA Unit-level Data | NEI avg EF - PM, fuel type
2019 | OH | Ashtabula | 55990 | 2 | CT |  | NA | NG |  | 445695.6 | 1.2828 | 0.0057564 | EIA Unit-level Data | NEI avg EF - PM, fuel type
2019 | OH | Ashtabula | 55990 | 3 | CT |  | NA | NG |  | 397741.4 | 1.1448 | 0.0057564 | EIA Unit-level Data | NEI avg EF - PM, fuel type
2019 | OH | Ashtabula | 55990 | 4 | CT |  | NA | NG |  | 453562.8 | 1.3055 | 0.0057564 | EIA Unit-level Data | NEI avg EF - PM, fuel type
2019 | OH | Ashtabula | 55990 | 5 | CT |  | NA | NG |  | 458678.3 | 1.3202 | 0.0057564 | EIA Unit-level Data | NEI avg EF - PM, fuel type
2019 | OH | Ashtabula | 55990 | HRSG1 | CA | OP | NA | NG |  | 0 | 0 | 0.0017814 | EIA Unit-level Data | NEI avg EF - PM, fuel type, firing type
2019 | OH | Ashtabula | 55990 | HRSG2 | CA | OP | NA | NG |  | 310427.7 | 0.0655 | 0.000422 | EIA Unit-level Data | Estimated using an emission factor
2019 | OH | Ashtabula | 55990 | HRSG3 | CA | OP | NA | NG |  | 309384.9 | 0.06528 | 0.000422 | EIA Unit-level Data | Estimated using an emission factor
2019 | OH | Ashtabula | 55990 | HRSG4 | CA | OP | NA | NG |  | 317727.3 | 0.06704 | 0.000422 | EIA Unit-level Data | Estimated using an emission factor
2019 | OH | Ashtabula | 55990 | HRSG5 | CA | OP | NA | NG |  | 297763.9 | 0.062828 | 0.000422 | EIA Unit-level Data | Estimated using an emission factor
2019 | OH | Auglaize Hydro | 7657 | 1 | HY | OP | NA | WAT |  | 20977.05 |  | 1.5381e-07 | EIA Prime Mover-level Data | NEI avg EF - PM, fuel type, firing type
2019 | OH | Auglaize Hydro | 7657 | 3 | HY | RE | NA | WAT
2019 | OH | Auglaize Hydro | 7657 | 4 | HY | OP | NA | WAT |  | 14983.61 |  | 1.5381e-07 | EIA Prime Mover-level Data | NEI avg EF - PM, fuel type, firing type
2019 | OH | Auglaize Hydro | 7657 | 5 | HY | OP | NA | WAT |  | 14983.61 |  | 1.5381e-07 | EIA Prime Mover-level Data | NEI avg EF - PM, fuel type, firing type
2019 | OH | Auglaize Hydro | 7657 | 6 | HY | OP | NA | WAT |  | 2996.722 |  | 1.5381e-07 | EIA Prime Mover-level Data | NEI avg EF - PM, fuel type, firing type
2019 | OH | Auglaize Hydro | 7657 | 2A | HY | OP | NA | WAT |  | 26970.5 |  | 1.5381e-07 | EIA Prime Mover-level Data | NEI avg EF - PM, fuel type, firing type
2019 | OH | Auglaize Hydro | 7657 | 3A | HY | OP | NA | WAT |  | 26970.5 |  | 1.5381e-07 | EIA Prime Mover-level Data | NEI avg EF - PM, fuel type, firing type
2019 | OH | Battery Utility of Ohio | 58475 | BOU | BA | OP | NA | MWH |  | 0 |  |  | EIA Prime Mover-level Data
2019 | OH | Bay View Backup Power Facility | 58269 | G1 | IC | SB | NA | DFO |  | 941.5 | 0.14593 | 0.31 | EIA Prime Mover-level Data | Estimated using an emission factor
2019 | OH | Bay View Backup Power Facility | 58269 | G2 | IC | SB | NA | NG |  | 941.5 | 0.00019866 | 0.000422 | EIA Prime Mover-level Data | Estimated using an emission factor
2019 | OH | Bay View Backup Power Facility | 58269 | G3 | IC | SB | NA | NG |  | 941.5 | 0.00019866 | 0.000422 | EIA Prime Mover-level Data | Estimated using an emission factor
2019 | OH | Bay View Backup Power Facility | 58269 | G4 | IC | SB | NA | NG |  | 941.5 | 0.00019866 | 0.000422 | EIA Prime Mover-level Data | Estimated using an emission factor
2019 | OH | Bay View Backup Power Facility | 58269 | G5 | IC | SB | NA | NG |  | 941.5 | 0.00019866 | 0.000422 | EIA Prime Mover-level Data | Estimated using an emission factor
2019 | OH | Bay View Backup Power Facility | 58269 | G6 | IC | SB | NA | NG |  | 941.5 | 0.00019866 | 0.000422 | EIA Prime Mover-level Data | Estimated using an emission factor
2019 | OH | Bay View Cogeneration Facility | 58263 | GTG | GT | OS | NA | LFG |  |  |  | 0.0216
2019 | OH | Bay View Cogeneration Facility | 58263 | STG | ST | OS | NA | LFG |  |  |  | 0.0029
2019 | OH | Bellefontaine Gas Producers LLC | 57433 | 1 | IC | RE | NA | LFG |  | 126622.7 | 0.93068 | 0.0147 | EIA Prime Mover-level Data | Estimated using an emission factor
2019 | OH | Bellefontaine Gas Producers LLC | 57433 | 2 | IC | RE | NA | LFG |  | 126622.7 | 0.93068 | 0.0147 | EIA Prime Mover-level Data | Estimated using an emission factor
2019 | OH | Bellefontaine Gas Producers LLC | 57433 | 3 | IC | RE | NA | LFG |  | 126622.7 | 0.93068 | 0.0147 | EIA Prime Mover-level Data | Estimated using an emission factor
2019 | OH | Beverly L&D Hydroelectric Project | 62403 | NA1 | HY | P | NA | WAT
2019 | OH | Beverly L&D Hydroelectric Project | 62403 | NA2 | HY | P | NA | WAT
2019 | OH | Black Fork Wind Energy Project | 59907 | GEN | WT | CN | NA | WND
2019 | OH | Blue Creek Wind Project | 57449 | 1 | WT | OP | NA | WND |  | 6957869 |  | 0 | EIA Prime Mover-level Data | Estimated using an emission factor
2019 | OH | Bowling Green | 7575 | 1 | IC | RE | NA | DFO |  |  |  | 0.31
2019 | OH | Bowling Green | 7575 | 2 | IC | RE | NA | DFO |  |  |  | 0.31
2019 | OH | Bowling Green Wind | 56226 | 1 | WT | OP | NA | WND |  | 25000.5 |  | 0 | EIA Prime Mover-level Data | Estimated using an emission factor
2019 | OH | Bowling Green Wind | 56226 | 2 | WT | OP | NA | WND |  | 25000.5 |  | 0 | EIA Prime Mover-level Data | Estimated using an emission factor
2019 | OH | Bowling Green Wind | 56226 | 3 | WT | OP | NA | WND |  | 25000.5 |  | 0 | EIA Prime Mover-level Data | Estimated using an emission factor
2019 | OH | Bowling Green Wind | 56226 | 4 | WT | OP | NA | WND |  | 25000.5 |  | 0 | EIA Prime Mover-level Data | Estimated using an emission factor
2019 | OH | Bridgewater Dairy Anaerobic Digester | 57173 | 1 | IC | OP | NA | OBG |  | 40475.5 | 0.29749 | 0.0147 | EIA Prime Mover-level Data | Estimated using an emission factor
2019 | OH | Bridgewater Dairy Anaerobic Digester | 57173 | 2 | IC | OP | NA | OBG |  | 40475.5 | 0.29749 | 0.0147 | EIA Prime Mover-level Data | Estimated using an emission factor
2019 | OH | Broshco Fabricated Products | 59373 | 1 | GT | OP | NA | NG |  | 7174.979 | 0.019672 | 0.0054834 | EIA Prime Mover-level Data | NEI avg EF - PM, fuel type, firing type
2019 | OH | Broshco Fabricated Products | 59373 | 2 | GT | OP | NA | NG |  | 7174.979 | 0.019672 | 0.0054834 | EIA Prime Mover-level Data | NEI avg EF - PM, fuel type, firing type
2019 | OH | Broshco Fabricated Products | 59373 | 3 | GT | OP | NA | NG |  | 7174.979 | 0.019672 | 0.0054834 | EIA Prime Mover-level Data | NEI avg EF - PM, fuel type, firing type
2019 | OH | Broshco Fabricated Products | 59373 | 4 | GT | OP | NA | NG |  | 6577.064 | 0.018032 | 0.0054834 | EIA Prime Mover-level Data | NEI avg EF - PM, fuel type, firing type
2019 | OH | Brown County LFGTE Power Station | 61145 | GM01 | IC | OP | NA | LFG |  | 104667.3 | 0.7693 | 0.0147 | EIA Prime Mover-level Data | Estimated using an emission factor
2019 | OH | Brown County LFGTE Power Station | 61145 | GM02 | IC | OP | NA | LFG |  | 104667.3 | 0.7693 | 0.0147 | EIA Prime Mover-level Data | Estimated using an emission factor
2019 | OH | Brown County LFGTE Power Station | 61145 | GM03 | IC | OP | NA | LFG |  | 104667.3 | 0.7693 | 0.0147 | EIA Prime Mover-level Data | Estimated using an emission factor
2019 | OH | Bryan (OH) | 2903 | 1 | GT | OP | NA | NG |  | 16734.26 | 0.04588 | 0.0054834 | EIA Prime Mover-level Data | NEI avg EF - PM, fuel type, firing type
2019 | OH | Bryan (OH) | 2903 | 2 | GT | OP | NA | NG |  | 16946.09 | 0.046461 | 0.0054834 | EIA Prime Mover-level Data | NEI avg EF - PM, fuel type, firing type
2019 | OH | Bryan (OH) | 2903 | 5 | IC | OP | NA | DFO |  | 1090 | 0.16895 | 0.31 | EIA Prime Mover-level Data | Estimated using an emission factor
2019 | OH | Bryan (OH) | 2903 | 6 | GT | OP | NA | NG |  | 5295.652 | 0.014519 | 0.0054834 | EIA Prime Mover-level Data | NEI avg EF - PM, fuel type, firing type
2019 | OH | Bryan Peaking | 7779 | 1 | IC | OP | NA | DFO |  | 632.333 | 0.098012 | 0.31 | EIA Prime Mover-level Data | Estimated using an emission factor
2019 | OH | Bryan Peaking | 7779 | 2 | IC | OP | NA | DFO |  | 632.333 | 0.098012 | 0.31 | EIA Prime Mover-level Data | Estimated using an emission factor
2019 | OH | Bryan Peaking | 7779 | 3 | IC | OP | NA | DFO |  | 632.333 | 0.098012 | 0.31 | EIA Prime Mover-level Data | Estimated using an emission factor
2019 | OH | Bryan Peaking | 7779 | 4 | IC | OP | NA | DFO |  | 632.333 | 0.098012 | 0.31 | EIA Prime Mover-level Data | Estimated using an emission factor
2019 | OH | Bryan Peaking | 7779 | 5 | IC | OP | NA | DFO |  | 632.333 | 0.098012 | 0.31 | EIA Prime Mover-level Data | Estimated using an emission factor
2019 | OH | Bryan Peaking | 7779 | 6 | IC | OP | NA | DFO |  | 632.333 | 0.098012 | 0.31 | EIA Prime Mover-level Data | Estimated using an emission factor
2019 | OH | Bryan Solar Field | 58381 | 1 | PV | OP | NA | SUN |  | 22757 |  | 0 | EIA Prime Mover-level Data | Estimated using an emission factor
2019 | OH | Buckeye Wind Farm | 58776 | 1 | WT | L | NA | WND
2019 | OH | Cadiz Power Plant | 62153 | GEN 1 | CS | P | NA | NG
2019 | OH | Cadiz Power Plant | 62153 | GEN 2 | CS | P | NA | NG
2019 | OH | Carbon Limestone | 56868 | 1 | IC | OP | NA | LFG |  | 103223.8 | 0.75869 | 0.0147 | EIA Prime Mover-level Data | Estimated using an emission factor
2019 | OH | Carbon Limestone | 56868 | 2 | IC | OP | NA | LFG |  | 103223.8 | 0.75869 | 0.0147 | EIA Prime Mover-level Data | Estimated using an emission factor
2019 | OH | Carbon Limestone | 56868 | 3 | IC | OP | NA | LFG |  | 103223.8 | 0.75869 | 0.0147 | EIA Prime Mover-level Data | Estimated using an emission factor
2019 | OH | Carbon Limestone | 56868 | 4 | IC | OP | NA | LFG |  | 103223.8 | 0.75869 | 0.0147 | EIA Prime Mover-level Data | Estimated using an emission factor
2019 | OH | Carbon Limestone | 56868 | 5 | IC | OP | NA | LFG |  | 103223.8 | 0.75869 | 0.0147 | EIA Prime Mover-level Data | Estimated using an emission factor
2019 | OH | Carbon Limestone | 56868 | 6 | IC | OP | NA | LFG |  | 103223.8 | 0.75869 | 0.0147 | EIA Prime Mover-level Data | Estimated using an emission factor
2019 | OH | Carbon Limestone | 56868 | 7 | IC | OP | NA | LFG |  | 103223.8 | 0.75869 | 0.0147 | EIA Prime Mover-level Data | Estimated using an emission factor
2019 | OH | Carbon Limestone | 56868 | 8 | IC | OP | NA | LFG |  | 103223.8 | 0.75869 | 0.0147 | EIA Prime Mover-level Data | Estimated using an emission factor
2019 | OH | Carbon Limestone | 56868 | 9 | IC | OP | NA | LFG |  | 103223.8 | 0.75869 | 0.0147 | EIA Prime Mover-level Data | Estimated using an emission factor
2019 | OH | Carbon Limestone | 56868 | 10 | IC | OP | NA | LFG |  | 103223.8 | 0.75869 | 0.0147 | EIA Prime Mover-level Data | Estimated using an emission factor
2019 | OH | Carbon Limestone | 56868 | 11 | IC | OP | NA | LFG |  | 103223.8 | 0.75869 | 0.0147 | EIA Prime Mover-level Data | Estimated using an emission factor
2019 | OH | Carbon Limestone | 56868 | 12 | IC | OP | NA | LFG |  | 103223.8 | 0.75869 | 0.0147 | EIA Prime Mover-level Data | Estimated using an emission factor
2019 | OH | Carbon Limestone | 56868 | 13 | IC | OP | NA | LFG |  | 103223.8 | 0.75869 | 0.0147 | EIA Prime Mover-level Data | Estimated using an emission factor
2019 | OH | Carbon Limestone | 56868 | 14 | IC | OP | NA | LFG |  | 103223.8 | 0.75869 | 0.0147 | EIA Prime Mover-level Data | Estimated using an emission factor
2019 | OH | Carbon Limestone | 56868 | 15 | IC | OP | NA | LFG |  | 103223.8 | 0.75869 | 0.0147 | EIA Prime Mover-level Data | Estimated using an emission factor
2019 | OH | Carbon Limestone | 56868 | 16 | IC | OP | NA | LFG |  | 103223.8 | 0.75869 | 0.0147 | EIA Prime Mover-level Data | Estimated using an emission factor
2019 | OH | Carbon Limestone | 56868 | 17 | IC | OP | NA | LFG |  | 117970 | 0.86708 | 0.0147 | EIA Prime Mover-level Data | Estimated using an emission factor
2019 | OH | Carbon Limestone | 56868 | 18 | IC | OP | NA | LFG |  | 117970 | 0.86708 | 0.0147 | EIA Prime Mover-level Data | Estimated using an emission factor
2019 | OH | Celina Solar Project #1, LLC | 58665 | CSP1 | PV | OP | NA | SUN |  |  |  | 0
2019 | OH | Central Utility Plant Cincinnati | 57908 | CTG1 | CT |  | NA | NG |  | 1090240 | 3.1379 | 0.0057564 | EIA Unit-level Data | NEI avg EF - PM, fuel type
2019 | OH | Central Utility Plant Cincinnati | 57908 | CTG2 | CT |  | NA | NG |  | 1007492 | 2.8998 | 0.0057564 | EIA Unit-level Data | NEI avg EF - PM, fuel type
2019 | OH | Central Utility Plant Cincinnati | 57908 | HRSG1 | CA | OP | NA | NG |  | 126847.4 | 0.026765 | 0.000422 | EIA Unit-level Data | Estimated using an emission factor
2019 | OH | Central Utility Plant Cincinnati | 57908 | HRSG2 | CA | OP | NA | NG |  | 166215.9 | 0.035072 | 0.000422 | EIA Unit-level Data | Estimated using an emission factor
2019 | OH | Central Utility Plant Cincinnati | 57908 | P005 | IC | OP | NA | DFO |  | 1199 | 0.18584 | 0.31 | EIA Prime Mover-level Data | Estimated using an emission factor
2019 | OH | City of Shelby Electric Distribution | 61076 | PSG1 | IC | RE | NA | DFO |  | 224 | 0.03472 | 0.31 | EIA Prime Mover-level Data | Estimated using an emission factor
2019 | OH | Cleveland Peaking | 7774 | 1 | IC | OP | NA | DFO |  | 503.333 | 0.078017 | 0.31 | EIA Prime Mover-level Data | Estimated using an emission factor
2019 | OH | Cleveland Peaking | 7774 | 2 | IC | OP | NA | DFO |  | 503.333 | 0.078017 | 0.31 | EIA Prime Mover-level Data | Estimated using an emission factor
2019 | OH | Cleveland Peaking | 7774 | 3 | IC | OP | NA | DFO |  | 503.333 | 0.078017 | 0.31 | EIA Prime Mover-level Data | Estimated using an emission factor
2019 | OH | Cleveland Peaking | 7774 | 4 | IC | OP | NA | DFO |  | 503.333 | 0.078017 | 0.31 | EIA Prime Mover-level Data | Estimated using an emission factor
2019 | OH | Cleveland Peaking | 7774 | 5 | IC | OP | NA | DFO |  | 503.333 | 0.078017 | 0.31 | EIA Prime Mover-level Data | Estimated using an emission factor
2019 | OH | Cleveland Peaking | 7774 | 6 | IC | OP | NA | DFO |  | 503.333 | 0.078017 | 0.31 | EIA Prime Mover-level Data | Estimated using an emission factor
2019 | OH | Cleveland Thermal | 61838 | ST1 | ST | OP | NA | NG |  | 627400.5 | 2.5261 | 0.0080524 | EIA Prime Mover-level Data | NEI avg EF - PM, fuel type
2019 | OH | Cleveland Thermal | 61838 | ST2 | ST | OP | NA | NG |  | 627400.5 | 2.5261 | 0.0080524 | EIA Prime Mover-level Data | NEI avg EF - PM, fuel type
2019 | OH | Clinton Battery | 60297 | 1 | BA | OP | NA | MWH |  | 0 |  |  | EIA Prime Mover-level Data
2019 | OH | Clyde Solar Array | 60923 | PV1 | PV | OP | NA | SUN |  | 38725 |  | 0 | EIA Prime Mover-level Data | Estimated using an emission factor
2019 | OH | Collinwood | 2906 | 3 | GT | OS | NA | DFO |  | 3767 | 0.032508 | 0.017259 | EIA Prime Mover-level Data | NEI avg EF - PM, fuel type, firing type
2019 | OH | Collinwood BioEnergy Facility | 58439 | CBE01 | IC | OP | NA | OBG |  | 38107 | 0.28009 | 0.0147 | EIA Prime Mover-level Data | Estimated using an emission factor
2019 | OH | Cooper Farms VW Project | 57570 | WTG | WT | OP | NA | WND |  | 114825 |  | 0 | EIA Prime Mover-level Data | Estimated using an emission factor
2019 | OH | CU Solar Plant | 58386 | CU | PV | OP | NA | SUN |  | 18832 |  | 0 | EIA Prime Mover-level Data | Estimated using an emission factor
2019 | OH | Cuyahoga County Landfill | 62041 | CCBO1 | PV | OP | NA | SUN |  | 42418 |  | 0 | EIA Prime Mover-level Data | Estimated using an emission factor
2019 | OH | Cuyahoga Falls 1 | 62658 | P001 | IC | OP | NA | DFO |  | 383.5 | 0.059443 | 0.31 | EIA Prime Mover-level Data | Estimated using an emission factor
2019 | OH | Cuyahoga Falls 1 | 62658 | P002 | IC | OP | NA | DFO |  | 383.5 | 0.059443 | 0.31 | EIA Prime Mover-level Data | Estimated using an emission factor
2019 | OH | Cuyahoga Falls 1 | 62658 | P003 | IC | OP | NA | DFO |  | 383.5 | 0.059443 | 0.31 | EIA Prime Mover-level Data | Estimated using an emission factor
2019 | OH | Cuyahoga Falls 1 | 62658 | P004 | IC | OP | NA | DFO |  | 383.5 | 0.059443 | 0.31 | EIA Prime Mover-level Data | Estimated using an emission factor
2019 | OH | Cuyahoga Falls 1 | 62658 | P005 | IC | OP | NA | DFO |  | 383.5 | 0.059443 | 0.31 | EIA Prime Mover-level Data | Estimated using an emission factor
2019 | OH | Cuyahoga Falls 1 | 62658 | P006 | IC | OP | NA | DFO |  | 383.5 | 0.059443 | 0.31 | EIA Prime Mover-level Data | Estimated using an emission factor
2019 | OH | Davis Besse | 6149 | 1 | ST | OP | NA | NUC |  | 81835680 |  | 0 | EIA Prime Mover-level Data | Estimated using an emission factor
2019 | OH | Denison Solar Array | 61637 | PV1 | PV | OP | NA | SUN |  | 20702 |  | 0 | EIA Prime Mover-level Data | Estimated using an emission factor
2019 | OH | Devola L&D Hydroelectric Project | 62435 | NA1 | HY | P | NA | WAT
2019 | OH | Devola L&D Hydroelectric Project | 62435 | NA2 | HY | P | NA | WAT
2019 | OH | DG AMP 1048 Wadsworth | 62942 | A1048 | PV | OP | NA | SUN
2019 | OH | DG AMP Rittman Rd | 62941 | AMPRR | PV | U | NA | SUN
2019 | OH | DG AMP Solar Bowling Green | 60622 | AMPBG | PV | OP | NA | SUN |  | 331346 |  | 0 | EIA Prime Mover-level Data | Estimated using an emission factor
2019 | OH | DG AMP Solar Brewster | 61818 | AMPBR | PV | OP | NA | SUN |  | 22802 |  | 0 | EIA Prime Mover-level Data | Estimated using an emission factor
2019 | OH | DG AMP Solar Jackson Center | 61438 | AMPJC | PV | OP | NA | SUN |  | 24318 |  | 0 | EIA Prime Mover-level Data | Estimated using an emission factor
2019 | OH | DG AMP Solar Orrville 3 | 61436 | AMPO3 | PV | OP | NA | SUN |  | 29587 |  | 0 | EIA Prime Mover-level Data | Estimated using an emission factor
2019 | OH | DG AMP Solar Piqua Manier | 62792 | AMPPM | PV | OP | NA | SUN |  | 113633 |  | 0 | EIA Prime Mover-level Data | Estimated using an emission factor
2019 | OH | DG AMP Solar Piqua Staunton | 61805 | AMPPS | PV | OP | NA | SUN |  | 25209 |  | 0 | EIA Prime Mover-level Data | Estimated using an emission factor
2019 | OH | DG AMP Solar Versailles | 61437 | AMPVS | PV | OP | NA | SUN |  | 24389 |  | 0 | EIA Prime Mover-level Data | Estimated using an emission factor
2019 | OH | Dodge Park Engine No 1 | 56423 | 0007 | IC | SB | NA | DFO |  | 120 | 0.0186 | 0.31 | EIA Prime Mover-level Data | Estimated using an emission factor
2019 | OH | Dover | 2914 | 2 | ST | RE | NA | BIT
2019 | OH | Dover | 2914 | 4 | ST | OP | NA | BIT |  | 871107.8 | 19.3764 | 0.044487 | EIA Unit-level Data | NEI avg EF - PM, fuel type
2019 | OH | Dover | 2914 | 5 | IC | OP | NA | DFO |  | 1089 | 0.0001688 | 0.00031 | EIA Prime Mover-level Data | Estimated using an emission factor
2019 | OH | Dover | 2914 | 6 | GT | OP | NA | NG |  | 11803 | 0.03236 | 0.0054834 | EIA Prime Mover-level Data | NEI avg EF - PM, fuel type, firing type
2019 | OH | Dover Peaking | 7777 | 1 | IC | OP | NA | DFO |  | 729.333 | 0.11305 | 0.31 | EIA Prime Mover-level Data | Estimated using an emission factor
2019 | OH | Dover Peaking | 7777 | 2 | IC | OP | NA | DFO |  | 729.333 | 0.11305 | 0.31 | EIA Prime Mover-level Data | Estimated using an emission factor
2019 | OH | Dover Peaking | 7777 | 3 | IC | OP | NA | DFO |  | 729.333 | 0.11305 | 0.31 | EIA Prime Mover-level Data | Estimated using an emission factor
2019 | OH | Dover Peaking | 7777 | 4 | IC | OP | NA | DFO |  | 729.333 | 0.11305 | 0.31 | EIA Prime Mover-level Data | Estimated using an emission factor
2019 | OH | Dover Peaking | 7777 | 5 | IC | OP | NA | DFO |  | 729.333 | 0.11305 | 0.31 | EIA Prime Mover-level Data | Estimated using an emission factor
2019 | OH | Dover Peaking | 7777 | 6 | IC | OP | NA | DFO |  | 729.333 | 0.11305 | 0.31 | EIA Prime Mover-level Data | Estimated using an emission factor
2019 | OH | East Campus Utility Plant | 57929 | P007 | IC | OP | NA | DFO |  | 1513.714 | 0.23463 | 0.31 | EIA Prime Mover-level Data | Estimated using an emission factor
2019 | OH | East Campus Utility Plant | 57929 | P008 | IC | OP | NA | DFO |  | 1135.286 | 0.17597 | 0.31 | EIA Prime Mover-level Data | Estimated using an emission factor
2019 | OH | East Campus Utility Plant | 57929 | STG | ST | OP | NA | NG |  |  |  | 0.0080534
2019 | OH | Edgerton | 7874 | 1 | IC | OP | NA | DFO |  | 891.5 | 0.13818 | 0.31 | EIA Prime Mover-level Data | Estimated using an emission factor
2019 | OH | Edgerton | 7874 | 2 | IC | OP | NA | DFO |  | 891.5 | 0.13818 | 0.31 | EIA Prime Mover-level Data | Estimated using an emission factor
2019 | OH | Engle | 7576 | 16 | IC | RE | NA | DFO
2019 | OH | Euclid Farm, Stamco N-54 | 59024 | N-54 | WT | OP | NA | WND |  | 9277 |  | 0 | EIA Prime Mover-level Data | Estimated using an emission factor
2019 | OH | Findlay Wind Farm | 60015 | WNDW1 | WT | OP | NA | WND |  | 70012 |  | 0 | EIA Prime Mover-level Data | Estimated using an emission factor
2019 | OH | FirstEnergy Acme | 2877 | 2 | ST | RE | NA | BIT
2019 | OH | FirstEnergy Ashtabula | 2835 | 5 | ST | RE | NA | SUB
2019 | OH | FirstEnergy Ashtabula | 2835 | 6 | ST | RE | NA | BIT
2019 | OH | FirstEnergy Ashtabula | 2835 | 7 | ST | RE | TANGENTIAL | BIT
2019 | OH | FirstEnergy Ashtabula | 2835 | 8 | ST | RE | WALL | BIT
2019 | OH | FirstEnergy Ashtabula | 2835 | 9 | ST | RE | NA | BIT
2019 | OH | FirstEnergy Edgewater | 2857 | 4 | ST | RE | NA | NG
2019 | OH | FirstEnergy Edgewater | 2857 | CTA | GT | RE | NA | DFO
2019 | OH | FirstEnergy Edgewater | 2857 | CTB | GT | RE | NA | DFO
2019 | OH | FirstEnergy Lake Shore | 2838 | 18 | ST | RE | TANGENTIAL | SUB
2019 | OH | FirstEnergy Lake Shore | 2838 | IC1 | IC | RE | NA | DFO
2019 | OH | FirstEnergy Lake Shore | 2838 | IC2 | IC | RE | NA | DFO
2019 | OH | FirstEnergy Mad River | 2860 | CTA | GT | RE | NA | DFO
2019 | OH | FirstEnergy Mad River | 2860 | CTB | GT | RE | NA | DFO
2019 | OH | FirstEnergy R E Burger | 2864 | 1 | ST | RE | NA | BIT
2019 | OH | FirstEnergy R E Burger | 2864 | 2 | ST | RE | NA | BIT
2019 | OH | FirstEnergy R E Burger | 2864 | 3 | ST | RE | NA | BIT
2019 | OH | FirstEnergy R E Burger | 2864 | 4 | ST | RE | NA | BIT
2019 | OH | FirstEnergy R E Burger | 2864 | 5 | ST | RE | VERTICAL/ARCH | BIT
2019 | OH | FirstEnergy R E Burger | 2864 | A1 | IC | RE | NA | DFO
2019 | OH | FirstEnergy R E Burger | 2864 | B1 | IC | RE | NA | DFO
2019 | OH | FirstEnergy R E Burger | 2864 | B2 | IC | RE | NA | DFO
2019 | OH | FirstEnergy Toronto | 2867 | 5 | ST | RE | NA | BIT
2019 | OH | FirstEnergy Toronto | 2867 | 6 | ST | RE | NA | BIT
2019 | OH | FirstEnergy Toronto | 2867 | 7 | ST | RE | NA | BIT
2019 | OH | Galion | 7918 | 1 | IC | OP | NA | DFO |  | 594.333 | 0.092122 | 0.31 | EIA Prime Mover-level Data | Estimated using an emission factor
2019 | OH | Galion | 7918 | 2 | IC | OP | NA | DFO |  | 594.333 | 0.092122 | 0.31 | EIA Prime Mover-level Data | Estimated using an emission factor
2019 | OH | Galion | 7918 | 3 | IC | OP | NA | DFO |  | 594.333 | 0.092122 | 0.31 | EIA Prime Mover-level Data | Estimated using an emission factor
2019 | OH | Geneva | 57410 | GEN1 | IC | OP | NA | LFG |  | 42381 | 0.3115 | 0.0147 | EIA Prime Mover-level Data | Estimated using an emission factor
2019 | OH | Geneva | 57410 | GEN2 | IC | OP | NA | LFG |  | 42381 | 0.3115 | 0.0147 | EIA Prime Mover-level Data | Estimated using an emission factor
2019 | OH | Geneva | 57410 | GEN3 | IC | OP | NA | LFG |  | 42381 | 0.3115 | 0.0147 | EIA Prime Mover-level Data | Estimated using an emission factor
2019 | OH | Geneva | 57410 | GEN4 | IC | OP | NA | LFG |  | 42381 | 0.3115 | 0.0147 | EIA Prime Mover-level Data | Estimated using an emission factor
2019 | OH | Geneva | 57410 | GEN5 | IC | OP | NA | LFG |  | 42381 | 0.3115 | 0.0147 | EIA Prime Mover-level Data | Estimated using an emission factor
2019 | OH | Genoa Diesel Generating Station | 56181 | 1 | IC | OP | NA | DFO |  | 460 | 0.0713 | 0.31 | EIA Prime Mover-level Data | Estimated using an emission factor
2019 | OH | Genoa Diesel Generating Station | 56181 | 2 | IC | OP | NA | DFO |  | 460 | 0.0713 | 0.31 | EIA Prime Mover-level Data | Estimated using an emission factor
2019 | OH | Genoa Diesel Generating Station | 56181 | 3 | IC | OP | NA | DFO |  | 460 | 0.0713 | 0.31 | EIA Prime Mover-level Data | Estimated using an emission factor
2019 | OH | GM Lordstown Assembly Solar Array | 59683 | 12345 | PV | OP | NA | SUN |  | 17523 |  | 0 | EIA Prime Mover-level Data | Estimated using an emission factor
2019 | OH | Greenup Hydro | 4258 | 1 | HY | OP | NA | WAT |  | 762987 |  | 1.5381e-07 | EIA Prime Mover-level Data | NEI avg EF - PM, fuel type, firing type
2019 | OH | Greenup Hydro | 4258 | 2 | HY | OP | NA | WAT |  | 762987 |  | 1.5381e-07 | EIA Prime Mover-level Data | NEI avg EF - PM, fuel type, firing type
2019 | OH | Greenup Hydro | 4258 | 3 | HY | OP | NA | WAT |  | 762987 |  | 1.5381e-07 | EIA Prime Mover-level Data | NEI avg EF - PM, fuel type, firing type
2019 | OH | Guernsey Power Station | 62949 | GPS1 | CS | L | NA | NG
2019 | OH | Guernsey Power Station | 62949 | GPS2 | CS | L | NA | NG
2019 | OH | Guernsey Power Station | 62949 | GPS3 | CS | L | NA | NG
2019 | OH | Hamilton Hydro | 7807 | 3 | HY | OP | NA | WAT |  | 19202 |  | 1.5381e-07 | EIA Prime Mover-level Data | NEI avg EF - PM, fuel type, firing type
2019 | OH | Hamilton Hydro | 7807 | 4 | HY | OP | NA | WAT |  | 19202 |  | 1.5381e-07 | EIA Prime Mover-level Data | NEI avg EF - PM, fuel type, firing type
2019 | OH | Hannibal Port Power Project | 61322 | HPPP1 | CC | P | NA | NG
2019 | OH | Hardin Solar Energy II LLC | 63828 | GEN1 | PV | U | NA | SUN
2019 | OH | Hardin Solar Energy LLC | 63029 | GEN1 | PV | P | NA | SUN
2019 | OH | Harpster Wind | 60126 | H1 | WT | OP | NA | WND |  | 30495 |  | 0 | EIA Prime Mover-level Data | Estimated using an emission factor
2019 | OH | Haverhill North Cogeneration Facility | 56848 | HRSG10 | ST | OP | NA | COG |  | 1334067 | 7.7411 | 0.011605 | EIA Unit-level Data | NEI avg EF - PM, fuel type
2019 | OH | Haverhill North Cogeneration Facility | 56848 | HRSG6 | ST | OP | NA | COG |  | 1334067 | 7.7411 | 0.011605 | EIA Unit-level Data | NEI avg EF - PM, fuel type
2019 | OH | Haverhill North Cogeneration Facility | 56848 | HRSG7 | ST | OP | NA | COG |  | 1334067 | 7.7411 | 0.011605 | EIA Unit-level Data | NEI avg EF - PM, fuel type
2019 | OH | Haverhill North Cogeneration Facility | 56848 | HRSG8 | ST | OP | NA | COG |  | 1334067 | 7.7411 | 0.011605 | EIA Unit-level Data | NEI avg EF - PM, fuel type
2019 | OH | Haverhill North Cogeneration Facility | 56848 | HRSG9 | ST | OP | NA | COG |  | 1334067 | 7.7411 | 0.011605 | EIA Unit-level Data | NEI avg EF - PM, fuel type
2019 | OH | Haviland Plastic Products | 58220 | WTGA | WT | OP | NA | WND |  | 39388.33 |  | 0 | EIA Prime Mover-level Data | Estimated using an emission factor
2019 | OH | Haviland Plastic Products | 58220 | WTGB | WT | OP | NA | WND |  | 39388.33 |  | 0 | EIA Prime Mover-level Data | Estimated using an emission factor
2019 | OH | Haviland Plastic Products | 58220 | WTGC | WT | OP | NA | WND |  | 39388.33 |  | 0 | EIA Prime Mover-level Data | Estimated using an emission factor
2019 | OH | Hecate Energy Highland LLC | 62670 | HIGHL | PV | T | NA | SUN
2019 | OH | Hillcrest Solar | 62200 | HILLC | PV | L | NA | SUN
2019 | OH | HMV Minster Energy Storage System | 60299 | MIN02 | BA | OP | NA | MWH
2019 | OH | HMW Minster PV I | 60190 | MIN01 | PV | OP | NA | SUN |  | 42328 |  | 0 | EIA Prime Mover-level Data | Estimated using an emission factor
2019 | OH | Hog Creek Wind Project | 61330 | WT1 | WT | OP | NA | WND |  | 1839539 |  | 0 | EIA Prime Mover-level Data | Estimated using an emission factor
2019 | OH | Hoge Lumber | 10739 | AC3M | ST | RE | NA | WDS |  |  |  | 0.022812
2019 | OH | Hoge Lumber | 10739 | W750 | ST | RE | NA | WDS
2019 | OH | Icebreaker Offshore Wind Farm | 58941 | WTG1 | WS | L | NA | WND
2019 | OH | Icebreaker Offshore Wind Farm | 58941 | WTG2 | WS | L | NA | WND
2019 | OH | Icebreaker Offshore Wind Farm | 58941 | WTG3 | WS | L | NA | WND
2019 | OH | Icebreaker Offshore Wind Farm | 58941 | WTG4 | WS | L | NA | WND
2019 | OH | Icebreaker Offshore Wind Farm | 58941 | WTG5 | WS | L | NA | WND
2019 | OH | Icebreaker Offshore Wind Farm | 58941 | WTG6 | WS | L | NA | WND
2019 | OH | Jackson (OH) | 7577 | 12 | IC | RE | NA | DFO |  |  |  | 0.31
2019 | OH | Jackson Cntr Peaking | 7780 | 1 | IC | OP | NA | DFO |  | 657 | 0.10183 | 0.31 | EIA Prime Mover-level Data | Estimated using an emission factor
2019 | OH | LafargeHolcim - Paulding Wind Project | 62752 | L1 | WT | TS | NA | WND
2019 | OH | LafargeHolcim - Paulding Wind Project | 62752 | L2 | WT | TS | NA | WND
2019 | OH | LafargeHolcim - Paulding Wind Project | 62752 | L3 | WT | TS | NA | WND
2019 | OH | Lake Road (OH) | 2908 | 8 | ST | RE | NA | BIT
2019 | OH | Lake Road (OH) | 2908 | 9 | ST | RE | NA | BIT
2019 | OH | Lake Road (OH) | 2908 | 10 | ST | RE | NA | BIT
2019 | OH | Lake Road (OH) | 2908 | 11 | ST | RE | NA | BIT
2019 | OH | LE Wind Turbine 1 | 57613 | WTG1 | WT | OP | NA | WND |  | 47476 |  | 0 | EIA Prime Mover-level Data | Estimated using an emission factor
2019 | OH | Lebanon | 2921 | 1 | IC | RE | NA | DFO
2019 | OH | Lebanon | 2921 | 3 | IC | RE | NA | DFO
2019 | OH | Lebanon | 2921 | 4 | IC | RE | NA | DFO
2019 | OH | Lebanon | 2921 | 5 | IC | RE | NA | DFO
2019 | OH | Lebanon | 2921 | 6 | IC | RE | NA | DFO
2019 | OH | Lebanon | 2921 | 7 | GT | RE | NA | DFO
2019 | OH | Lebanon | 2921 | 8 | IC | RE | NA | DFO
2019 | OH | Lebanon | 2921 | 9 | GT | RE | NA | DFO
2019 | OH | Loraine County Project | 56869 | 1 | IC | OP | NA | LFG |  | 90638.52 | 0.66619 | 0.0147 | EIA Prime Mover-level Data | Estimated using an emission factor
2019 | OH | Loraine County Project | 56869 | 2 | IC | OP | NA | LFG |  | 90638.52 | 0.66619 | 0.0147 | EIA Prime Mover-level Data | Estimated using an emission factor
2019 | OH | Loraine County Project | 56869 | 3 | IC | OP | NA | LFG |  | 90638.52 | 0.66619 | 0.0147 | EIA Prime Mover-level Data | Estimated using an emission factor
2019 | OH | Loraine County Project | 56869 | 4 | IC | OP | NA | LFG |  | 90638.52 | 0.66619 | 0.0147 | EIA Prime Mover-level Data | Estimated using an emission factor
2019 | OH | Loraine County Project | 56869 | 5 | IC | OP | NA | LFG |  | 90638.52 | 0.66619 | 0.0147 | EIA Prime Mover-level Data | Estimated using an emission factor
2019 | OH | Loraine County Project | 56869 | 6 | IC | OP | NA | LFG |  | 90638.52 | 0.66619 | 0.0147 | EIA Prime Mover-level Data | Estimated using an emission factor
2019 | OH | Loraine County Project | 56869 | 7 | IC | OP | NA | LFG |  | 90638.52 | 0.66619 | 0.0147 | EIA Prime Mover-level Data | Estimated using an emission factor
2019 | OH | Loraine County Project | 56869 | 8 | IC | OP | NA | LFG |  | 90638.52 | 0.66619 | 0.0147 | EIA Prime Mover-level Data | Estimated using an emission factor
2019 | OH | Loraine County Project | 56869 | 9 | IC | OP | NA | LFG |  | 103586.9 | 0.76136 | 0.0147 | EIA Prime Mover-level Data | Estimated using an emission factor
2019 | OH | Loraine County Project | 56869 | 10 | IC | OP | NA | LFG |  | 103586.9 | 0.76136 | 0.0147 | EIA Prime Mover-level Data | Estimated using an emission factor
2019 | OH | Loraine County Project | 56869 | 11 | IC | OP | NA | LFG |  | 103586.9 | 0.76136 | 0.0147 | EIA Prime Mover-level Data | Estimated using an emission factor
2019 | OH | Loraine County Project | 56869 | 12 | IC | OP | NA | LFG |  | 103586.9 | 0.76136 | 0.0147 | EIA Prime Mover-level Data | Estimated using an emission factor
2019 | OH | Loraine County Project | 56869 | 13 | IC | OP | NA | LFG |  | 103586.9 | 0.76136 | 0.0147 | EIA Prime Mover-level Data | Estimated using an emission factor
2019 | OH | Loraine County Project | 56869 | 14 | IC | OP | NA | LFG |  | 103586.9 | 0.76136 | 0.0147 | EIA Prime Mover-level Data | Estimated using an emission factor
2019 | OH | Loraine County Project | 56869 | 15 | IC | OP | NA | LFG |  | 103586.9 | 0.76136 | 0.0147 | EIA Prime Mover-level Data | Estimated using an emission factor
2019 | OH | Loraine County Project | 56869 | 16 | IC | OP | NA | LFG |  | 103586.9 | 0.76136 | 0.0147 | EIA Prime Mover-level Data | Estimated using an emission factor
2019 | OH | Loraine County Project | 56869 | 17 | IC | OP | NA | LFG |  | 103586.9 | 0.76136 | 0.0147 | EIA Prime Mover-level Data | Estimated using an emission factor
2019 | OH | Loraine County Project | 56869 | 18 | IC | OP | NA | LFG |  | 103586.9 | 0.76136 | 0.0147 | EIA Prime Mover-level Data | Estimated using an emission factor
2019 | OH | Lowell L&D Hydroelectric Project | 62429 | NA1 | HY | P | NA | WAT
2019 | OH | Lowell L&D Hydroelectric Project | 62429 | NA2 | HY | P | NA | WAT
2019 | OH | Mahoning | 57411 | GEN1 | IC | OP | NA | LFG |  | 76993.4 | 0.5659 | 0.0147 | EIA Prime Mover-level Data | Estimated using an emission factor
2019 | OH | Mahoning | 57411 | GEN2 | IC | OP | NA | LFG |  | 76993.4 | 0.5659 | 0.0147 | EIA Prime Mover-level Data | Estimated using an emission factor
2019 | OH | Mahoning | 57411 | GEN3 | IC | OP | NA | LFG |  | 76993.4 | 0.5659 | 0.0147 | EIA Prime Mover-level Data | Estimated using an emission factor
2019 | OH | Mahoning | 57411 | GEN4 | IC | OP | NA | LFG |  | 76993.4 | 0.5659 | 0.0147 | EIA Prime Mover-level Data | Estimated using an emission factor
2019 | OH | Mahoning | 57411 | GEN5 | IC | OP | NA | LFG |  | 76993.4 | 0.5659 | 0.0147 | EIA Prime Mover-level Data | Estimated using an emission factor
2019 | OH | Mahoning | 57411 | GEN6 | IC | IP | NA | LFG
2019 | OH | Malta L&D Hydroelectric Project | 62428 | NA1 | HY | P | NA | WAT
2019 | OH | Malta L&D Hydroelectric Project | 62428 | NA2 | HY | P | NA | WAT
2019 | OH | MCCo Solar Generating Facility | 59324 | MCCO1 | PV | OP | NA | SUN |  | 6321 |  | 0 | EIA Prime Mover-level Data | Estimated using an emission factor
2019 | OH | Middletown Coke Company, LLC | 57822 | HRSG1 | ST | OP | NA | COG |  | 1336289 | 7.754 | 0.011605 | EIA Unit-level Data | NEI avg EF - PM, fuel type
2019 | OH | Middletown Coke Company, LLC | 57822 | HRSG2 | ST | OP | NA | COG |  | 1336289 | 7.754 | 0.011605 | EIA Unit-level Data | NEI avg EF - PM, fuel type
2019 | OH | Middletown Coke Company, LLC | 57822 | HRSG3 | ST | OP | NA | COG |  | 1336289 | 7.754 | 0.011605 | EIA Unit-level Data | NEI avg EF - PM, fuel type
2019 | OH | Middletown Coke Company, LLC | 57822 | HRSG4 | ST | OP | NA | COG |  | 1336289 | 7.754 | 0.011605 | EIA Unit-level Data | NEI avg EF - PM, fuel type
2019 | OH | Middletown Coke Company, LLC | 57822 | HRSG5 | ST | OP | NA | COG |  | 1336289 | 7.754 | 0.011605 | EIA Unit-level Data | NEI avg EF - PM, fuel type
2019 | OH | Model Gas Power Station | 56863 | 1 | IC | OS | NA | LFG |  |  |  | 0.0147
2019 | OH | Model Gas Power Station | 56863 | 2 | IC | OS | NA | LFG |  |  |  | 0.0147
2019 | OH | Monroeville Solar | 63181 | MNVL | PV | OP | NA | SUN |  | 35126 |  | 0 | EIA Prime Mover-level Data | Estimated using an emission factor
2019 | OH | Montpelier | 7791 | 1 | IC | OP | NA | DFO |  | 601 | 0.093155 | 0.31 | EIA Prime Mover-level Data | Estimated using an emission factor
2019 | OH | Montpelier | 7791 | 2 | IC | OP | NA | DFO |  | 601 | 0.093155 | 0.31 | EIA Prime Mover-level Data | Estimated using an emission factor
2019 | OH | Montpelier | 7791 | 3 | IC | OP | NA | DFO |  | 601 | 0.093155 | 0.31 | EIA Prime Mover-level Data | Estimated using an emission factor
2019 | OH | Montpelier | 7791 | 4 | IC | OP | NA | DFO |  | 601 | 0.093155 | 0.31 | EIA Prime Mover-level Data | Estimated using an emission factor
2019 | OH | Montpelier | 7791 | 5 | IC | OP | NA | DFO |  | 601 | 0.093155 | 0.31 | EIA Prime Mover-level Data | Estimated using an emission factor
2019 | OH | Montpelier | 7791 | 6 | IC | OP | NA | DFO |  | 601 | 0.093155 | 0.31 | EIA Prime Mover-level Data | Estimated using an emission factor
2019 | OH | Monument | 2851 | 1 | IC | OP | NA | DFO |  | 264.4 | 0.040982 | 0.31 | EIA Prime Mover-level Data | Estimated using an emission factor
2019 | OH | Monument | 2851 | 2 | IC | OP | NA | DFO |  | 264.4 | 0.040982 | 0.31 | EIA Prime Mover-level Data | Estimated using an emission factor
2019 | OH | Monument | 2851 | 3 | IC | OP | NA | DFO |  | 264.4 | 0.040982 | 0.31 | EIA Prime Mover-level Data | Estimated using an emission factor
2019 | OH | Monument | 2851 | 4 | IC | OP | NA | DFO |  | 264.4 | 0.040982 | 0.31 | EIA Prime Mover-level Data | Estimated using an emission factor
2019 | OH | Monument | 2851 | 5 | IC | OP | NA | DFO |  | 264.4 | 0.040982 | 0.31 | EIA Prime Mover-level Data | Estimated using an emission factor
2019 | OH | Morton Salt Rittman | 54335 | B004 | ST | OP | NA |  |  | 25942.49 |  |  | EIA Unit-level Data
2019 | OH | Morton Salt Rittman | 54335 | B005 | ST | OP | NA |  |  | 718184.1 |  |  | EIA Unit-level Data
2019 | OH | Morton Salt Rittman | 54335 | B006 | ST | OP | NA |  |  | 755766.9 |  |  | EIA Unit-level Data
2019 | OH | Morton Salt Rittman | 54335 | GEN1 | ST | RE | NA | BIT
2019 | OH | Muskingum River | 2872 | 1 | ST | RE | WALL | BIT
2019 | OH | Muskingum River | 2872 | 2 | ST | RE | WALL | BIT
2019 | OH | Muskingum River | 2872 | 3 | ST | RE | CYCLONE | BIT
2019 | OH | Muskingum River | 2872 | 4 | ST | RE | CYCLONE | BIT
2019 | OH | Muskingum River | 2872 | 5 | ST | RE | CYCLONE | BIT
2019 | OH | Napoleon | 7578 | 1 | IC | RE | NA | DFO |  |  |  | 0.31
2019 | OH | Napoleon | 7578 | 2 | IC | RE | NA | DFO |  |  |  | 0.31
2019 | OH | Napoleon | 7578 | 3 | IC | RE | NA | DFO |  |  |  | 0.31
2019 | OH | Napoleon Biogas | 58921 | GEN1 | IC | OA | NA | OBG |  |  |  | 0.0147
2019 | OH | Napoleon Biogas | 58921 | GEN2 | IC | OA | NA | OBG |  |  |  | 0.0147
2019 | OH | Napoleon Peaking | 7776 | 4 | IC | OP | NA | DFO |  | 540.667 | 0.083803 | 0.31 | EIA Prime Mover-level Data | Estimated using an emission factor
2019 | OH | Napoleon Peaking | 7776 | 5 | IC | OP | NA | DFO |  | 540.667 | 0.083803 | 0.31 | EIA Prime Mover-level Data | Estimated using an emission factor
2019 | OH | Napoleon Peaking | 7776 | 6 | IC | OP | NA | DFO |  | 540.667 | 0.083803 | 0.31 | EIA Prime Mover-level Data | Estimated using an emission factor
2019 | OH | Napoleon Solar I | 57462 | 1 | PV | OP | NA | SUN |  | 108931 |  | 0 | EIA Prime Mover-level Data | Estimated using an emission factor
2019 | OH | New Knoxville | 7898 | 1 | IC | OS | NA | DFO |  |  |  | 0.30942
2019 | OH | Niles | 7579 | 13 | IC | RE | NA | DFO |  |  |  | 0.31
2019 | OH | Northwest Ohio Wind | 59296 | NWOH1 | WT | OP | NA | WND |  | 2796532 |  | 0 | EIA Prime Mover-level Data | Estimated using an emission factor
2019 | OH | Northwest Ohio Wind | 59296 | NWOH2 | WT | IP | NA | WND
2019 | OH | Oberlin (OH) | 2933 | 1 | IC | OP | NA | DFO |  | 472.762 | 0.073278 | 0.31 | EIA Prime Mover-level Data | Estimated using an emission factor
2019 | OH | Oberlin (OH) | 2933 | 2 | IC | RE | NA | DFO
2019 | OH | Oberlin (OH) | 2933 | 3 | IC | RE | NA | DFO
2019 | OH | Oberlin (OH) | 2933 | 5 | IC | RE | NA | NG
2019 | OH | Oberlin (OH) | 2933 | 6 | IC | OP | NA | NG |  | 1074.459 | 0.00022671 | 0.000422 | EIA Prime Mover-level Data | Estimated using an emission factor
2019 | OH | Oberlin (OH) | 2933 | 7 | IC | OP | NA | NG |  | 1160.416 | 0.00024485 | 0.000422 | EIA Prime Mover-level Data | Estimated using an emission factor
2019 | OH | Oberlin (OH) | 2933 | 8 | IC | OP | NA | NG |  | 1289.351 | 0.00027205 | 0.000422 | EIA Prime Mover-level Data | Estimated using an emission factor
2019 | OH | Oberlin (OH) | 2933 | 9 | IC | OP | NA | NG |  | 171.914 | 3.6274e-05 | 0.000422 | EIA Prime Mover-level Data | Estimated using an emission factor
2019 | OH | Oberlin (OH) | 2933 | 10 | IC | OP | NA | NG |  | 214.892 | 4.5342e-05 | 0.000422 | EIA Prime Mover-level Data | Estimated using an emission factor
2019 | OH | Oberlin (OH) | 2933 | 2A | IC | OP | NA | NG |  | 1332.33 | 0.00028112 | 0.000422 | EIA Prime Mover-level Data | Estimated using an emission factor
2019 | OH | Oberlin (OH) | 2933 | 3A | IC | OP | NA | NG |  | 1332.33 | 0.00028112 | 0.000422 | EIA Prime Mover-level Data | Estimated using an emission factor
2019 | OH | Oberlin (OH) | 2933 | IC4 | IC | OP | NA | NG |  | 902.546 | 0.00019044 | 0.000422 | EIA Prime Mover-level Data | Estimated using an emission factor
2019 | OH | Oberlin Spear Point Solar One | 58134 | OSSO | PV | OP | NA | SUN |  | 23676 |  | 0 | EIA Prime Mover-level Data | Estimated using an emission factor
2019 | OH | Ohio Northern University Solar Site | 60913 | PV1 | PV | OP | NA | SUN |  | 26290.67 |  | 0 | EIA Prime Mover-level Data | Estimated using an emission factor
2019 | OH | Ohio Northern University Solar Site | 60913 | PV2 | PV | OP | NA | SUN |  | 13145.33 |  | 0 | EIA Prime Mover-level Data | Estimated using an emission factor
2019 | OH | Orrville | 2935 | 10 | ST | OP | NA | BIT |  | 23583.77 | 0.52458 | 0.044487 | EIA Unit-level Data | NEI avg EF - PM, fuel type
2019 | OH | Orrville | 2935 | 11 | ST | OP | NA | BIT |  | 46473.54 | 1.0337 | 0.044487 | EIA Unit-level Data | NEI avg EF - PM, fuel type
2019 | OH | Orrville | 2935 | 12 | ST | OP | NA | BIT |  | 103541.2 | 2.3031 | 0.044487 | EIA Unit-level Data | NEI avg EF - PM, fuel type
2019 | OH | Orrville | 2935 | 13 | ST | OP | NA | NG |  | 95157.91 | 0.38313 | 0.0080524 | EIA Unit-level Data | NEI avg EF - PM, fuel type
2019 | OH | Orrville Peaking | 7778 | 1 | IC | OP | NA | DFO |  | 685.333 | 0.10623 | 0.31 | EIA Prime Mover-level Data | Estimated using an emission factor
2019 | OH | Orrville Peaking | 7778 | 2 | IC | OP | NA | DFO |  | 685.333 | 0.10623 | 0.31 | EIA Prime Mover-level Data | Estimated using an emission factor
2019 | OH | Orrville Peaking | 7778 | 3 | IC | OP | NA | DFO |  | 685.333 | 0.10623 | 0.31 | EIA Prime Mover-level Data | Estimated using an emission factor
2019 | OH | O'Shaughnessy Hydro | 7279 | 1 | HY | OS | NA | WAT |  |  |  | 1.5381e-07
2019 | OH | O'Shaughnessy Hydro | 7279 | 2 | HY | OS | NA | WAT |  |  |  | 1.5381e-07
2019 | OH | Ottawa County Project | 56865 | 1 | IC | OS | NA | LFG |  | 34377 | 0.25267 | 0.0147 | EIA Prime Mover-level Data | Estimated using an emission factor
2019 | OH | Ottawa County Project | 56865 | 2 | IC | OP | NA | LFG |  | 34377 | 0.25267 | 0.0147 | EIA Prime Mover-level Data | Estimated using an emission factor
2019 | OH | Owens Corning Headquarters | 60038 | PV1 | PV | OP | NA | SUN |  | 17319 |  | 0 | EIA Prime Mover-level Data | Estimated using an emission factor
2019 | OH | Painesville | 2936 | 3 | ST | OP | NA | BIT |  | 0 | 0 | 0.044487 | EIA Unit-level Data | NEI avg EF - PM, fuel type, firing type
2019 | OH | Painesville | 2936 | 4 | ST | OP | NA | BIT |  | 11831.75 | 0.26318 | 0.044487 | EIA Unit-level Data | NEI avg EF - PM, fuel type
2019 | OH | Painesville | 2936 | 5 | ST | OP | NA | BIT |  | 36095.84 | 0.80289 | 0.044487 | EIA Unit-level Data | NEI avg EF - PM, fuel type
2019 | OH | Painesville | 2936 | WPCP1 | IC | OP | NA | DFO |  | 729 | 0.000113 | 0.00031 | EIA Prime Mover-level Data | Estimated using an emission factor
2019 | OH | Palomino Solar | 63784 | PLMNO | PV | P | NA | SUN
2019 | OH | Parking Lot Array | 63294 | LOTPV | PV | OP | NA | SUN |  | 12789 |  | 0 | EIA Prime Mover-level Data | Estimated using an emission factor
2019 | OH | Paulding Wind Farm II | 57620 | GEN1 | WT | OP | NA | WND |  | 2874113 |  | 0 | EIA Prime Mover-level Data | Estimated using an emission factor
2019 | OH | Paulding Wind Farm III | 60470 | 1 | WT | OP | NA | WND |  | 2771138 |  | 0 | EIA Prime Mover-level Data | Estimated using an emission factor
2019 | OH | Perry | 6020 | 1 | ST | OP | NA | NUC |  | 95781940 |  | 0 | EIA Prime Mover-level Data | Estimated using an emission factor
2019 | OH | Philo L&D Hydroelectric Project | 62427 | NA1 | HY | P | NA | WAT
2019 | OH | Philo L&D Hydroelectric Project | 62427 | NA2 | HY | P | NA | WAT
2019 | OH | Picway | 2843 | 5 | ST | RE | NA | BIT
2019 | OH | Piqua Power Plant | 2937 | 3 | ST | RE | NA | BIT
2019 | OH | Piqua Power Plant | 2937 | 4 | ST | RE | NA | BIT
2019 | OH | Piqua Power Plant | 2937 | 6 | ST | RE | NA | BIT
2019 | OH | Piqua Power Plant | 2937 | 7 | ST | RE | NA | BIT
2019 | OH | Piqua Power Plant | 2937 | 8 | GT | OP | NA | DFO |  | 436.364 | 0.0037657 | 0.017259 | EIA Prime Mover-level Data | NEI avg EF - PM, fuel type, firing type
2019 | OH | Piqua Power Plant | 2937 | 10 | ST | RE | NA | BIT
2019 | OH | Piqua Power Plant | 2937 | 11 | GT | OP | NA | DFO |  | 355.636 | 0.003069 | 0.017259 | EIA Prime Mover-level Data | NEI avg EF - PM, fuel type, firing type
2019 | OH | POET Biorefining - Fostoria | 63920 | 1 | ST | OP | NA | NG |  |  |  | 0.0080534
2019 | OH | POET Biorefining - Leipsic, LLC | 63927 | 1 | ST | OP | NA | NG |  |  |  | 0.0080534
2019 | OH | POET Biorefining - Marion, LLC | 63829 | 1 | ST | OP | NA | NG |  | 967803.5 | 3.8966 | 0.0080524 | EIA Prime Mover-level Data | NEI avg EF - PM, fuel type, firing type
2019 | OH | POET Biorefining - Marion, LLC | 63829 | 2 | ST | OP | NA | NG |  | 967803.5 | 3.8966 | 0.0080524 | EIA Prime Mover-level Data | NEI avg EF - PM, fuel type, firing type
2019 | OH | Procter & Gamble Cincinnati Plant | 50456 | 4 | ST | OP | NA | NG |  | 1664536 | 6.7018 | 0.0080524 | EIA Unit-level Data | NEI avg EF - PM, fuel type
2019 | OH | Procter & Gamble Cincinnati Plant | 50456 | PB1 | ST | OP | NA | NG |  | 55298 | 0.22264 | 0.0080524 | EIA Unit-level Data | NEI avg EF - PM, fuel type
2019 | OH | Procter & Gamble Cincinnati Plant | 50456 | PB2 | ST | OP | NA | NG |  | 15610 | 0.062849 | 0.0080524 | EIA Unit-level Data | NEI avg EF - PM, fuel type
2019 | OH | Progress Drive Generation Station | 63457 | PSG1 | IC | OP | NA | DFO |  | 709.5 | 0.10977 | 0.30942 | EIA Prime Mover-level Data | NEI avg EF - PM, fuel type, firing type
2019 | OH | Progress Drive Generation Station | 63457 | PSG2 | IC | OP | NA | DFO |  | 709.5 | 0.10977 | 0.30942 | EIA Prime Mover-level Data | NEI avg EF - PM, fuel type, firing type
2019 | OH | Prospect Municipal | 7603 | 1 | IC | SB | NA | DFO |  | 430 | 0.066525 | 0.30942 | EIA Prime Mover-level Data | NEI avg EF - PM, fuel type, firing type
2019 | OH | PS ST-8 Engine No 1 | 56421 | 0005 | IC | SB | NA | DFO |  | 108 | 0.01674 | 0.31 | EIA Prime Mover-level Data | Estimated using an emission factor
2019 | OH | Racine | 6006 | 1 | HY | OP | NA | WAT |  | 574892.5 |  | 1.5381e-07 | EIA Prime Mover-level Data | NEI avg EF - PM, fuel type, firing type
2019 | OH | Racine | 6006 | 2 | HY | OP | NA | WAT |  | 574892.5 |  | 1.5381e-07 | EIA Prime Mover-level Data | NEI avg EF - PM, fuel type, firing type
2019 | OH | Refuse & Coal | 312 | 1 | ST | RE | NA | MSW
2019 | OH | Refuse & Coal | 312 | 2 | ST | RE | NA | MSW
2019 | OH | Refuse & Coal | 312 | 3 | ST | RE | NA | MSW
2019 | OH | Renewable Energy Services of Ohio | 57249 | GEN1 | IC | OP | NA | LFG |  | 128642 | 0.94552 | 0.0147 | EIA Prime Mover-level Data | Estimated using an emission factor
2019 | OH | Renewable Energy Services of Ohio | 57249 | GEN2 | IC | OP | NA | LFG |  | 64321 | 0.47276 | 0.0147 | EIA Prime Mover-level Data | Estimated using an emission factor
2019 | OH | Renick Run Pumping Station 03-04 | 56420 | 0003 | IC | SB | NA | DFO |  |  |  | 0.30942
2019 | OH | Renick Run Pumping Station 03-04 | 56420 | 0004 | IC | SB | NA | DFO |  |  |  | 0.30942
2019 | OH | Richard Gorsuch | 7286 | 1 | ST | RE | WALL | BIT
2019 | OH | Richard Gorsuch | 7286 | 2 | ST | RE | WALL | BIT
2019 | OH | Richard Gorsuch | 7286 | 3 | ST | RE | WALL | BIT
2019 | OH | Richard Gorsuch | 7286 | 4 | ST | RE | WALL | BIT
2019 | OH | Rokeby L&D Hydroelectric Project | 62426 | NA1 | HY | P | NA | WAT
2019 | OH | Rokeby L&D Hydroelectric Project | 62426 | NA2 | HY | P | NA | WAT
2019 | OH | RP Wind | 58630 | RPOH | WT | OP | NA | WND |  | 77679 |  | 0 | EIA Prime Mover-level Data | Estimated using an emission factor
2019 | OH | Sauder Power Plant | 54974 | UNT1 | ST | OP | NA | WDS |  | 436893.5 | 4.9833 | 0.022812 | EIA Prime Mover-level Data | NEI avg EF - PM, fuel type
2019 | OH | Sauder Power Plant | 54974 | UNT2 | ST | OP | NA | WDS |  | 436893.5 | 4.9833 | 0.022812 | EIA Prime Mover-level Data | NEI avg EF - PM, fuel type
2019 | OH | Scioto Ridge Wind Farm | 58780 | 1 | WT | U | NA | WND
2019 | OH | Seville | 7919 | 1 | IC | OP | NA | DFO |  | 552.667 | 0.085663 | 0.31 | EIA Prime Mover-level Data | Estimated using an emission factor
2019 | OH | Seville | 7919 | 2 | IC | OP | NA | DFO |  | 552.667 | 0.085663 | 0.31 | EIA Prime Mover-level Data | Estimated using an emission factor
2019 | OH | Seville | 7919 | 3 | IC | OP | NA | DFO |  | 552.667 | 0.085663 | 0.31 | EIA Prime Mover-level Data | Estimated using an emission factor
2019 | OH | Shelby Municipal Light Plant | 2943 | 1 | ST | RE | NA | BIT
2019 | OH | Shelby Municipal Light Plant | 2943 | 2 | ST | RE | NA | BIT
2019 | OH | Shelby Municipal Light Plant | 2943 | 3 | ST | RE | NA | BIT
2019 | OH | Shelby Municipal Light Plant | 2943 | 4 | ST | RE | NA | BIT
2019 | OH | Shelby Municipal Light Plant | 2943 | IC1 | IC | RE | NA | DFO
2019 | OH | Shelby North | 7827 | 1 | IC | OP | NA | DFO |  | 741 | 0.11485 | 0.31 | EIA Prime Mover-level Data | Estimated using an emission factor
2019 | OH | Shelby Solar Array | 63390 | SHBOH | PV | OP | NA | SUN
2019 | OH | Shelby South | 7828 | 1 | IC | OP | NA | DFO |  | 943 | 0.14616 | 0.31 | EIA Prime Mover-level Data | Estimated using an emission factor
2019 | OH | Sidney (OH) | 2852 | 1 | IC | OP | NA | DFO |  | 396.6 | 0.061473 | 0.31 | EIA Prime Mover-level Data | Estimated using an emission factor
2019 | OH | Sidney (OH) | 2852 | 2 | IC | OP | NA | DFO |  | 396.6 | 0.061473 | 0.31 | EIA Prime Mover-level Data | Estimated using an emission factor
2019 | OH | Sidney (OH) | 2852 | 3 | IC | OP | NA | DFO |  | 396.6 | 0.061473 | 0.31 | EIA Prime Mover-level Data | Estimated using an emission factor
2019 | OH | Sidney (OH) | 2852 | 4 | IC | OP | NA | DFO |  | 396.6 | 0.061473 | 0.31 | EIA Prime Mover-level Data | Estimated using an emission factor
2019 | OH | Sidney (OH) | 2852 | 5 | IC | OP | NA | DFO |  | 396.6 | 0.061473 | 0.31 | EIA Prime Mover-level Data | Estimated using an emission factor
2019 | OH | South Field Energy | 60356 | SFECC | CC | U | NA | NG
2019 | OH | Springfield Solar LLC | 59545 | PV1 | PV | OP | NA | SUN |  | 12349 |  | 0 | EIA Prime Mover-level Data | Estimated using an emission factor
2019 | OH | St Marys | 2942 | 5 | ST | RE | NA | BIT
2019 | OH | St Marys | 2942 | 6 | ST | RE | NA | BIT
2019 | OH | St Marys | 2942 | 7 | GT | SB | NA | DFO |  | 8139.6 | 0.070242 | 0.017259 | EIA Prime Mover-level Data | NEI avg EF - PM, fuel type, firing type
2019 | OH | St Marys | 2942 | AUX | GT | RE | NA | DFO
2019 | OH | St Marys | 2942 | GT1 | GT | SB | NA | NG |  | 6395.4 | 0.017534 | 0.0054834 | EIA Prime Mover-level Data | NEI avg EF - PM, fuel type, firing type
2019 | OH | ST-1/1A Engine No 1 | 56422 | 0006 | IC | SB | NA | DFO |  | 18 | 0.00279 | 0.31 | EIA Prime Mover-level Data | Estimated using an emission factor
2019 | OH | Stryker | 2881 | 1 | GT | OP | NA | DFO |  | 1562 | 0.01348 | 0.017259 | EIA Prime Mover-level Data | NEI avg EF - PM, fuel type, firing type
2019 | OH | Suburban Landfill Gas Recovery | 57170 | GEN1 | IC | OP | NA | LFG |  | 49860.57 | 0.36648 | 0.0147 | EIA Prime Mover-level Data | Estimated using an emission factor
2019 | OH | Suburban Landfill Gas Recovery | 57170 | GEN2 | IC | OP | NA | LFG |  | 49860.57 | 0.36648 | 0.0147 | EIA Prime Mover-level Data | Estimated using an emission factor
2019 | OH | Suburban Landfill Gas Recovery | 57170 | GEN3 | IC | OP | NA | LFG |  | 49860.57 | 0.36648 | 0.0147 | EIA Prime Mover-level Data | Estimated using an emission factor
2019 | OH | Suburban Landfill Gas Recovery | 57170 | GEN4 | IC | OP | NA | LFG |  | 49860.57 | 0.36648 | 0.0147 | EIA Prime Mover-level Data | Estimated using an emission factor
2019 | OH | Suburban Landfill Gas Recovery | 57170 | GEN5 | IC | OP | NA | LFG |  | 49860.57 | 0.36648 | 0.0147 | EIA Prime Mover-level Data | Estimated using an emission factor
2019 | OH | Suburban Landfill Gas Recovery | 57170 | GEN6 | IC | OP | NA | LFG |  | 49860.57 | 0.36648 | 0.0147 | EIA Prime Mover-level Data | Estimated using an emission factor
2019 | OH | Suburban Landfill Gas Recovery | 57170 | GEN7 | IC | OP | NA | LFG |  | 49860.57 | 0.36648 | 0.0147 | EIA Prime Mover-level Data | Estimated using an emission factor
2019 | OH | Summit Street Power Plant | 58140 | GT-1 | GT | OP | NA | NG |  | 121613.4 | 0.33343 | 0.0054834 | EIA Prime Mover-level Data | NEI avg EF - PM, fuel type, firing type
2019 | OH | Summit Street Power Plant | 58140 | GT-2 | GT | OP | NA | NG |  | 160017.6 | 0.43872 | 0.0054834 | EIA Prime Mover-level Data | NEI avg EF - PM, fuel type, firing type
2019 | OH | Timber Road IV | 62944 | TRIV | WT | V | NA | WND
2019 | OH | Toledo Ref Power Recovery Train | 50965 | GEN1 | OT | OP | NA | PC |  | 7526778 | 0.010704 | 2.8443e-06 | EIA Prime Mover-level Data | Estimated using an emission factor
2019 | OH | Valfilm Wind Project | 61356 | W1 | WT | OP | NA | WND |  | 34200.5 |  | 0 | EIA Prime Mover-level Data | Estimated using an emission factor
2019 | OH | Valfilm Wind Project | 61356 | W2 | WT | OP | NA | WND |  | 34200.5 |  | 0 | EIA Prime Mover-level Data | Estimated using an emission factor
2019 | OH | Versailles Peaking | 7775 | 1 | IC | OP | NA | DFO |  | 437.667 | 0.067838 | 0.31 | EIA Prime Mover-level Data | Estimated using an emission factor
2019 | OH | Versailles Peaking | 7775 | 2 | IC | OP | NA | DFO |  | 437.667 | 0.067838 | 0.31 | EIA Prime Mover-level Data | Estimated using an emission factor
2019 | OH | Versailles Peaking | 7775 | 3 | IC | OP | NA | DFO |  | 437.667 | 0.067838 | 0.31 | EIA Prime Mover-level Data | Estimated using an emission factor
2019 | OH | Wadsworth | 7580 | 13 | IC | RE | NA | DFO |  |  |  | 0.31
2019 | OH | Walter C Beckjord | 2830 | 1 | ST | RE | TANGENTIAL | BIT
2019 | OH | Walter C Beckjord | 2830 | 2 | ST | RE | TANGENTIAL | BIT
2019 | OH | Walter C Beckjord | 2830 | 3 | ST | RE | WALL | BIT
2019 | OH | Walter C Beckjord | 2830 | 4 | ST | RE | TANGENTIAL | BIT
2019 | OH | Walter C Beckjord | 2830 | 5 | ST | RE | TANGENTIAL | BIT
2019 | OH | Walter C Beckjord | 2830 | 6 | ST | RE | TANGENTIAL | BIT
2019 | OH | Walter C Beckjord | 2830 | BECK1 | BA | OP | NA | MWH |  | 0 |  |  | EIA Prime Mover-level Data
2019 | OH | Walter C Beckjord | 2830 | BECK2 | BA | OP | NA | MWH |  | 0 |  |  | EIA Prime Mover-level Data
2019 | OH | Walter C Beckjord | 2830 | GT1 | GT | RE | NA | DFO
2019 | OH | Walter C Beckjord | 2830 | GT2 | GT | RE | NA | DFO
2019 | OH | Walter C Beckjord | 2830 | GT3 | GT | RE | NA | DFO
2019 | OH | Walter C Beckjord | 2830 | GT4 | GT | RE | NA | DFO
2019 | OH | Wausau Paper Middletown | 57940 | G3 | ST | OS | NA | BIT |  | 738952 | 16.4368 | 0.044487 | EIA Prime Mover-level Data | NEI avg EF - PM, fuel type
2019 | OH | Wellington | 7878 | 1 | IC | SB | NA | DFO |  | 238 | 0.03689 | 0.31 | EIA Prime Mover-level Data | Estimated using an emission factor
2019 | OH | West 41st Street | 2909 | 1 | GT | OP | NA | NG |  | 2620 | 0.0071832 | 0.0054834 | EIA Prime Mover-level Data | NEI avg EF - PM, fuel type, firing type
2019 | OH | West 41st Street | 2909 | 2 | GT | OP | NA | NG |  | 2620 | 0.0071832 | 0.0054834 | EIA Prime Mover-level Data | NEI avg EF - PM, fuel type, firing type
2019 | OH | Whirlpool Corp-Greenville Wind Farm | 61660 | WTG1 | WT | OP | NA | WND |  | 30834.33 |  | 0 | EIA Prime Mover-level Data | Estimated using an emission factor
2019 | OH | Whirlpool Corp-Greenville Wind Farm | 61660 | WTG2 | WT | OP | NA | WND |  | 30834.33 |  | 0 | EIA Prime Mover-level Data | Estimated using an emission factor
2019 | OH | Whirlpool Corp-Greenville Wind Farm | 61660 | WTG3 | WT | OP | NA | WND |  | 30834.33 |  | 0 | EIA Prime Mover-level Data | Estimated using an emission factor
2019 | OH | Whirlpool Corporation - Marion Wind Farm | 61005 | W1 | WT | OP | NA | WND |  | 29006 |  | 0 | EIA Prime Mover-level Data | Estimated using an emission factor
2019 | OH | Whirlpool Corporation - Marion Wind Farm | 61005 | W2 | WT | OP | NA | WND |  | 29006 |  | 0 | EIA Prime Mover-level Data | Estimated using an emission factor
2019 | OH | Whirlpool Corporation - Marion Wind Farm | 61005 | W3 | WT | OP | NA | WND |  | 29006 |  | 0 | EIA Prime Mover-level Data | Estimated using an emission factor
2019 | OH | Whirlpool Corporation - Ottawa Wind Farm | 61004 | W1 | WT | OP | NA | WND |  | 36140 |  | 0 | EIA Prime Mover-level Data | Estimated using an emission factor
2019 | OH | Willey Battery Utility | 60660 | WBU | BA | OP | NA | MWH |  | 0 |  |  | EIA Prime Mover-level Data
2019 | OH | Willowbrook Solar I, LLC | 63877 | WBS | PV | L | NA | SUN
2019 | OH | Wooster Renewable Energy | 59072 | WRE 1 | IC | OP | NA | OBG |  | 52427 | 0.38534 | 0.0147 | EIA Prime Mover-level Data | Estimated using an emission factor
2019 | OH | Wyandot Solar Farm | 57203 | 1 | PV | OP | NA | SUN |  | 111398 |  | 0 | EIA Prime Mover-level Data | Estimated using an emission factor
2019 | OH | Yankee Street | 2854 | 1 | GT | OP | NA | NG |  | 14239.84 | 0.039041 | 0.0054834 | EIA Prime Mover-level Data | NEI avg EF - PM, fuel type, firing type
2019 | OH | Yankee Street | 2854 | 2 | GT | OP | NA | NG |  | 14239.84 | 0.039041 | 0.0054834 | EIA Prime Mover-level Data | NEI avg EF - PM, fuel type, firing type
2019 | OH | Yankee Street | 2854 | 3 | GT | OP | NA | NG |  | 14239.84 | 0.039041 | 0.0054834 | EIA Prime Mover-level Data | NEI avg EF - PM, fuel type, firing type
2019 | OH | Yankee Street | 2854 | 4 | GT | OP | NA | NG |  | 13470.12 | 0.036931 | 0.0054834 | EIA Prime Mover-level Data | NEI avg EF - PM, fuel type, firing type
2019 | OH | Yankee Street | 2854 | 5 | GT | OP | NA | NG |  | 13470.12 | 0.036931 | 0.0054834 | EIA Prime Mover-level Data | NEI avg EF - PM, fuel type, firing type
2019 | OH | Yankee Street | 2854 | 6 | GT | OP | NA | NG |  | 13470.12 | 0.036931 | 0.0054834 | EIA Prime Mover-level Data | NEI avg EF - PM, fuel type, firing type
2019 | OH | Yankee Street | 2854 | 7 | GT | OP | NA | NG |  | 13470.12 | 0.036931 | 0.0054834 | EIA Prime Mover-level Data | NEI avg EF - PM, fuel type, firing type
2019 | OH | Yankee Street | 2854 | YS1 | PV | OP | NA | SUN |  | 9170 |  | 0 | EIA Prime Mover-level Data | Estimated using an emission factor
2019 | OH | Zephyr Wind | 60128 | Z1 | WT | OP | NA | WND |  | 32968.67 |  | 0 | EIA Prime Mover-level Data | Estimated using an emission factor
2019 | OH | Zephyr Wind | 60128 | Z2 | WT | OP | NA | WND |  | 32968.67 |  | 0 | EIA Prime Mover-level Data | Estimated using an emission factor
2019 | OH | Zephyr Wind | 60128 | Z3 | WT | OP | NA | WND |  | 32968.67 |  | 0 | EIA Prime Mover-level Data | Estimated using an emission factor
2019 | OH | Zephyr Wind Project - 2.0 | 62653 | T1 | WT | TS | NA | WND
2019 | OH | Zephyr Wind Project - 2.0 | 62653 | T2 | WT | TS | NA | WND
2019 | OH | Zephyr Wind Project - 2.0 | 62653 | T3 | WT | TS | NA | WND
2019 | OH | AMP-Ohio Gas Turbines Bowling Green | 55262 | CT1 | GT | OP | CT | NG | 154 | 31838.8 | 0.19138 | 0.012022 | EPA/CAMD | EPA/NEI | 2001
2019 | OH | AMP-Ohio Gas Turbines Galion | 55263 | CT1 | GT | OP | CT | NG | 111 | 24672.9 | 0.19919 | 0.016146 | EPA/CAMD | EPA/NEI | 2001
2019 | OH | AMP-Ohio Gas Turbines Napoleon | 55264 | CT1 | GT | OP | CT | NG | 91 | 26721.7 | 0.1418 | 0.010613 | EPA/CAMD | EPA/NEI | 2001
2019 | OH | ArcelorMittal Cleveland LLC | 10398 | B001 | ST | OP | WALL | PRG | 3622 | 1371853 | 24.7252 | 0.036046 | EIA non-ozone season distributed and EPA/CAMD ozone season | NEI avg EF - PM, fuel type, firing type
2019 | OH | ArcelorMittal Cleveland LLC | 10398 | B002 | ST | OP | WALL | PRG | 126 | 69940.93 | 1.8441 | 0.052733 | EIA non-ozone season distributed and EPA/CAMD ozone season | EPA/NEI
2019 | OH | ArcelorMittal Cleveland LLC | 10398 | B003 | ST | OP | WALL | PRG | 3670 | 1482281 | 76.6554 | 0.10343 | EIA non-ozone season distributed and EPA/CAMD ozone season | EPA/NEI
2019 | OH | ArcelorMittal Cleveland LLC | 10398 | B004 | ST | OP | WALL | PRG | 0 |  |  | 0.039085
2019 | OH | ArcelorMittal Cleveland LLC | 10398 | B007 | ST | OP | WALL | PRG | 3672 | 2989389 | 98.173 | 0.065681 | EIA non-ozone season distributed and EPA/CAMD ozone season | EPA/NEI
2019 | OH | ArcelorMittal Warren | 54207 | B001 | ST | OP | WALL | COG | 0 |  |  | 0.011605 |  |  | 1965
2019 | OH | ArcelorMittal Warren | 54207 | B002 | ST | OP | WALL | COG | 113 | 323920.3 | 3.9408 | 0.024332 | EIA non-ozone season distributed and EPA/CAMD ozone season | EPA/NEI | 1972
2019 | OH | ArcelorMittal Warren | 54207 | B004 | ST | OP | WALL | COG | 3672 | 3048668 | 14.2328 | 0.009337 | EIA non-ozone season distributed and EPA/CAMD ozone season | EPA/NEI | 1982
2019 | OH | Avon Lake Power Plant | 2836 | 10 | ST | OP | TANGENTIAL | BIT | 0 |  |  | 0.044409 |  |  | 1949
2019 | OH | Avon Lake Power Plant | 2836 | 12 | ST | OP | CELL | BIT | 1388 | 4586379 | 508.1708 | 0.2216 | EPA/CAMD | EPA/NEI | 1970
2019 | OH | Avon Lake Power Plant | 2836 | CT10 | GT | OP | CT | DFO | 12 | 2279.9 | 0.032757 | 0.028736 | EPA/CAMD | EPA/NEI | 1973
2019 | OH | Bay Shore | 2878 | 1 | ST | OP | FLUIDIZED | PC | 5749 | 9006411 | 24.1372 | 0.00536 | EPA/CAMD | EPA/NEI | 1955
2019 | OH | Cardinal | 2828 | 1 | ST | OP | CELL | BIT | 7743 | 39991320 | 611.8672 | 0.0306 | EPA/CAMD | EPA/NEI | 1967
2019 | OH | Cardinal | 2828 | 2 | ST | OP | CELL | BIT | 6370 | 32402310 | 495.7552 | 0.0306 | EPA/CAMD | EPA/NEI | 1967
2019 | OH | Cardinal | 2828 | 3 | ST | OP | WALL | BIT | 5909 | 27332140 | 3028.4011 | 0.2216 | EPA/CAMD | EPA/NEI | 1977
2019 | OH | Cardinal | 2828 | B008 | ST | OP | OTHER BOILER | DFO | 254 | 122348.6 | 1.6161 | 0.026419 | EPA/CAMD | EPA/NEI | 1977
2019 | OH | Cardinal | 2828 | B010 | ST | OP | OTHER BOILER | DFO | 4 | 456 | 0.016787 | 0.073629 | EPA/CAMD | EPA/NEI | 2007
2019 | OH | Carroll County Energy | 59773 | 1 | CT | OP | CC | NG | 7935 | 18859500 | 6.843 | 0.00072568 | EPA/CAMD | EPA/NEI | 2017
2019 | OH | Carroll County Energy | 59773 | 2 | CT | OP | CC | NG | 7958 | 19050470 | 7.2327 | 0.00075932 | EPA/CAMD | EPA/NEI | 2017
2019 | OH | Clean Energy Future - Lordstown, LLC | 60376 | 1 | CT | OP | CC | NG | 7543 | 20535630 | 59.1059 | 0.0057564 | EPA/CAMD | NEI avg EF - PM, fuel type, firing type | 2018
2019 | OH | Clean Energy Future - Lordstown, LLC | 60376 | 2 | CT | OP | CC | NG | 7379 | 20139430 | 57.9656 | 0.0057564 | EPA/CAMD | NEI avg EF - PM, fuel type, firing type | 2018
2019 | OH | Conesville | 2840 | 4 | ST | OP | TANGENTIAL | BIT | 6026 | 26734430 | 2962.1743 | 0.2216 | EPA/CAMD | EPA/NEI | 1973
2019 | OH | Conesville | 2840 | 5 | ST | OP | TANGENTIAL | BIT | 0 |  |  | 0.044409 |  |  | 1976
2019 | OH | Conesville | 2840 | 6 | ST | OP | TANGENTIAL | DFO | 297 | 92403.32 | 0.46193 | 0.0099981 | EPA/CAMD | NEI avg EF - PM, fuel type, firing type | 1978
2019 | OH | Darby Electric Generating Station | 55247 | CT1 | GT | OP | CT | NG | 973 | 758590.6 | 2.9591 | 0.0078015 | EPA/CAMD | EPA/NEI | 2001
2019 | OH | Darby Electric Generating Station | 55247 | CT2 | GT | OP | CT | NG | 863 | 666771.8 | 2.7105 | 0.0081302 | EPA/CAMD | EPA/NEI | 2001
2019 | OH | Darby Electric Generating Station | 55247 | CT3 | GT | OP | CT | NG | 1153 | 922631.6 | 3.6657 | 0.0079461 | EPA/CAMD | EPA/NEI | 2001
2019 | OH | Darby Electric Generating Station | 55247 | CT4 | GT | OP | CT | NG | 1138 | 881606.3 | 3.9747 | 0.0090171 | EPA/CAMD | EPA/NEI | 2001
2019 | OH | Darby Electric Generating Station | 55247 | CT5 | GT | OP | CT | NG | 1148 | 882669.6 | 3.3344 | 0.0075554 | EPA/CAMD | EPA/NEI | 2002
2019 | OH | Darby Electric Generating Station | 55247 | CT6 | GT | OP | CT | NG | 884 | 668160.4 | 2.6065 | 0.0078021 | EPA/CAMD | EPA/NEI | 2002
2019 | OH | Dresden Energy Facility | 55350 | 1A | CT | OP | CC | NG | 7982 | 14382010 | 13.3064 | 0.0018504 | EPA/CAMD | EPA/NEI | 2011
2019 | OH | Dresden Energy Facility | 55350 | 1B | CT | OP | CC | NG | 7964 | 14390420 | 13.9765 | 0.0019425 | EPA/CAMD | EPA/NEI | 2011
2019 | OH | Dynegy Dicks Creek, LLC | 2831 | 1 | GT | OP | CT | NG | 98 | 160459.2 | 0.15366 | 0.0019153 | EPA/CAMD | EPA/NEI | 1965
2019 | OH | Dynegy Hanging Rock II, LLC | 55736 | CTG1 | CT | OP | CC | NG | 8374 | 17740430 | 1.6853 | 0.00019 | EPA/CAMD | EPA/NEI | 2003
2019 | OH | Dynegy Hanging Rock II, LLC | 55736 | CTG2 | CT | OP | CC | NG | 8367 | 17597890 | 1.6718 | 0.00019 | EPA/CAMD | EPA/NEI | 2003
2019 | OH | Dynegy Hanging Rock II, LLC | 55736 | CTG3 | CT | OP | CC | NG | 8387 | 17888250 | 1.6994 | 0.00019 | EPA/CAMD | EPA/NEI | 2003
2019 | OH | Dynegy Hanging Rock II, LLC | 55736 | CTG4 | CT | OP | CC | NG | 8386 | 17803770 | 1.6914 | 0.00019 | EPA/CAMD | EPA/NEI | 2003
2019 | OH | Dynegy Washington II, LLC | 55397 | CT1 | CT | OP | CC | NG | 8494 | 18126020 | 1.722 | 0.00019 | EPA/CAMD | EPA/NEI | 2002
2019 | OH | Dynegy Washington II, LLC | 55397 | CT2 | CT | OP | CC | NG | 8492 | 18119390 | 1.7213 | 0.00019 | EPA/CAMD | EPA/NEI | 2002
2019 | OH | Eastlake | 2837 | 6 | GT | OP | CT | DFO | 28 | 13440 | 0.028 | 0.0041667 | EPA/CAMD | EPA/NEI | 1972
2019 | OH | Fremont Energy Center | 55701 | CT01 | CT | OP | CC | NG | 6260 | 12200580 | 40.5735 | 0.0066511 | EPA/CAMD | EPA/NEI | 2010
2019 | OH | Fremont Energy Center | 55701 | CT02 | CT | OP | CC | NG | 6399 | 12564510 | 48.904 | 0.0077845 | EPA/CAMD | EPA/NEI | 2010
2019 | OH | Gen J M Gavin | 8102 | 1 | ST | OP | CELL | RC | 6961 | 66266250 | 1013.8738 | 0.0306 | EPA/CAMD | EPA/NEI | 1974
2019 | OH | Gen J M Gavin | 8102 | 2 | ST | OP | CELL | RC | 7159 | 72700700 | 1112.3206 | 0.0306 | EPA/CAMD | EPA/NEI | 1975
2019 | OH | Gen J M Gavin | 8102 | B001 | ST | OP | OTHER BOILER | DFO | 3 | 522 | 0.0011969 | 0.004586 | EPA/CAMD | EPA/NEI | 1974
2019 | OH | Gen J M Gavin | 8102 | B002 | ST | OP | OTHER BOILER | DFO | 5 | 390 | 0.0022555 | 0.011567 | EPA/CAMD | EPA/NEI | 1974
2019 | OH | Greenville Electric Gen Station | 55228 | G1CT1 | GT | OP | CT | NG | 1277 | 313666.3 | 0.14504 | 0.00092478 | EPA/CAMD | EPA/NEI | 2000
2019 | OH | Greenville Electric Gen Station | 55228 | G1CT2 | GT | OP | CT | NG | 1242 | 269968.9 | 0.17023 | 0.0012611 | EPA/CAMD | EPA/NEI | 2000
2019 | OH | Greenville Electric Gen Station | 55228 | G2CT1 | GT | OP | CT | NG | 1223 | 267153.3 | 0.21849 | 0.0016357 | EPA/CAMD | EPA/NEI | 2000
2019 | OH | Greenville Electric Gen Station | 55228 | G2CT2 | GT | OP | CT | NG | 1210 | 267083.4 | 0.21816 | 0.0016336 | EPA/CAMD | EPA/NEI | 2000
2019 | OH | Greenville Electric Gen Station | 55228 | G3CT1 | GT | OP | CT | NG | 1124 | 254915.8 | 0.19246 | 0.00151 | EPA/CAMD | EPA/NEI | 2000
2019 | OH | Greenville Electric Gen Station | 55228 | G3CT2 | GT | OP | CT | NG | 1109 | 244940.7 | 0.18791 | 0.0015344 | EPA/CAMD | EPA/NEI | 2000
2019 | OH | Greenville Electric Gen Station | 55228 | G4CT1 | GT | OP | CT | NG | 810 | 171662.9 | 0.13719 | 0.0015983 | EPA/CAMD | EPA/NEI | 2000
2019 | OH | Greenville Electric Gen Station | 55228 | G4CT2 | GT | OP | CT | NG | 1072 | 232702.1 | 0.14134 | 0.0012148 | EPA/CAMD | EPA/NEI | 2000
2019 | OH | Hamilton Municipal Power Plant | 2917 | 9 | ST | OP | TANGENTIAL | NG | 0 |  |  | 0.0080534 |  |  | 1974
2019 | OH | Kyger Creek | 2876 | 1 | ST | OP | WALL | BIT | 6435 | 11206080 | 1236.591 | 0.2207 | EPA/CAMD | EPA/NEI | 1955
2019 | OH | Kyger Creek | 2876 | 2 | ST | OP | WALL | BIT | 7205 | 12604950 | 1390.956 | 0.2207 | EPA/CAMD | EPA/NEI | 1955
2019 | OH | Kyger Creek | 2876 | 3 | ST | OP | WALL | BIT | 6933 | 11599730 | 1280.0302 | 0.2207 | EPA/CAMD | EPA/NEI | 1955
2019 | OH | Kyger Creek | 2876 | 4 | ST | OP | WALL | BIT | 7764 | 13039530 | 1438.9126 | 0.2207 | EPA/CAMD | EPA/NEI | 1955
2019 | OH | Kyger Creek | 2876 | 5 | ST | OP | WALL | BIT | 7164 | 12228170 | 1349.3785 | 0.2207 | EPA/CAMD | EPA/NEI | 1955
2019 | OH | Madison Generating Station | 55110 | 1 | GT | OP | CT | NG | 882 | 550112.4 | 1.6559 | 0.0060204 | EPA/CAMD | EPA/NEI | 2000
2019 | OH | Madison Generating Station | 55110 | 2 | GT | OP | CT | NG | 905 | 559588.6 | 1.3044 | 0.0046621 | EPA/CAMD | EPA/NEI | 2000
2019 | OH | Madison Generating Station | 55110 | 3 | GT | OP | CT | NG | 962 | 586233.1 | 1.2479 | 0.0042573 | EPA/CAMD | EPA/NEI | 2000
2019 | OH | Madison Generating Station | 55110 | 4 | GT | OP | CT | NG | 888 | 555354.1 | 1.3061 | 0.0047037 | EPA/CAMD | EPA/NEI | 2000
2019 | OH | Madison Generating Station | 55110 | 5 | GT | OP | CT | NG | 971 | 607102.4 | 1.2079 | 0.0039792 | EPA/CAMD | EPA/NEI | 2000
2019 | OH | Madison Generating Station | 55110 | 6 | GT | OP | CT | NG | 901 | 562790.4 | 1.5962 | 0.0056724 | EPA/CAMD | EPA/NEI | 2000
2019 | OH | Madison Generating Station | 55110 | 7 | GT | OP | CT | NG | 1015 | 626575.8 | 1.2222 | 0.0039012 | EPA/CAMD | EPA/NEI | 2000
2019 | OH | Madison Generating Station | 55110 | 8 | GT | OP | CT | NG | 798 | 479203 | 1.4411 | 0.0060145 | EPA/CAMD | EPA/NEI | 2000
2019 | OH | Miami Fort Power Station | 2832 | 6 | ST | OP | TANGENTIAL | BIT | 0 |  |  | 0.044409 |  |  | 1960
2019 | OH | Miami Fort Power Station | 2832 | 7 | ST | OP | CELL | BIT | 7416 | 33364480 | 510.4766 | 0.0306 | EPA/CAMD | EPA/NEI | 1975
2019 | OH | Miami Fort Power Station | 2832 | 8 | ST | OP | WALL | BIT | 8110 | 34844320 | 533.1181 | 0.0306 | EPA/CAMD | EPA/NEI | 1978
2019 | OH | Middletown Energy Center | 59326 | 1 | CT | OP | CC | NG | 7822 | 22262930 | 64.0775 | 0.0057564 | EPA/CAMD | NEI avg EF - PM, fuel type, firing type | 2018
2019 | OH | Niles | 2861 | CTA | GT | OP | CT | DFO | 39 | 7757.4 | 0.14026 | 0.036161 | EPA/CAMD | EPA/NEI | 1972
2019 | OH | O H Hutchings | 2848 | H-7 | GT | OP | CT | NG | 4 | 887.2 | 0.0034669 | 0.0078154 | EPA/CAMD | NEI avg EF - PM, fuel type, firing type | 1968
2019 | OH | Omega JV2 Bowling Green | 7783 | P001 | GT | OP | CT | NG | 87 | 18051.8 | 0.14652 | 0.016233 | EPA/CAMD | EPA/NEI | 2000
2019 | OH | Omega JV2 Hamilton | 7782 | P001 | GT | OP | CT | NG | 124 | 25665.1 | 0.14051 | 0.010949 | EPA/CAMD | EPA/NEI | 2000
2019 | OH | Oregon Clean Energy Center | 59764 | 01 | CT | OP | CC | NG | 6895 | 18127790 | 20.9387 | 0.0023101 | EPA/CAMD | EPA/NEI | 2017
2019 | OH | Oregon Clean Energy Center | 59764 | 02 | CT | OP | CC | NG | 7038 | 18459970 | 30.1492 | 0.0032664 | EPA/CAMD | EPA/NEI | 2017
2019 | OH | Pixelle Specialty Solutions LLC | 10244 | B002 | ST | OP | TANGENTIAL | NG | 3672 | 3204803 | 6.0097 | 0.0037505 | EIA non-ozone season distributed and EPA/CAMD ozone season | EPA/NEI | 1963
2019 | OH | Pixelle Specialty Solutions LLC | 10244 | B003 | ST | OP | WALL | NG | 3649 | 6480137 | 8.9438 | 0.0027604 | EIA non-ozone season distributed and EPA/CAMD ozone season | EPA/NEI | 1972
2019 | OH | Richland Peaking Station | 2880 | CTG4 | GT | OP | CT | NG | 915 | 981052.9 | 6.1268 | 0.01249 | EPA/CAMD | EPA/NEI | 2000
2019 | OH | Richland Peaking Station | 2880 | CTG5 | GT | OP | CT | NG | 930 | 1065263 | 3.7952 | 0.0071253 | EPA/CAMD | EPA/NEI | 2000
2019 | OH | Richland Peaking Station | 2880 | CTG6 | GT | OP | CT | NG | 801 | 886693.8 | 4.4595 | 0.010059 | EPA/CAMD | EPA/NEI | 2000
2019 | OH | Robert P Mone | 7872 | 1 | GT | OP | CT | NG | 373 | 506624.3 | 0.52908 | 0.0020887 | EPA/CAMD | EPA/NEI | 2002
2019 | OH | Robert P Mone | 7872 | 2 | GT | OP | CT | NG | 384 | 518674.8 | 0.37571 | 0.0014487 | EPA/CAMD | EPA/NEI | 2002
2019 | OH | Robert P Mone | 7872 | 3 | GT | OP | CT | NG | 314 | 397508.8 | 0.42117 | 0.0021191 | EPA/CAMD | EPA/NEI | 2002
2019 | OH | Rolling Hills Generating LLC | 55401 | CT-1 | GT | OP | CT | NG | 586 | 877984.4 | 0.58438 | 0.0013312 | EPA/CAMD | EPA/NEI | 2003
2019 | OH | Rolling Hills Generating LLC | 55401 | CT-2 | GT | OP | CT | NG | 1185 | 1840276 | 0.80083 | 0.00087034 | EPA/CAMD | EPA/NEI | 2003
2019 | OH | Rolling Hills Generating LLC | 55401 | CT-3 | GT | OP | CT | NG | 681 | 1000164 | 0.66867 | 0.0013371 | EPA/CAMD | EPA/NEI | 2003
2019 | OH | Rolling Hills Generating LLC | 55401 | CT-4 | GT | OP | CT | NG | 976 | 1537368 | 1.8517 | 0.002409 | EPA/CAMD | EPA/NEI | 2003
2019 | OH | Rolling Hills Generating LLC | 55401 | CT-5 | GT | OP | CT | NG | 739 | 1152216 | 3.1707 | 0.0055037 | EPA/CAMD | EPA/NEI | 2003
2019 | OH | Tait Electric Generating Station | 2847 | 1 | GT | OP | CT | NG | 523 | 401645.1 | 1.465 | 0.0072948 | EPA/CAMD | EPA/NEI | 1995
2019 | OH | Tait Electric Generating Station | 2847 | 2 | GT | OP | CT | NG | 584 | 446866.9 | 2.1571 | 0.0096542 | EPA/CAMD | EPA/NEI | 1997
2019 | OH | Tait Electric Generating Station | 2847 | 3 | GT | OP | CT | NG | 2370 | 1921806 | 4.1669 | 0.0043365 | EPA/CAMD | EPA/NEI | 1999
2019 | OH | Tait Electric Generating Station | 2847 | CT4 | GT | OP | CT | NG | 2486 | 2004707 | 7.8338 | 0.0078154 | EPA/CAMD | NEI avg EF - PM, fuel type, firing type | 2002
2019 | OH | Tait Electric Generating Station | 2847 | CT5 | GT | OP | CT | NG | 2455 | 1979411 | 7.735 | 0.0078154 | EPA/CAMD | NEI avg EF - PM, fuel type, firing type | 2002
2019 | OH | Tait Electric Generating Station | 2847 | CT6 | GT | OP | CT | NG | 2494 | 2017338 | 7.8832 | 0.0078154 | EPA/CAMD | NEI avg EF - PM, fuel type, firing type | 2002
2019 | OH | Tait Electric Generating Station | 2847 | CT7 | GT | OP | CT | NG | 2397 | 1904057 | 7.4405 | 0.0078154 | EPA/CAMD | NEI avg EF - PM, fuel type, firing type | 2002
2019 | OH | Troy Energy, LLC | 55348 | 1 | GT | OP | CT | NG | 809 | 1196983 | 0.80858 | 0.001351 | EPA/CAMD | EPA/NEI | 2002
2019 | OH | Troy Energy, LLC | 55348 | 2 | GT | OP | CT | NG | 687 | 991626.1 | 0.86492 | 0.0017444 | EPA/CAMD | EPA/NEI | 2002
2019 | OH | Troy Energy, LLC | 55348 | 3 | GT | OP | CT | NG | 715 | 1061671 | 1.9795 | 0.003729 | EPA/CAMD | EPA/NEI | 2002
2019 | OH | Troy Energy, LLC | 55348 | 4 | GT | OP | CT | NG | 654 | 965411.1 | 1.6404 | 0.0033984 | EPA/CAMD | EPA/NEI | 2002
2019 | OH | W H Sammis | 2866 | 1 | ST | OP | WALL | BIT | 0 |  |  | 0.044409 |  |  | 1959
2019 | OH | W H Sammis | 2866 | 2 | ST | OP | WALL | BIT | 0 |  |  | 0.044409 |  |  | 1960
2019 | OH | W H Sammis | 2866 | 3 | ST | OP | WALL | BIT | 28 | 7386.042 | 0.79548 | 0.2154 | EPA/CAMD | EPA/NEI | 1961
2019 | OH | W H Sammis | 2866 | 4 | ST | OP | WALL | BIT | 58 | 17519.69 | 1.8869 | 0.2154 | EPA/CAMD | EPA/NEI | 1962
2019 | OH | W H Sammis | 2866 | 5 | ST | OP | WALL | BIT | 5048 | 9193608 | 1018.6517 | 0.2216 | EPA/CAMD | EPA/NEI | 1967
2019 | OH | W H Sammis | 2866 | 6 | ST | OP | WALL | BIT | 3372 | 13828180 | 1532.1624 | 0.2216 | EPA/CAMD | EPA/NEI | 1969
2019 | OH | W H Sammis | 2866 | 7 | ST | OP | CELL | BIT | 4562 | 20739290 | 2297.913 | 0.2216 | EPA/CAMD | EPA/NEI | 1971
2019 | OH | W H Zimmer Generating Station | 6019 | 1 | ST | OP | WALL | BIT | 4535 | 40014220 | 612.2177 | 0.0306 | EPA/CAMD | EPA/NEI | 1991
2019 | OH | W H Zimmer Generating Station | 6019 | A | ST | OP | OTHER BOILER | NG | 283 | 66057.98 | 0.80054 | 0.024238 | EPA/CAMD | EPA/NEI | 1991
2019 | OH | W H Zimmer Generating Station | 6019 | B | ST | OP | OTHER BOILER | NG | 294 | 70924.02 | 0.67162 | 0.018939 | EPA/CAMD | EPA/NEI | 1991
2019 | OH | Waterford Plant | 55503 | 1 | CT | OP | CC | NG | 8202 | 14905160 | 11.2265 | 0.0015064 | EPA/CAMD | EPA/NEI | 2003
2019 | OH | Waterford Plant | 55503 | 2 | CT | OP | CC | NG | 7773 | 14142840 | 9.3294 | 0.0013193 | EPA/CAMD | EPA/NEI | 2003
2019 | OH | Waterford Plant | 55503 | 3 | CT | OP | CC | NG | 7359 | 13508040 | 9.8574 | 0.0014595 | EPA/CAMD | EPA/NEI | 2003
2019 | OH | West Lorain | 2869 | 2 | GT | OP | CT | DFO | 63 | 48621.22 | 0.57661 | 0.023718 | EPA/CAMD | NEI avg EF - PM, fuel type, firing type | 2001
2019 | OH | West Lorain | 2869 | 3 | GT | OP | CT | DFO | 27 | 13861.17 | 0.16438 | 0.023718 | EPA/CAMD | NEI avg EF - PM, fuel type, firing type | 2001
2019 | OH | West Lorain | 2869 | 4 | GT | OP | CT | DFO | 23 | 9506.514 | 0.11274 | 0.023718 | EPA/CAMD | NEI avg EF - PM, fuel type, firing type | 2001
2019 | OH | West Lorain | 2869 | 5 | GT | OP | CT | DFO | 32 | 19381.66 | 0.011452 | 0.0011818 | EPA/CAMD | EPA/NEI | 2001
2019 | OH | West Lorain | 2869 | 6 | GT | OP | CT | DFO | 38 | 24536.98 | 0.29099 | 0.023718 | EPA/CAMD | NEI avg EF - PM, fuel type, firing type | 2001
2019 | OH | West Lorain | 2869 | 1A | GT | OP | CT | DFO | 21 | 22050 | 0.007169 | 0.00065025 | EPA/CAMD | EPA/NEI | 1973
2019 | OH | West Lorain | 2869 | 1B | GT | OP | CT | DFO | 11 | 11550 | 0.0033846 | 0.00058608 | EPA/CAMD | EPA/NEI | 1973
2019 | OH | Woodsdale | 7158 | **GT1 | GT | OP | CT | NG | 493 | 328923.4 | 0.031248 | 0.00019 | EPA/CAMD | EPA/NEI | 1993
2019 | OH | Woodsdale | 7158 | **GT2 | GT | OP | CT | NG | 482 | 343224.4 | 0.032606 | 0.00019 | EPA/CAMD | EPA/NEI | 1992
2019 | OH | Woodsdale | 7158 | **GT3 | GT | OP | CT | NG | 594 | 404739.6 | 0.03845 | 0.00019 | EPA/CAMD | EPA/NEI | 1992
2019 | OH | Woodsdale | 7158 | **GT4 | GT | OP | CT | NG | 489 | 328347.3 | 0.031193 | 0.00019 | EPA/CAMD | EPA/NEI | 1992
2019 | OH | Woodsdale | 7158 | **GT5 | GT | OP | CT | NG | 484 | 320780.1 | 0.030474 | 0.00019 | EPA/CAMD | EPA/NEI | 1992
2019 | OH | Woodsdale | 7158 | **GT6 | GT | OP | CT | NG | 408 | 266979.3 | 0.025363 | 0.00019 | EPA/CAMD | EPA/NEI | 1992
2019 | OK | Arbuckle | 2947 | 1 | ST | RE | NA | NG
2019 | OK | Arbuckle Mountain Wind Farm LLC | 59234 | GEN1 | WT | OP | NA | WND |  | 3656936 |  | 0 | EIA Prime Mover-level Data | Estimated using an emission factor
2019 | OK | Armadillo Flats Wind Project, LLC | 61926 | ARM | WT | OP | NA | WND |  | 7853257 |  | 0 | EIA Prime Mover-level Data | Estimated using an emission factor
2019 | OK | Balko Wind LLC | 58900 | BAL1 | WT | OP | NA | WND |  | 9805609 |  | 0 | EIA Prime Mover-level Data | Estimated using an emission factor
2019 | OK | Blue Canyon Windpower | 56081 | EW | WT | OP | NA | WND |  | 2057714 |  | 0 | EIA Prime Mover-level Data | Estimated using an emission factor
2019 | OK | Blue Canyon Windpower II | 56335 | EW2 | WT | OP | NA | WND |  | 4134286 |  | 0 | EIA Prime Mover-level Data | Estimated using an emission factor
2019 | OK | Blue Canyon Windpower V LLC | 57108 | GEN 1 | WT | OP | NA | WND |  | 3235356 |  | 0 | EIA Prime Mover-level Data | Estimated using an emission factor
2019 | OK | Blue Canyon Windpower VI LLC | 57616 | GEN1 | WT | OP | NA | WND |  | 3427479 |  | 0 | EIA Prime Mover-level Data | Estimated using an emission factor
2019 | OK | Bluestem | 60256 | 1 | WT | OP | NA | WND |  | 7249512 |  | 0 | EIA Prime Mover-level Data | Estimated using an emission factor
2019 | OK | Boiling Springs Wind Farm | 62871 | BGSPS | WT | U | NA | WND
2019 | OK | Boomer Lake Station | 3000 | 1 | ST | RE | NA | NG
2019 | OK | Boomer Lake Station | 3000 | 2 | ST | RE | NA | NG
2019 | OK | Boomer Lake Station | 3000 | 3 | IC | OP | NA | DFO |  | 78.667 | 0.01217 | 0.30942 | EIA Prime Mover-level Data | NEI avg EF - PM, fuel type, firing type
2019 | OK | Boomer Lake Station | 3000 | 4 | IC | OP | NA | DFO |  | 78.667 | 0.01217 | 0.30942 | EIA Prime Mover-level Data | NEI avg EF - PM, fuel type, firing type
2019 | OK | Boomer Lake Station | 3000 | 5 | IC | OP | NA | DFO |  | 78.667 | 0.01217 | 0.30942 | EIA Prime Mover-level Data | NEI avg EF - PM, fuel type, firing type
2019 | OK | Breckinridge Wind Project LLC | 58994 | BWP | WT | OP | NA | WND |  | 3586388 |  | 0 | EIA Prime Mover-level Data | Estimated using an emission factor
2019 | OK | Broken Bow Dam | 6415 | 1 | HY | OP | NA | WAT |  | 1119336 |  | 1.5381e-07 | EIA Prime Mover-level Data | NEI avg EF - PM, fuel type, firing type
2019 | OK | Broken Bow Dam | 6415 | 2 | HY | OP | NA | WAT |  | 1119336 |  | 1.5381e-07 | EIA Prime Mover-level Data | NEI avg EF - PM, fuel type, firing type
2019 | OK | Buffalo Bear LLC | 56946 | 1 | WT | OP | NA | WND |  | 583113 |  | 0 | EIA Prime Mover-level Data | Estimated using an emission factor
2019 | OK | Cana Gas Processing Plant | 57597 | 3005 | IC | SB | NA | DFO |  | 4635 | 0.71842 | 0.31 | EIA Prime Mover-level Data | Estimated using an emission factor
2019 | OK | Cana Gas Processing Plant | 57597 | 3006 | IC | SB | NA | DFO |  | 4635 | 0.71842 | 0.31 | EIA Prime Mover-level Data | Estimated using an emission factor
2019 | OK | Cana Gas Processing Plant | 57597 | 6214 | IC | SB | NA | DFO |  | 4635 | 0.71842 | 0.31 | EIA Prime Mover-level Data | Estimated using an emission factor
2019 | OK | Canadian Hills Wind | 57987 | 1 | WT | OP | NA | WND |  | 9276055 |  | 0 | EIA Prime Mover-level Data | Estimated using an emission factor
2019 | OK | Centennial Wind Farm | 56380 | WT1 | WT | OP | NA | WND |  | 2342811 |  | 0 | EIA Prime Mover-level Data | Estimated using an emission factor
2019 | OK | Chickasaw Nation Solar Farm | 63500 | CVS1 | PV | U | NA | SUN
2019 | OK | Chilocco Wind Farm | 58406 | 1 | WT | U | NA | WND
2019 | OK | Chisholm View Wind Project | 58041 | 1 | WT | OP | NA | WND |  | 6563539 |  | 0 | EIA Prime Mover-level Data | Estimated using an emission factor
2019 | OK | Chisholm View Wind Project | 58041 | 2 | WT | OP | NA | WND |  | 1808322 |  | 0 | EIA Prime Mover-level Data | Estimated using an emission factor
2019 | OK | Choctaw Nation Solar Farm | 63499 | CVS1 | PV | U | NA | SUN
2019 | OK | Conoco | 7185 | 1 | GT | RE | NA | NG
2019 | OK | Conoco | 7185 | 2 | GT | RE | NA | NG
2019 | OK | Covanta Tulsa Renewable Energy LLC | 50660 | 1 | ST | OP | NA | MSW |  | 1101133 | 85.8884 | 0.156 | EIA Unit-level Data | Estimated using an emission factor
2019 | OK | Covanta Tulsa Renewable Energy LLC | 50660 | 2 | ST | OP | NA | MSW |  | 1113672 | 86.8664 | 0.156 | EIA Unit-level Data | Estimated using an emission factor
2019 | OK | Covanta Tulsa Renewable Energy LLC | 50660 | 3 | ST | OP | NA | MSW |  | 1180632 | 92.0893 | 0.156 | EIA Unit-level Data | Estimated using an emission factor
2019 | OK | Covington Solar Farm | 61759 | CVS1 | PV | OP | NA | SUN |  | 194481 |  | 0 | EIA Prime Mover-level Data | Estimated using an emission factor
2019 | OK | Crossroads Wind Farm | 57332 | 1-98 | WT | OP | NA | WND |  | 7304112 |  | 0 | EIA Prime Mover-level Data | Estimated using an emission factor
2019 | OK | Cushing | 2975 | 1 | IC | OP | NA | DFO |  | 22.967 | 0.0035532 | 0.30942 | EIA Prime Mover-level Data | NEI avg EF - PM, fuel type, firing type
2019 | OK | Cushing | 2975 | 2 | IC | OP | NA | DFO |  | 9.187 | 0.0014213 | 0.30942 | EIA Prime Mover-level Data | NEI avg EF - PM, fuel type, firing type
2019 | OK | Cushing | 2975 | 3 | IC | OP | NA | DFO |  | 4.593 | 0.00071058 | 0.30942 | EIA Prime Mover-level Data | NEI avg EF - PM, fuel type, firing type
2019 | OK | Cushing | 2975 | 4 | IC | OP | NA | DFO |  | 4.593 | 0.00071058 | 0.30942 | EIA Prime Mover-level Data | NEI avg EF - PM, fuel type, firing type
2019 | OK | Cushing | 2975 | 5 | IC | OP | NA | DFO |  | 4.593 | 0.00071058 | 0.30942 | EIA Prime Mover-level Data | NEI avg EF - PM, fuel type, firing type
2019 | OK | Cushing | 2975 | 6 | IC | OP | NA | DFO |  | 7.35 | 0.0011371 | 0.30942 | EIA Prime Mover-level Data | NEI avg EF - PM, fuel type, firing type
2019 | OK | Cushing | 2975 | 7 | IC | OP | NA | DFO |  | 22.967 | 0.0035532 | 0.30942 | EIA Prime Mover-level Data | NEI avg EF - PM, fuel type, firing type
2019 | OK | Cushing | 2975 | 8 | IC | OP | NA | DFO |  | 22.967 | 0.0035532 | 0.30942 | EIA Prime Mover-level Data | NEI avg EF - PM, fuel type, firing type
2019 | OK | Cushing | 2975 | 9 | IC | OP | NA | DFO |  | 27.561 | 0.0042639 | 0.30942 | EIA Prime Mover-level Data | NEI avg EF - PM, fuel type, firing type
2019 | OK | Cushing | 2975 | 10 | IC | OP | NA | DFO |  | 41.341 | 0.0063958 | 0.30942 | EIA Prime Mover-level Data | NEI avg EF - PM, fuel type, firing type
2019 | OK | Cushing | 2975 | 11 | IC | OP | NA | DFO |  | 57.878 | 0.0089542 | 0.30942 | EIA Prime Mover-level Data | NEI avg EF - PM, fuel type, firing type
2019 | OK | Cyril | 61614 | 1 | PV | OP | NA | SUN |  | 88727 |  | 0 | EIA Prime Mover-level Data | Estimated using an emission factor
2019 | OK | Dempsey Ridge Wind Farm | 56665 | DR | WT | OP | NA | WND |  | 3063563 |  | 0 | EIA Prime Mover-level Data | Estimated using an emission factor
2019 | OK | Dempsey Ridge Wind Farm | 56665 | DR2 | WT | CN | NA | WND
2019 | OK | Diamond Spring, LLC | 63327 | 46001 | WT | L | NA | WND
2019 | OK | Drift Sand Wind Project LLC | 59065 | WT1 | WT | OP | NA | WND |  | 4018264 |  | 0 | EIA Prime Mover-level Data | Estimated using an emission factor
2019 | OK | Elk City LLC | 57346 | 1 | WT | OP | NA | WND |  | 3281067 |  | 0 | EIA Prime Mover-level Data | Estimated using an emission factor
2019 | OK | Elk City LLC | 57346 | 2 | WT | OP | NA | WND |  | 3291020 |  | 0 | EIA Prime Mover-level Data | Estimated using an emission factor
2019 | OK | Enid | 2950 | 1 | GT | RE | NA | NG
2019 | OK | Enid | 2950 | 2 | GT | RE | NA | NG
2019 | OK | Enid | 2950 | 3 | GT | RE | NA | NG
2019 | OK | Enid | 2950 | 4 | GT | RE | NA | NG
2019 | OK | Eufaula Dam | 6419 | 1 | HY | OP | NA | WAT |  | 1374071 |  | 1.5381e-07 | EIA Prime Mover-level Data | NEI avg EF - PM, fuel type, firing type
2019 | OK | Eufaula Dam | 6419 | 2 | HY | OP | NA | WAT |  | 1374071 |  | 1.5381e-07 | EIA Prime Mover-level Data | NEI avg EF - PM, fuel type, firing type
2019 | OK | Eufaula Dam | 6419 | 3 | HY | OP | NA | WAT |  | 1374071 |  | 1.5381e-07 | EIA Prime Mover-level Data | NEI avg EF - PM, fuel type, firing type
2019 | OK | Fort Gibson | 3003 | 1 | HY | OP | NA | WAT |  | 830527.3 |  | 1.5381e-07 | EIA Prime Mover-level Data | NEI avg EF - PM, fuel type, firing type
2019 | OK | Fort Gibson | 3003 | 2 | HY | OP | NA | WAT |  | 830527.3 |  | 1.5381e-07 | EIA Prime Mover-level Data | NEI avg EF - PM, fuel type, firing type
2019 | OK | Fort Gibson | 3003 | 3 | HY | OP | NA | WAT |  | 830527.3 |  | 1.5381e-07 | EIA Prime Mover-level Data | NEI avg EF - PM, fuel type, firing type
2019 | OK | Fort Gibson | 3003 | 4 | HY | OP | NA | WAT |  | 830527.3 |  | 1.5381e-07 | EIA Prime Mover-level Data | NEI avg EF - PM, fuel type, firing type
2019 | OK | Frontier Windpower | 60218 | FC1 | WT | OP | NA | WND |  | 5678927 |  | 0 | EIA Prime Mover-level Data | Estimated using an emission factor
2019 | OK | Frontier Windpower II | 62837 | FW2 | WT | T | NA | WND
2019 | OK | Goodwell Wind Project LLC | 58998 | GWWP | WT | OP | NA | WND |  | 7583886 |  | 0 | EIA Prime Mover-level Data | Estimated using an emission factor
2019 | OK | Grant Plains Wind, LLC | 60545 | WT | WT | OP | NA | WND |  | 4797058 |  | 0 | EIA Prime Mover-level Data | Estimated using an emission factor
2019 | OK | Grant Wind, LLC | 60013 | GRANT | WT | OP | NA | WND |  | 5168824 |  | 0 | EIA Prime Mover-level Data | Estimated using an emission factor
2019 | OK | Great Western Wind Energy, LLC | 60574 | GEN1 | WT | OP | NA | WND |  | 8821904 |  | 0 | EIA Prime Mover-level Data | Estimated using an emission factor
2019 | OK | Hinton | 61615 | 1 | PV | OP | NA | SUN |  | 48456 |  | 0 | EIA Prime Mover-level Data | Estimated using an emission factor
2019 | OK | International Paper Valliant OK | 50192 | 1 | ST | OP | NA | NG |  | 8123746 | 32.708 | 0.0080524 | EIA Unit-level Data | NEI avg EF - PM, fuel type
2019 | OK | International Paper Valliant OK | 50192 | 2 | ST | OP | NA | WDS |  | 0 | 0 | 0.022812 | EIA Unit-level Data | NEI avg EF - PM, fuel type, firing type
2019 | OK | International Paper Valliant OK | 50192 | 3 | ST | OP | NA | BLQ |  | 10127770 | 0.78743 | 0.0001555 | EIA Unit-level Data | Estimated using an emission factor
2019 | OK | Kaw Hydro | 7545 | 1 | HY | OP | NA | WAT |  | 1395926 |  | 1.5381e-07 | EIA Prime Mover-level Data | NEI avg EF - PM, fuel type, firing type
2019 | OK | Kay Wind, LLC | 59460 | KNG1 | WT | OP | NA | WND |  | 8766859 |  | 0 | EIA Prime Mover-level Data | Estimated using an emission factor
2019 | OK | Keenan II Renewable Energy Co LLC | 57358 | 1 | WT | OP | NA | WND |  | 5217753 |  | 0 | EIA Prime Mover-level Data | Estimated using an emission factor
2019 | OK | Keystone Dam | 2984 | 1 | HY | OA | NA | WAT |  | 1244526 |  | 1.5381e-07 | EIA Prime Mover-level Data | NEI avg EF - PM, fuel type, firing type
2019 | OK | Keystone Dam | 2984 | 2 | HY | OP | NA | WAT |  | 1244526 |  | 1.5381e-07 | EIA Prime Mover-level Data | NEI avg EF - PM, fuel type, firing type
2019 | OK | King Plains Wind Project | 63104 | WTG | WT | U | NA | WND
2019 | OK | Kingfisher | 2986 | 3 | IC | OP | NA | NG |  | 268.308 | 5.6613e-05 | 0.000422 | EIA Prime Mover-level Data | Estimated using an emission factor
2019 | OK | Kingfisher | 2986 | 4 | IC | OP | NA | NG |  | 124.571 | 2.6284e-05 | 0.000422 | EIA Prime Mover-level Data | Estimated using an emission factor
2019 | OK | Kingfisher | 2986 | 5 | IC | OP | NA | NG |  | 297.055 | 6.2679e-05 | 0.000422 | EIA Prime Mover-level Data | Estimated using an emission factor
2019 | OK | Kingfisher | 2986 | IC1 | IC | OP | NA | NG |  | 105.407 | 2.2241e-05 | 0.000422 | EIA Prime Mover-level Data | Estimated using an emission factor
2019 | OK | Kingfisher | 2986 | IC2 | IC | OP | NA | NG |  | 76.659 | 1.6175e-05 | 0.000422 | EIA Prime Mover-level Data | Estimated using an emission factor
2019 | OK | Kingfisher Wind LLC | 58902 | KNG1 | WT | OP | NA | WND |  | 9702520 |  | 0 | EIA Prime Mover-level Data | Estimated using an emission factor
2019 | OK | KODE Novus I | 57516 | NOVUS | WT | OP | NA | WND |  | 406885 |  | 0 | EIA Prime Mover-level Data | Estimated using an emission factor
2019 | OK | KODE Novus II | 57889 | NOVII | WT | OP | NA | WND |  | 406885 |  | 0 | EIA Prime Mover-level Data | Estimated using an emission factor
2019 | OK | Laverne Diesel Generating Plant | 56348 | 1 | IC | OP | NA | DFO |  | 188.5 | 0.029218 | 0.31 | EIA Prime Mover-level Data | Estimated using an emission factor
2019 | OK | Laverne Diesel Generating Plant | 56348 | 2 | IC | OP | NA | DFO |  | 188.5 | 0.029218 | 0.31 | EIA Prime Mover-level Data | Estimated using an emission factor
2019 | OK | Little Elk Wind Project LLC | 58999 | LEWP | WT | OP | NA | WND |  | 2992119 |  | 0 | EIA Prime Mover-level Data | Estimated using an emission factor
2019 | OK | Mammoth Plains | 59284 | GE1.7 | WT | OP | NA | WND |  | 7273847 |  | 0 | EIA Prime Mover-level Data | Estimated using an emission factor
2019 | OK | Mangum | 2991 | 1 | IC | OS | NA | NG |  | 78.97 | 1.6663e-05 | 0.000422 | EIA Prime Mover-level Data | Estimated using an emission factor
2019 | OK | Mangum | 2991 | 2 | IC | RE | NA | NG
2019 | OK | Mangum | 2991 | 3 | IC | RE | NA | NG
2019 | OK | Mangum | 2991 | 4 | IC | OP | NA | NG |  | 107.687 | 2.2722e-05 | 0.000422 | EIA Prime Mover-level Data | Estimated using an emission factor
2019 | OK | Mangum | 2991 | 5 | IC | OP | NA | NG |  | 143.582 | 3.0296e-05 | 0.000422 | EIA Prime Mover-level Data | Estimated using an emission factor
2019 | OK | Mangum | 2991 | 6 | IC | OP | NA | NG |  | 150.761 | 3.1811e-05 | 0.000422 | EIA Prime Mover-level Data | Estimated using an emission factor
2019 | OK | Marietta | 61616 | 1 | PV | OP | NA | SUN |  | 51733 |  | 0 | EIA Prime Mover-level Data | Estimated using an emission factor
2019 | OK | Markham | 2980 | 1 | HY | OP | NA | WAT |  | 1222629 |  | 1.5381e-07 | EIA Prime Mover-level Data | NEI avg EF - PM, fuel type, firing type
2019 | OK | Markham | 2980 | 2 | HY | OP | NA | WAT |  | 1222629 |  | 1.5381e-07 | EIA Prime Mover-level Data | NEI avg EF - PM, fuel type, firing type
2019 | OK | Markham | 2980 | 3 | HY | OP | NA | WAT |  | 1222629 |  | 1.5381e-07 | EIA Prime Mover-level Data | NEI avg EF - PM, fuel type, firing type
2019 | OK | Markham | 2980 | 4 | HY | OP | NA | WAT |  | 1222629 |  | 1.5381e-07 | EIA Prime Mover-level Data | NEI avg EF - PM, fuel type, firing type
2019 | OK | Maverick Wind Project, LLC | 63494 | GEN1 | WT | U | NA | WND
2019 | OK | Minco Wind I, LLC | 57590 | 1 | WT | OP | NA | WND |  | 2502675 |  | 0 | EIA Prime Mover-level Data | Estimated using an emission factor
2019 | OK | Minco Wind II, LLC | 57956 | 1 | WT | OP | NA | WND |  | 3126025 |  | 0 | EIA Prime Mover-level Data | Estimated using an emission factor
2019 | OK | Minco Wind III, LLC | 58203 | 1 | WT | OP | NA | WND |  | 3748879 |  | 0 | EIA Prime Mover-level Data | Estimated using an emission factor
2019 | OK | Minco Wind IV, LLC | 61836 | MIV | WT | OP | NA | WND |  | 5053778 |  | 0 | EIA Prime Mover-level Data | Estimated using an emission factor
2019 | OK | Minco Wind V, LLC | 61837 | MV | WT | P | NA | WND
2019 | OK | Muskogee Mill | 10362 | BLR1 | ST | OP | WALL | NG |  | 1231814 | 4.4188 | 0.0071744 | EIA Unit-level Data | NEI avg EF - PM, fuel type, firing type
2019 | OK | Muskogee Mill | 10362 | BLR2 | ST | RE | WALL | SUB |  | 0 |  |  | EIA Unit-level Data
2019 | OK | Muskogee Mill | 10362 | BLR3 | ST | OP | TANGENTIAL | SUB |  | 2187355 | 19.9471 | 0.018239 | EIA Unit-level Data | NEI avg EF - PM, fuel type, firing type
2019 | OK | Muskogee Mill | 10362 | BLR4 | ST | OP | WALL | NG |  | 2676351 | 9.6006 | 0.0071744 | EIA Unit-level Data | NEI avg EF - PM, fuel type, firing type
2019 | OK | Muskogee Mill | 10362 | BLR5 | ST | OP | WALL | NG |  | 2254667 | 8.088 | 0.0071744 | EIA Unit-level Data | NEI avg EF - PM, fuel type, firing type
2019 | OK | Mustang | 2953 | SLR1 | PV | OP | NA | SUN |  | 41821 |  | 0 | EIA Prime Mover-level Data | Estimated using an emission factor
2019 | OK | NextEra-Blackwell Wind, LLC | 58209 | WT | WT | OP | NA | WND |  | 1471529 |  | 0 | EIA Prime Mover-level Data | Estimated using an emission factor
2019 | OK | Oklahoma Wind Energy Center | 56094 | GE15 | WT | OP | NA | WND |  | 813865 |  | 0 | EIA Prime Mover-level Data | Estimated using an emission factor
2019 | OK | Oklahoma Wind Energy Center | 56094 | GSOO | WT | OP | NA | WND |  | 813865 |  | 0 | EIA Prime Mover-level Data | Estimated using an emission factor
2019 | OK | Origin Wind | 58938 | WT | WT | OP | NA | WND |  | 5366778 |  | 0 | EIA Prime Mover-level Data | Estimated using an emission factor
2019 | OK | Osage Wind, LLC | 58683 | 1 | WT | OP | NA | WND |  | 5035372 |  | 0 | EIA Prime Mover-level Data | Estimated using an emission factor
2019 | OK | OU Spirit Wind Farm | 57286 | WT1 | WT | OP | NA | WND |  | 2952104 |  | 0 | EIA Prime Mover-level Data | Estimated using an emission factor
2019 | OK | Pawhuska | 2995 | 1 | IC | OS | NA | DFO |  | 221.978 | 0.034407 | 0.31 | EIA Prime Mover-level Data | Estimated using an emission factor
2019 | OK | Pawhuska | 2995 | 2 | IC | OP | NA | DFO |  | 317.111 | 0.049152 | 0.31 | EIA Prime Mover-level Data | Estimated using an emission factor
2019 | OK | Pawhuska | 2995 | 3 | IC | OP | NA | DFO |  | 491.522 | 0.076186 | 0.31 | EIA Prime Mover-level Data | Estimated using an emission factor
2019 | OK | Pawhuska | 2995 | 5 | IC | OP | NA | DFO |  | 396.389 | 0.06144 | 0.31 | EIA Prime Mover-level Data | Estimated using an emission factor
2019 | OK | Pensacola | 2981 | 1 | HY | OP | NA | WAT |  | 1226079 |  | 1.5381e-07 | EIA Prime Mover-level Data | NEI avg EF - PM, fuel type, firing type
2019 | OK | Pensacola | 2981 | 2 | HY | OP | NA | WAT |  | 1226079 |  | 1.5381e-07 | EIA Prime Mover-level Data | NEI avg EF - PM, fuel type, firing type
2019 | OK | Pensacola | 2981 | 3 | HY | OP | NA | WAT |  | 1226079 |  | 1.5381e-07 | EIA Prime Mover-level Data | NEI avg EF - PM, fuel type, firing type
2019 | OK | Pensacola | 2981 | 4 | HY | OP | NA | WAT |  | 1226079 |  | 1.5381e-07 | EIA Prime Mover-level Data | NEI avg EF - PM, fuel type, firing type
2019 | OK | Pensacola | 2981 | 5 | HY | OP | NA | WAT |  | 1226079 |  | 1.5381e-07 | EIA Prime Mover-level Data | NEI avg EF - PM, fuel type, firing type
2019 | OK | Pensacola | 2981 | 6 | HY | OP | NA | WAT |  | 1226079 |  | 1.5381e-07 | EIA Prime Mover-level Data | NEI avg EF - PM, fuel type, firing type
2019 | OK | Pensacola | 2981 | A | HY | OS | NA | WAT |  | 28381.46 |  | 1.5381e-07 | EIA Prime Mover-level Data | NEI avg EF - PM, fuel type, firing type
2019 | OK | Persimmon Creek Wind Farm 1, LLC | 61876 | PCWF1 | WT | OP | NA | WND |  | 8243368 |  | 0 | EIA Prime Mover-level Data | Estimated using an emission factor
2019 | OK | Pine Ridge | 61617 | 1 | PV | OP | NA | SUN |  | 42569 |  | 0 | EIA Prime Mover-level Data | Estimated using an emission factor
2019 | OK | Ponderosa Wind Energy Center | 63590 | PONDE | WT | U | NA | WND
2019 | OK | Red Dirt Wind Project | 61270 | RDDRT | WT | OP | NA | WND |  | 9354660 |  | 0 | EIA Prime Mover-level Data | Estimated using an emission factor
2019 | OK | Red Hills Wind Project LLC | 56804 | RH | WT | OP | NA | WND |  | 3592737 |  | 0 | EIA Prime Mover-level Data | Estimated using an emission factor
2019 | OK | Redbed Plains Wind Farm | 61221 | WT1 | WT | OP | NA | WND |  | 3917369 |  | 0 | EIA Prime Mover-level Data | Estimated using an emission factor
2019 | OK | Robert S Kerr | 2985 | 1 | HY | OP | NA | WAT |  | 1208718 |  | 1.5381e-07 | EIA Prime Mover-level Data | NEI avg EF - PM, fuel type, firing type
2019 | OK | Robert S Kerr | 2985 | 2 | HY | OP | NA | WAT |  | 1208718 |  | 1.5381e-07 | EIA Prime Mover-level Data | NEI avg EF - PM, fuel type, firing type
2019 | OK | Robert S Kerr | 2985 | 3 | HY | OS | NA | WAT |  | 1208718 |  | 1.5381e-07 | EIA Prime Mover-level Data | NEI avg EF - PM, fuel type, firing type
2019 | OK | Robert S Kerr | 2985 | 4 | HY | OP | NA | WAT |  | 1208718 |  | 1.5381e-07 | EIA Prime Mover-level Data | NEI avg EF - PM, fuel type, firing type
2019 | OK | Rock Falls Wind Farm LLC | 61261 | RF1 | WT | OP | NA | WND |  | 4113372 |  | 0 | EIA Prime Mover-level Data | Estimated using an emission factor
2019 | OK | Rocky Ridge Wind Project | 58078 | GE 1. | WT | OP | NA | WND |  | 5221652 |  | 0 | EIA Prime Mover-level Data | Estimated using an emission factor
2019 | OK | Rush Springs Energy Storage (BA) | 63458 | RUSHE | BA | U | NA | MWH
2019 | OK | Rush Springs Wind | 60592 | WT1 | WT | OP | NA | WND |  | 8755544 |  | 0 | EIA Prime Mover-level Data | Estimated using an emission factor
2019 | OK | Salina | 2982 | 1 | PS | OP | NA | WAT |  | 0 |  |  | EIA Prime Mover-level Data
2019 | OK | Salina | 2982 | 2 | PS | OP | NA | WAT |  | 0 |  |  | EIA Prime Mover-level Data
2019 | OK | Salina | 2982 | 3 | PS | OP | NA | WAT |  | 0 |  |  | EIA Prime Mover-level Data
2019 | OK | Salina | 2982 | 4 | PS | OP | NA | WAT |  | 0 |  |  | EIA Prime Mover-level Data
2019 | OK | Salina | 2982 | 5 | PS | OP | NA | WAT |  | 0 |  |  | EIA Prime Mover-level Data
2019 | OK | Salina | 2982 | 6 | PS | OP | NA | WAT |  | 0 |  |  | EIA Prime Mover-level Data
2019 | OK | Seiling Wind I | 59311 | SEIL1 | WT | OP | NA | WND |  | 7111446 |  | 0 | EIA Prime Mover-level Data | Estimated using an emission factor
2019 | OK | Seiling Wind II | 59312 | SEIL2 | WT | OP | NA | WND |  | 3552501 |  | 0 | EIA Prime Mover-level Data | Estimated using an emission factor
2019 | OK | Skeleton Creek Energy Center Hybrid | 62494 | SCBAT | BA | P | NA | MWH
2019 | OK | Skeleton Creek Energy Center Hybrid | 62494 | SCSOL | PV | P | NA | SUN
2019 | OK | Skeleton Creek Energy Center Hybrid | 62494 | SKC | WT | OT | NA | WND
2019 | OK | Sleeping Bear LLC | 56621 | 1 | WT | OP | NA | WND |  | 2146576 |  | 0 | EIA Prime Mover-level Data | Estimated using an emission factor
2019 | OK | Stillwater Energy Center | 59647 | 1 | IC | OP | NA | NG |  | 138101.7 | 0.029139 | 0.000422 | EIA Prime Mover-level Data | Estimated using an emission factor
2019 | OK | Stillwater Energy Center | 59647 | 2 | IC | OP | NA | NG |  | 138101.7 | 0.029139 | 0.000422 | EIA Prime Mover-level Data | Estimated using an emission factor
2019 | OK | Stillwater Energy Center | 59647 | 3 | IC | OP | NA | NG |  | 138101.7 | 0.029139 | 0.000422 | EIA Prime Mover-level Data | Estimated using an emission factor
2019 | OK | Stillwater Water Treatment Plant | 55987 | 6 | IC | OP | NA | DFO |  | 102 | 0.01578 | 0.30942 | EIA Prime Mover-level Data | NEI avg EF - PM, fuel type, firing type
2019 | OK | Sundance Wind Project, LLC | 63489 | GEN1 | WT | U | NA | WND
2019 | OK | Taloga Wind LLC | 57261 | 1 | WT | OP | NA | WND |  | 3203721 |  | 0 | EIA Prime Mover-level Data | Estimated using an emission factor
2019 | OK | Tenkiller Ferry | 3004 | 1 | HY | OP | NA | WAT |  | 973037 |  | 1.5381e-07 | EIA Prime Mover-level Data | NEI avg EF - PM, fuel type, firing type
2019 | OK | Tenkiller Ferry | 3004 | 2 | HY | OP | NA | WAT |  | 973037 |  | 1.5381e-07 | EIA Prime Mover-level Data | NEI avg EF - PM, fuel type, firing type
2019 | OK | Thunder Ranch Wind Project | 61269 | WT1 | WT | OP | NA | WND |  | 10203670 |  | 0 | EIA Prime Mover-level Data | Estimated using an emission factor
2019 | OK | Tinker | 63628 | 5A | GT | OP | NA | NG |  | 51580 | 0.14142 | 0.0054834 | EIA Prime Mover-level Data | NEI avg EF - PM, fuel type, firing type
2019 | OK | Tinker | 63628 | 5B | GT | OP | NA | NG |  | 51580 | 0.14142 | 0.0054834 | EIA Prime Mover-level Data | NEI avg EF - PM, fuel type, firing type
2019 | OK | Traverse Wind Project, LLC | 63479 | GEN1 | WT | U | NA | WND
2019 | OK | Tulsa LFG LLC | 57828 | GEN1 | IC | OP | NA | LFG |  | 127581.5 | 0.93772 | 0.0147 | EIA Prime Mover-level Data | Estimated using an emission factor
2019 | OK | Tulsa LFG LLC | 57828 | GEN2 | IC | RE | NA | LFG
2019 | OK | Tulsa LFG LLC | 57828 | GEN3M | IC | OP | NA | LFG |  | 127581.5 | 0.93772 | 0.0147 | EIA Prime Mover-level Data | Estimated using an emission factor
2019 | OK | Tuttle | 61618 | 1 | PV | OP | NA | SUN |  | 63092 |  | 0 | EIA Prime Mover-level Data | Estimated using an emission factor
2019 | OK | University of Oklahoma | 50307 | B1 | ST | OP | NA | NG |  | 119017.3 | 0.47919 | 0.0080524 | EIA Unit-level Data | NEI avg EF - PM, fuel type
2019 | OK | University of Oklahoma | 50307 | B2 | ST | OP | NA | NG |  | 17399.82 | 0.070055 | 0.0080524 | EIA Unit-level Data | NEI avg EF - PM, fuel type
2019 | OK | University of Oklahoma | 50307 | B3 | ST | OP | NA | NG |  | 7970.184 | 0.03209 | 0.0080524 | EIA Unit-level Data | NEI avg EF - PM, fuel type
2019 | OK | University of Oklahoma | 50307 | B4 | ST | OP | NA | NG |  | 0 | 0 | 0.0080524 | EIA Unit-level Data | NEI avg EF - PM, fuel type, firing type
2019 | OK | University of Oklahoma | 50307 | GEN5 | IC | OP | NA | DFO |  |  |  | 0.30942
2019 | OK | Vici Wind Farm | 59062 | VICI | WT | IP | NA | WND
2019 | OK | Waynoka Gas Processing Plant | 59782 | G1 | IC | OP | NA | NG |  | 63016.33 | 0.013296 | 0.000422 | EIA Prime Mover-level Data | Estimated using an emission factor
2019 | OK | Waynoka Gas Processing Plant | 59782 | G2 | IC | OP | NA | NG |  | 63016.33 | 0.013296 | 0.000422 | EIA Prime Mover-level Data | Estimated using an emission factor
2019 | OK | Waynoka Gas Processing Plant | 59782 | G3 | IC | OP | NA | NG |  | 63016.33 | 0.013296 | 0.000422 | EIA Prime Mover-level Data | Estimated using an emission factor
2019 | OK | Weatherford Wind Energy Center | 56273 | 1 | WT | OP | NA | WND |  | 3304316 |  | 0 | EIA Prime Mover-level Data | Estimated using an emission factor
2019 | OK | Weatherford Wind Energy Center | 56273 | 2 | WT | OP | NA | WND |  | 1256571 |  | 0 | EIA Prime Mover-level Data | Estimated using an emission factor
2019 | OK | Webbers Falls | 2987 | 1 | HY | OP | NA | WAT |  | 760745 |  | 1.5381e-07 | EIA Prime Mover-level Data | NEI avg EF - PM, fuel type, firing type
2019 | OK | Webbers Falls | 2987 | 2 | HY | OP | NA | WAT |  | 760745 |  | 1.5381e-07 | EIA Prime Mover-level Data | NEI avg EF - PM, fuel type, firing type
2019 | OK | Webbers Falls | 2987 | 3 | HY | OA | NA | WAT |  | 608596 |  | 1.5381e-07 | EIA Prime Mover-level Data | NEI avg EF - PM, fuel type, firing type
2019 | OK | WFEC GenCo LLC | 55655 | GEN1 | GT | OP | NA | NG |  | 769153.5 | 2.1088 | 0.0054834 | EIA Prime Mover-level Data | NEI avg EF - PM, fuel type, firing type
2019 | OK | WFEC GenCo LLC | 55655 | GEN2 | GT | OP | NA | NG |  | 769153.5 | 2.1088 | 0.0054834 | EIA Prime Mover-level Data | NEI avg EF - PM, fuel type, firing type
2019 | OK | Wildhorse Mountain Wind Facility | 61866 | 1 | WT | OP | NA | WND |  | 70146 |  | 0 | EIA Prime Mover-level Data | Estimated using an emission factor
2019 | OK | Woodward | 2958 | GT1 | GT | RE | NA | NG
2019 | OK | Anadarko | 3006 | 3 | ST | OP | WALL | NG | 117 | 9333.411 | 0.033481 | 0.0071744 | EPA/CAMD | NEI avg EF - PM, fuel type, firing type | 1958
2019 | OK | Anadarko | 3006 | 4 | CT | OP | CC | NG | 2312 | 1527446 | 2.0085 | 0.0026299 | EPA/CAMD | EPA/NEI | 1977
2019 | OK | Anadarko | 3006 | 5 | CT | OP | CC | NG | 3285 | 2330430 | 1.5212 | 0.0013055 | EPA/CAMD | EPA/NEI | 1977
2019 | OK | Anadarko | 3006 | 6 | CT | OP | CC | NG | 2222 | 1450696 | 2.9624 | 0.0040842 | EPA/CAMD | EPA/NEI | 1977
2019 | OK | Anadarko | 3006 | 7 | GT | OP | CT | NG | 3272 | 1019946 | 4.295 | 0.008422 | EPA/CAMD | EPA/NEI | 2001
2019 | OK | Anadarko | 3006 | 8 | GT | OP | CT | NG | 1506 | 448336.8 | 1.8567 | 0.0082826 | EPA/CAMD | EPA/NEI | 2001
2019 | OK | Anadarko | 3006 | 9 | GT | OP | CT | NG | 1642 | 440865.8 | 0.29362 | 0.001332 | EPA/CAMD | EPA/NEI | 2009
2019 | OK | Anadarko | 3006 | 10 | GT | OP | CT | NG | 1773 | 469230.2 | 0.57087 | 0.0024332 | EPA/CAMD | EPA/NEI | 2009
2019 | OK | Anadarko | 3006 | 11 | GT | OP | CT | NG | 1928 | 558976.2 | 0.34871 | 0.0012477 | EPA/CAMD | EPA/NEI | 2009
2019 | OK | Charles D Lamb Energy Center | 58325 | 1 | GT | OP | CT | NG | 1382 | 1380921 | 5.3963 | 0.0078154 | EPA/CAMD | NEI avg EF - PM, fuel type, firing type | 2015
2019 | OK | Chouteau Power Plant | 7757 | 1 | CT | OP | CC | NG | 7797 | 11945900 | 1.1349 | 0.00019 | EPA/CAMD | EPA/NEI | 2000
2019 | OK | Chouteau Power Plant | 7757 | 2 | CT | OP | CC | NG | 7405 | 11051380 | 1.0499 | 0.00019 | EPA/CAMD | EPA/NEI | 2000
2019 | OK | Chouteau Power Plant | 7757 | 3 | CT | OP | CC | NG | 8076 | 12647860 | 13.3421 | 0.0021098 | EPA/CAMD | EPA/NEI | 2011
2019 | OK | Chouteau Power Plant | 7757 | 4 | CT | OP | CC | NG | 7769 | 12374870 | 13.4817 | 0.0021789 | EPA/CAMD | EPA/NEI | 2011
2019 | OK | Comanche (8059) | 8059 | 7251 | CT | OP | CC | NG | 1640 | 1326715 | 0.12604 | 0.00019 | EPA/CAMD | EPA/NEI | 1973
2019 | OK | Comanche (8059) | 8059 | 7252 | CT | OP | CC | NG | 1523 | 1256903 | 0.11941 | 0.00019 | EPA/CAMD | EPA/NEI | 1973
2019 | OK | Frontier Generating Station | 50558 | CC01 | CT | OP | CC | NG | 1326 | 1956539 | 10.4713 | 0.010704 | EIA non-ozone season distributed and EPA/CAMD ozone season | EPA/NEI | 1989
2019 | OK | Grand River Dam Authority | 165 | 1 | ST | OP | WALL | SUB | 0 |  |  | 0.017184 |  |  | 1982
2019 | OK | Grand River Dam Authority | 165 | 2 | ST | OP | WALL | SUB | 773 | 1603073 | 4.556 | 0.005684 | EPA/CAMD | EPA/NEI | 1986
2019 | OK | Grand River Dam Authority | 165 | 3 | CT | OP | CC | NG | 6968 | 15326030 | 107.2822 | 0.014 | EPA/CAMD | EPA/NEI | 2017
2019 | OK | Green Country Energy, LLC | 55146 | CTGEN1 | CT | OP | CC | NG | 6513 | 11678110 | 12.2348 | 0.0020953 | EPA/CAMD | EPA/NEI | 2001
2019 | OK | Green Country Energy, LLC | 55146 | CTGEN2 | CT | OP | CC | NG | 6277 | 10841320 | 4.2102 | 0.00077669 | EPA/CAMD | EPA/NEI | 2001
2019 | OK | Green Country Energy, LLC | 55146 | CTGEN3 | CT | OP | CC | NG | 6876 | 12492960 | 19.9258 | 0.0031899 | EPA/CAMD | EPA/NEI | 2001
2019 | OK | Horseshoe Lake | 2951 | 6 | ST | OP | WALL | NG | 3502 | 4193338 | 15.0558 | 0.0071808 | EPA/CAMD | EPA/NEI | 1958
2019 | OK | Horseshoe Lake | 2951 | 7 | CT | OP | CC | NG | 3584 | 5286998 | 18.9414 | 0.0071653 | EPA/CAMD | EPA/NEI | 1963
2019 | OK | Horseshoe Lake | 2951 | 8 | ST | OP | TANGENTIAL | NG | 191 | 182489 | 0.65496 | 0.0071781 | EPA/CAMD | EPA/NEI | 1969
2019 | OK | Horseshoe Lake | 2951 | 9 | GT | OP | CT | NG | 3303 | 1259640 | 4.4093 | 0.007001 | EPA/CAMD | EPA/NEI | 2000
2019 | OK | Horseshoe Lake | 2951 | 10 | GT | OP | CT | NG | 3366 | 1270413 | 4.4458 | 0.0069991 | EPA/CAMD | EPA/NEI | 2000
2019 | OK | Hugo | 6772 | 1 | ST | OP | WALL | SUB | 2324 | 7075967 | 20.0058 | 0.0056546 | EPA/CAMD | EPA/NEI | 1982
2019 | OK | McClain Energy Facility | 55457 | CT1 | CT | OP | CC | NG | 6496 | 10153910 | 0.96462 | 0.00019 | EPA/CAMD | EPA/NEI | 2001
2019 | OK | McClain Energy Facility | 55457 | CT2 | CT | OP | CC | NG | 6360 | 9972298 | 0.94737 | 0.00019 | EPA/CAMD | EPA/NEI | 2001
2019 | OK | Mooreland | 3008 | 1 | ST | OP | WALL | NG | 101 | 6123.817 | 0.021967 | 0.0071744 | EPA/CAMD | NEI avg EF - PM, fuel type, firing type | 1964
2019 | OK | Mooreland | 3008 | 2 | ST | OP | WALL | NG | 1599 | 569531.9 | 2.1541 | 0.0075646 | EPA/CAMD | EPA/NEI | 1968
2019 | OK | Mooreland | 3008 | 3 | ST | OP | WALL | NG | 1539 | 449923.2 | 1.6809 | 0.007472 | EPA/CAMD | EPA/NEI | 1975
2019 | OK | Muskogee | 2952 | 4 | ST | OP | TANGENTIAL | NG | 2095 | 5140200 | 80.3311 | 0.031256 | EPA/CAMD | EPA/NEI | 1977
2019 | OK | Muskogee | 2952 | 5 | ST | OP | TANGENTIAL | NG | 2040 | 5084046 | 98.5412 | 0.038765 | EPA/CAMD | EPA/NEI | 1978
2019 | OK | Muskogee | 2952 | 6 | ST | OP | TANGENTIAL | SUB | 2078 | 7890691 | 103.3569 | 0.026197 | EPA/CAMD | EPA/NEI | 1984
2019 | OK | Mustang | 2953 | 5A-1 | GT | OP | CT | NG | 110 | 24766.5 | 0.096781 | 0.0078154 | EPA/CAMD | NEI avg EF - PM, fuel type, firing type | 1971
2019 | OK | Mustang | 2953 | 5A-2 | GT | OP | CT | NG | 110 | 24963.4 | 0.09755 | 0.0078154 | EPA/CAMD | NEI avg EF - PM, fuel type, firing type | 1971
2019 | OK | Mustang | 2953 | 5B-1 | GT | OP | CT | NG | 102 | 23123 | 0.090358 | 0.0078154 | EPA/CAMD | NEI avg EF - PM, fuel type, firing type | 1971
2019 | OK | Mustang | 2953 | 5B-2 | GT | OP | CT | NG | 102 | 23067.2 | 0.09014 | 0.0078154 | EPA/CAMD | NEI avg EF - PM, fuel type, firing type | 1971
2019 | OK | Mustang | 2953 | T10 | GT | OP | CT | NG | 4126 | 1668405 | 6.5197 | 0.0078154 | EPA/CAMD | NEI avg EF - PM, fuel type, firing type | 2017
2019 | OK | Mustang | 2953 | T11 | GT | OP | CT | NG | 4161 | 1690963 | 6.6078 | 0.0078154 | EPA/CAMD | NEI avg EF - PM, fuel type, firing type | 2017
2019 | OK | Mustang | 2953 | T12 | GT | OP | CT | NG | 2928 | 1204550 | 4.707 | 0.0078154 | EPA/CAMD | NEI avg EF - PM, fuel type, firing type | 2017
2019 | OK | Mustang | 2953 | T6 | GT | OP | CT | NG | 4464 | 1882299 | 7.3555 | 0.0078154 | EPA/CAMD | NEI avg EF - PM, fuel type, firing type | 2017
2019 | OK | Mustang | 2953 | T7 | GT | OP | CT | NG | 4228 | 1737857 | 6.7911 | 0.0078154 | EPA/CAMD | NEI avg EF - PM, fuel type, firing type | 2017
2019 | OK | Mustang | 2953 | T8 | GT | OP | CT | NG | 3555 | 1469977 | 5.7443 | 0.0078154 | EPA/CAMD | NEI avg EF - PM, fuel type, firing type | 2017
2019 | OK | Mustang | 2953 | T9 | GT | OP | CT | NG | 4219 | 1751307 | 6.8436 | 0.0078154 | EPA/CAMD | NEI avg EF - PM, fuel type, firing type | 2017
2019 | OK | Northeastern | 2963 | 3302 | ST | OP | CELL | NG | 2604 | 5875079 | 23.7963 | 0.0081008 | EPA/CAMD | EPA/NEI | 1970
2019 | OK | Northeastern | 2963 | 3313 | ST | OP | TANGENTIAL | SUB | 6733 | 25043150 | 179.9677 | 0.014373 | EPA/CAMD | EPA/NEI | 1979
2019 | OK | Northeastern | 2963 | 3301A | CT | OP | CC | NG | 5116 | 7211268 | 36.0562 | 0.01 | EPA/CAMD | EPA/NEI | 2001
2019 | OK | Northeastern | 2963 | 3301B | CT | OP | CC | NG | 5216 | 7243606 | 36.2181 | 0.01 | EPA/CAMD | EPA/NEI | 2001
2019 | OK | Oneta Energy Center | 55225 | CTG-1 | CT | OP | CC | NG | 5577 | 9541019 | 0.9064 | 0.00019 | EPA/CAMD | EPA/NEI | 2002
2019 | OK | Oneta Energy Center | 55225 | CTG-2 | CT | OP | CC | NG | 5228 | 8956318 | 0.85085 | 0.00019 | EPA/CAMD | EPA/NEI | 2002
2019 | OK | Oneta Energy Center | 55225 | CTG-3 | CT | OP | CC | NG | 6504 | 10792470 | 1.0253 | 0.00019 | EPA/CAMD | EPA/NEI | 2002
2019 | OK | Oneta Energy Center | 55225 | CTG-4 | CT | OP | CC | NG | 6483 | 10949200 | 1.0402 | 0.00019 | EPA/CAMD | EPA/NEI | 2002
2019 | OK | Ponca | 762 | 2 | ST | OP | WALL | NG | 0 |  |  | 0.0080534 |  |  | 1977
2019 | OK | Ponca | 762 | 3 | CT | OP | CC | NG | 1258 | 445566.6 | 1.7732 | 0.0079592 | EPA/CAMD | EPA/NEI | 1995
2019 | OK | Ponca | 762 | 4 | GT | OP | CT | NG | 497 | 160518.1 | 0.63807 | 0.0079501 | EPA/CAMD | EPA/NEI | 2003
2019 | OK | Redbud Power Plant | 55463 | CT-01 | CT | OP | CC | NG | 5813 | 11495760 | 15.3852 | 0.0026767 | EPA/CAMD | EPA/NEI | 2003
2019 | OK | Redbud Power Plant | 55463 | CT-02 | CT | OP | CC | NG | 6687 | 13184880 | 27.0758 | 0.0041071 | EPA/CAMD | EPA/NEI | 2003
2019 | OK | Redbud Power Plant | 55463 | CT-03 | CT | OP | CC | NG | 6342 | 12510160 | 14.4676 | 0.0023129 | EPA/CAMD | EPA/NEI | 2003
2019 | OK | Redbud Power Plant | 55463 | CT-04 | CT | OP | CC | NG | 6352 | 12506920 | 21.5183 | 0.003441 | EPA/CAMD | EPA/NEI | 2003
2019 | OK | River Valley | 10671 | 1A | ST | OP | FLUIDIZED | SUB | 2729 | 1716693 | 14.75 | 0.017184 | EPA/CAMD | NEI avg EF - PM, fuel type, firing type | 1990
2019 | OK | River Valley | 10671 | 1B | ST | OP | FLUIDIZED | SUB | 2845 | 1772394 | 15.2286 | 0.017184 | EPA/CAMD | NEI avg EF - PM, fuel type, firing type | 1990
2019 | OK | River Valley | 10671 | 2A | ST | OP | FLUIDIZED | SUB | 3205 | 1938699 | 16.6575 | 0.017184 | EPA/CAMD | NEI avg EF - PM, fuel type, firing type | 1990
2019 | OK | River Valley | 10671 | 2B | ST | OP | FLUIDIZED | SUB | 2851 | 1682291 | 14.4544 | 0.017184 | EPA/CAMD | NEI avg EF - PM, fuel type, firing type | 1990
2019 | OK | Riverside (4940) | 4940 | 1501 | ST | OP | WALL | NG | 880 | 1568447 | 5.2985 | 0.0067563 | EPA/CAMD | EPA/NEI | 1974
2019 | OK | Riverside (4940) | 4940 | 1502 | ST | OP | WALL | NG | 2458 | 5067856 | 17.4734 | 0.0068958 | EPA/CAMD | EPA/NEI | 1976
2019 | OK | Riverside (4940) | 4940 | 1503 | GT | OP | CT | NG | 575 | 449506.9 | 1.5356 | 0.0068325 | EPA/CAMD | EPA/NEI | 2008
2019 | OK | Riverside (4940) | 4940 | 1504 | GT | OP | CT | NG | 478 | 334664.1 | 0.90832 | 0.0054283 | EPA/CAMD | EPA/NEI | 2008
2019 | OK | Seminole (2956) | 2956 | 1 | ST | OP | WALL | NG | 2555 | 6646887 | 24.3416 | 0.0073242 | EPA/CAMD | EPA/NEI | 1971
2019 | OK | Seminole (2956) | 2956 | 2 | ST | OP | WALL | NG | 1905 | 5174310 | 18.8986 | 0.0073048 | EPA/CAMD | EPA/NEI | 1973
2019 | OK | Seminole (2956) | 2956 | 3 | ST | OP | WALL | NG | 3817 | 10048180 | 7.3498 | 0.0014629 | EPA/CAMD | EPA/NEI | 1975
2019 | OK | Sooner | 6095 | 1 | ST | OP | TANGENTIAL | SUB | 5421 | 20664110 | 181.4242 | 0.017559 | EPA/CAMD | EPA/NEI | 1979
2019 | OK | Sooner | 6095 | 2 | ST | OP | TANGENTIAL | SUB | 5203 | 20242120 | 364.0583 | 0.03597 | EPA/CAMD | EPA/NEI | 1980
2019 | OK | Southwestern | 2964 | 8002 | ST | OP | WALL | NG | 1689 | 431110.1 | 1.6067 | 0.0074536 | EPA/CAMD | EPA/NEI | 1954
2019 | OK | Southwestern | 2964 | 8003 | ST | OP | CELL | NG | 5046 | 6107556 | 22.7489 | 0.0074494 | EPA/CAMD | EPA/NEI | 1967
2019 | OK | Southwestern | 2964 | 8004 | GT | OP | CT | NG | 853 | 682562.3 | 2.0444 | 0.0059903 | EPA/CAMD | EPA/NEI | 2008
2019 | OK | Southwestern | 2964 | 8005 | GT | OP | CT | NG | 886 | 690275.9 | 2.4128 | 0.0069907 | EPA/CAMD | EPA/NEI | 2008
2019 | OK | Southwestern | 2964 | 801N | ST | OP | WALL | NG | 1263 | 212842.7 | 0.80377 | 0.0075527 | EPA/CAMD | EPA/NEI | 1952
2019 | OK | Southwestern | 2964 | 801S | ST | OP | WALL | NG | 1257 | 211182.2 | 0.79759 | 0.0075536 | EPA/CAMD | EPA/NEI | 1952
2019 | OK | Spring Creek Power Plant | 55651 | CT-01 | GT | OP | CT | NG | 854 | 540253.1 | 0.061473 | 0.00022757 | EPA/CAMD | EPA/NEI | 2001
2019 | OK | Spring Creek Power Plant | 55651 | CT-02 | GT | OP | CT | NG | 1007 | 612109.4 | 0.052752 | 0.00017236 | EPA/CAMD | EPA/NEI | 2001
2019 | OK | Spring Creek Power Plant | 55651 | CT-03 | GT | OP | CT | NG | 842 | 493014.1 | 0.072574 | 0.00029441 | EPA/CAMD | EPA/NEI | 2001
2019 | OK | Spring Creek Power Plant | 55651 | CT-04 | GT | OP | CT | NG | 854 | 524220.7 | 0.01463 | 5.5818e-05 | EPA/CAMD | EPA/NEI | 2001
2019 | OK | Tenaska Kiamichi Generating Station | 55501 | CTGDB1 | CT | OP | CC | NG | 6206 | 10860500 | 11.2237 | 0.0020669 | EPA/CAMD | EPA/NEI | 2002
2019 | OK | Tenaska Kiamichi Generating Station | 55501 | CTGDB2 | CT | OP | CC | NG | 6274 | 10979950 | 18.653 | 0.0033976 | EPA/CAMD | EPA/NEI | 2002
2019 | OK | Tenaska Kiamichi Generating Station | 55501 | CTGDB3 | CT | OP | CC | NG | 5302 | 9096359 | 5.7887 | 0.0012728 | EPA/CAMD | EPA/NEI | 2003
2019 | OK | Tenaska Kiamichi Generating Station | 55501 | CTGDB4 | CT | OP | CC | NG | 5722 | 9860891 | 13.1676 | 0.0026707 | EPA/CAMD | EPA/NEI | 2003
2019 | OK | Tulsa | 2965 | 1402 | ST | OP | WALL | NG | 4975 | 2046799 | 7.1313 | 0.0069683 | EPA/CAMD | EPA/NEI | 1956
2019 | OK | Tulsa | 2965 | 1404 | ST | OP | WALL | NG | 6239 | 2572173 | 9.6991 | 0.0075416 | EPA/CAMD | EPA/NEI | 1958
2019 | OK | Weleetka | 2966 | 4 | GT | OP | CT | NG | 16 | 21463.87 | 0.07389 | 0.0068851 | EIA non-ozone season distributed and EPA/CAMD ozone season | EPA/NEI | 1975
2019 | OK | Weleetka | 2966 | 5 | GT | OP | CT | NG | 8 | 10747.63 | 0.031103 | 0.0057878 | EIA non-ozone season distributed and EPA/CAMD ozone season | EPA/NEI | 1976
2019 | OR | 45 Mile Hydroelectric Project | 58455 | 0001 | HY | OP | NA | WAT |  | 15801.67 |  | 1.5381e-07 | EIA Prime Mover-level Data | NEI avg EF - PM, fuel type, firing type
2019 | OR | 45 Mile Hydroelectric Project | 58455 | 0002 | HY | OP | NA | WAT |  | 15801.67 |  | 1.5381e-07 | EIA Prime Mover-level Data | NEI avg EF - PM, fuel type, firing type
2019 | OR | 45 Mile Hydroelectric Project | 58455 | 0003 | HY | OP | NA | WAT |  | 15801.67 |  | 1.5381e-07 | EIA Prime Mover-level Data | NEI avg EF - PM, fuel type, firing type
2019 | OR | Adams Solar Center | 61496 | ADAMS | PV | OP | NA | SUN |  | 185061 |  | 0 | EIA Prime Mover-level Data | Estimated using an emission factor
2019 | OR | Airport Solar | 62560 | APS | PV | OP | NA | SUN |  | 9741 |  | 0 | EIA Prime Mover-level Data | Estimated using an emission factor
2019 | OR | Alden Bailey Power Plant | 56223 | LOKI | GT | OS | NA | NG |  |  |  | 0.0070853
2019 | OR | Alkali Solar, LLC | 63795 | 2 | PV | V | NA | SUN
2019 | OR | Arlington Wind Power Project | 56855 | GEN1 | WT | OP | NA | WND |  | 1689250 |  | 0 | EIA Prime Mover-level Data | Estimated using an emission factor
2019 | OR | Bakeoven Solar | 63507 | BOS1 | PV | P | NA | SUN
2019 | OR | Baker City Solar | 61854 | BAKER | PV | V | NA | SUN
2019 | OR | Baldock Solar Highway | 57882 | BSH1 | PV | OP | NA | SUN |  | 17665 |  | 0 | EIA Prime Mover-level Data | Estimated using an emission factor
2019 | OR | Ballston Solar LLC | 62170 | BSPV1 | PV | OP | NA | SUN |  | 32393 |  | 0 | EIA Prime Mover-level Data | Estimated using an emission factor
2019 | OR | BC Solar | 60616 | BCSLR | PV | OP | NA | SUN |  | 165339 |  | 0 | EIA Prime Mover-level Data | Estimated using an emission factor
2019 | OR | Bear Creek Solar Center | 61281 | BCRSC | PV | OP | NA | SUN |  | 201836 |  | 0 | EIA Prime Mover-level Data | Estimated using an emission factor
2019 | OR | Beaver | 8073 | 1 | CT | OP | NA | NG |  | 666696.9 | 1.9189 | 0.0057564 | EIA Unit-level Data | NEI avg EF - PM, fuel type
2019 | OR | Beaver | 8073 | 2 | CT | OP | NA | NG |  | 788656.8 | 2.2699 | 0.0057564 | EIA Unit-level Data | NEI avg EF - PM, fuel type
2019 | OR | Beaver | 8073 | 3 | CT | OP | NA | NG |  | 1167776 | 3.3611 | 0.0057564 | EIA Unit-level Data | NEI avg EF - PM, fuel type
2019 | OR | Beaver | 8073 | 4 | CT | OP | NA | NG |  | 812374.6 | 2.3382 | 0.0057564 | EIA Unit-level Data | NEI avg EF - PM, fuel type
2019 | OR | Beaver | 8073 | 5 | CT | OP | NA | NG |  | 903541.1 | 2.6006 | 0.0057564 | EIA Unit-level Data | NEI avg EF - PM, fuel type
2019 | OR | Beaver | 8073 | 6 | CT | OP | NA | NG |  | 796989.8 | 2.2939 | 0.0057564 | EIA Unit-level Data | NEI avg EF - PM, fuel type
2019 | OR | Beaver | 8073 | 8 | GT | OP | NA | NG |  | 38143 | 0.10458 | 0.0054834 | EIA Prime Mover-level Data | NEI avg EF - PM, fuel type, firing type
2019 | OR | Bellevue Solar Project | 57372 | INV-1 | PV | OP | NA | SUN |  | 15084 |  | 0 | EIA Prime Mover-level Data | Estimated using an emission factor
2019 | OR | Bend | 6484 | 1 | HY | OP | NA | WAT |  | 2524 |  | 1.5381e-07 | EIA Prime Mover-level Data | NEI avg EF - PM, fuel type, firing type
2019 | OR | Bend | 6484 | 2 | HY | OP | NA | WAT |  | 3786 |  | 1.5381e-07 | EIA Prime Mover-level Data | NEI avg EF - PM, fuel type, firing type
2019 | OR | Bend | 6484 | 3 | HY | OP | NA | WAT |  | 7572 |  | 1.5381e-07 | EIA Prime Mover-level Data | NEI avg EF - PM, fuel type, firing type
2019 | OR | Benson Creek Windfarm (Burnt River) | 59491 | BCW | WT | OP | NA | WND |  | 253097 |  | 0 | EIA Prime Mover-level Data | Estimated using an emission factor
2019 | OR | Big Cliff | 3074 | 1 | HY | OP | NA | WAT |  | 624224 |  | 1.5381e-07 | EIA Prime Mover-level Data | NEI avg EF - PM, fuel type, firing type
2019 | OR | Big Top LLC | 56968 | 1 | WT | OP | NA | WND |  | 29169 |  | 0 | EIA Prime Mover-level Data | Estimated using an emission factor
2019 | OR | Bighorn Solar | 63467 | PGR16 | PV | U | NA | SUN
2019 | OR | Biglow Canyon Wind Farm | 56485 | 1 | WT | OP | NA | WND |  | 2441099 |  | 0 | EIA Prime Mover-level Data | Estimated using an emission factor
2019 | OR | Biglow Canyon Wind Farm | 56485 | 2 | WT | OP | NA | WND |  | 3178879 |  | 0 | EIA Prime Mover-level Data | Estimated using an emission factor
2019 | OR | Biglow Canyon Wind Farm | 56485 | 3 | WT | OP | NA | WND |  | 3134106 |  | 0 | EIA Prime Mover-level Data | Estimated using an emission factor
2019 | OR | Biomass One LP | 10869 | NORTH | ST | OP | NA | WDS |  | 1481087 | 16.8934 | 0.022812 | EIA Unit-level Data | NEI avg EF - PM, fuel type
2019 | OR | Biomass One LP | 10869 | SOUTH | ST | OP | NA | WDS |  | 1483818 | 16.9246 | 0.022812 | EIA Unit-level Data | NEI avg EF - PM, fuel type
2019 | OR | Black Cap Solar Plant | 58150 | 1 | PV | OP | NA | SUN |  | 29284 |  | 0 | EIA Prime Mover-level Data | Estimated using an emission factor
2019 | OR | Blue Marmot IX | 62867 | DVRO | PV | T | NA | SUN
2019 | OR | Blue Marmot V | 62866 | DNZE | PV | T | NA | SUN
2019 | OR | Blue Marmot VI | 62865 | DNZW | PV | T | NA | SUN
2019 | OR | Blue Marmot VII | 62864 | RSHEI | PV | T | NA | SUN
2019 | OR | Blue Marmot VIII | 62863 | PRMLE | PV | T | NA | SUN
2019 | OR | Bly Solar Center | 62272 | BLY | PV | OP | NA | SUN |  | 160904 |  | 0 | EIA Prime Mover-level Data | Estimated using an emission factor
2019 | OR | Bonneville | 3075 | 1 | HY | OA | NA | WAT |  | 1724709 |  | 1.5381e-07 | EIA Prime Mover-level Data | NEI avg EF - PM, fuel type, firing type
2019 | OR | Bonneville | 3075 | 2 | HY | OP | NA | WAT |  | 1724709 |  | 1.5381e-07 | EIA Prime Mover-level Data | NEI avg EF - PM, fuel type, firing type
2019 | OR | Bonneville | 3075 | 3 | HY | OP | NA | WAT |  | 2001952 |  | 1.5381e-07 | EIA Prime Mover-level Data | NEI avg EF - PM, fuel type, firing type
2019 | OR | Bonneville | 3075 | 4 | HY | OP | NA | WAT |  | 2001952 |  | 1.5381e-07 | EIA Prime Mover-level Data | NEI avg EF - PM, fuel type, firing type
2019 | OR | Bonneville | 3075 | 5 | HY | OP | NA | WAT |  | 2001952 |  | 1.5381e-07 | EIA Prime Mover-level Data | NEI avg EF - PM, fuel type, firing type
2019 | OR | Bonneville | 3075 | 6 | HY | OP | NA | WAT |  | 2001952 |  | 1.5381e-07 | EIA Prime Mover-level Data | NEI avg EF - PM, fuel type, firing type
2019 | OR | Bonneville | 3075 | 7 | HY | OP | NA | WAT |  | 2001952 |  | 1.5381e-07 | EIA Prime Mover-level Data | NEI avg EF - PM, fuel type, firing type
2019 | OR | Bonneville | 3075 | 8 | HY | OP | NA | WAT |  | 2001952 |  | 1.5381e-07 | EIA Prime Mover-level Data | NEI avg EF - PM, fuel type, firing type
2019 | OR | Bonneville | 3075 | 9 | HY | OP | NA | WAT |  | 2001952 |  | 1.5381e-07 | EIA Prime Mover-level Data | NEI avg EF - PM, fuel type, firing type
2019 | OR | Bonneville | 3075 | 10 | HY | OP | NA | WAT |  | 2001952 |  | 1.5381e-07 | EIA Prime Mover-level Data | NEI avg EF - PM, fuel type, firing type
2019 | OR | Bonneville | 3075 | 11 | HY | OP | NA | WAT |  | 2143797 |  | 1.5381e-07 | EIA Prime Mover-level Data | NEI avg EF - PM, fuel type, firing type
2019 | OR | Bonneville | 3075 | 12 | HY | OP | NA | WAT |  | 2143797 |  | 1.5381e-07 | EIA Prime Mover-level Data | NEI avg EF - PM, fuel type, firing type
2019 | OR | Bonneville | 3075 | 13 | HY | OP | NA | WAT |  | 2143797 |  | 1.5381e-07 | EIA Prime Mover-level Data | NEI avg EF - PM, fuel type, firing type
2019 | OR | Bonneville | 3075 | 14 | HY | OP | NA | WAT |  | 2143797 |  | 1.5381e-07 | EIA Prime Mover-level Data | NEI avg EF - PM, fuel type, firing type
2019 | OR | Bonneville | 3075 | 15 | HY | OP | NA | WAT |  | 2143797 |  | 1.5381e-07 | EIA Prime Mover-level Data | NEI avg EF - PM, fuel type, firing type
2019 | OR | Bonneville | 3075 | 16 | HY | OP | NA | WAT |  | 2143797 |  | 1.5381e-07 | EIA Prime Mover-level Data | NEI avg EF - PM, fuel type, firing type
2019 | OR | Bonneville | 3075 | 17 | HY | OP | NA | WAT |  | 2143797 |  | 1.5381e-07 | EIA Prime Mover-level Data | NEI avg EF - PM, fuel type, firing type
2019 | OR | Bonneville | 3075 | 18 | HY | OP | NA | WAT |  | 2143797 |  | 1.5381e-07 | EIA Prime Mover-level Data | NEI avg EF - PM, fuel type, firing type
2019 | OR | Bonneville | 3075 | F1 | HY | OP | NA | WAT |  | 422311.8 |  | 1.5381e-07 | EIA Prime Mover-level Data | NEI avg EF - PM, fuel type, firing type
2019 | OR | Bonneville | 3075 | F2 | HY | OA | NA | WAT |  | 422311.8 |  | 1.5381e-07 | EIA Prime Mover-level Data | NEI avg EF - PM, fuel type, firing type
2019 | OR | Boring Solar LLC | 62169 | BSPV2 | PV | OP | NA | SUN |  | 30825 |  | 0 | EIA Prime Mover-level Data | Estimated using an emission factor
2019 | OR | Brush Creek Solar | 63464 | PGR19 | PV | U | NA | SUN
2019 | OR | Brush Solar Center | 61844 | BRUSH | PV | V | NA | SUN
2019 | OR | Bull Run Hydro | 3044 | 1 | HY | RE | NA | WAT
2019 | OR | Bull Run Hydro | 3044 | 2 | HY | RE | NA | WAT
2019 | OR | Bull Run Hydro | 3044 | 3 | HY | RE | NA | WAT
2019 | OR | Bull Run Hydro | 3044 | 4 | HY | RE | NA | WAT
2019 | OR | Butler Solar, LLC | 63694 | 13501 | PV | U | NA | SUN
2019 | OR | Butter Creek Power LLC | 56967 | 1 | WT | OP | NA | WND |  | 100554 |  | 0 | EIA Prime Mover-level Data | Estimated using an emission factor
2019 | OR | Carmen Smith | 3067 | 1 | HY | OP | NA | WAT |  | 172126.6 |  | 1.5381e-07 | EIA Prime Mover-level Data | NEI avg EF - PM, fuel type, firing type
2019 | OR | Carmen Smith | 3067 | 2 | HY | OP | NA | WAT |  | 172126.6 |  | 1.5381e-07 | EIA Prime Mover-level Data | NEI avg EF - PM, fuel type, firing type
2019 | OR | Carmen Smith | 3067 | 3 | HY | OP | NA | WAT |  | 32644.71 |  | 1.5381e-07 | EIA Prime Mover-level Data | NEI avg EF - PM, fuel type, firing type
2019 | OR | Case Creek Solar | 63207 | CCPV1 | PV | OP | NA | SUN |  | 4657 |  | 0 | EIA Prime Mover-level Data | Estimated using an emission factor
2019 | OR | C-Drop Hydro | 58470 | GEN1 | HY | OP | NA | WAT |  | 19650 |  | 1.5381e-07 | EIA Prime Mover-level Data | NEI avg EF - PM, fuel type, firing type
2019 | OR | Chiloquin Solar, LLC | 61631 | CHILO | PV | OP | NA | SUN |  | 173137 |  | 0 | EIA Prime Mover-level Data | Estimated using an emission factor
2019 | OR | Chopin Wind LLC | 59076 | WT1 | WT | OP | NA | WND |  | 225112 |  | 0 | EIA Prime Mover-level Data | Estimated using an emission factor
2019 | OR | Clearwater 1 | 3020 | 1 | HY | OP | NA | WAT |  | 234675 |  | 1.5381e-07 | EIA Prime Mover-level Data | NEI avg EF - PM, fuel type, firing type
2019 | OR | Clearwater 2 | 3021 | 1 | HY | OP | NA | WAT |  | 318949 |  | 1.5381e-07 | EIA Prime Mover-level Data | NEI avg EF - PM, fuel type, firing type
2019 | OR | Cline Falls | 6482 | 1 | HY | RE | NA | WAT
2019 | OR | Coffin Butte | 7725 | 1 | IC | OP | NA | LFG |  | 65946.86 | 0.48471 | 0.0147 | EIA Prime Mover-level Data | Estimated using an emission factor
2019 | OR | Coffin Butte | 7725 | 2 | IC | OP | NA | LFG |  | 65946.86 | 0.48471 | 0.0147 | EIA Prime Mover-level Data | Estimated using an emission factor
2019 | OR | Coffin Butte | 7725 | 3 | IC | OP | NA | LFG |  | 65946.86 | 0.48471 | 0.0147 | EIA Prime Mover-level Data | Estimated using an emission factor
2019 | OR | Coffin Butte | 7725 | 4 | IC | OP | NA | LFG |  | 131893.7 | 0.96942 | 0.0147 | EIA Prime Mover-level Data | Estimated using an emission factor
2019 | OR | Coffin Butte | 7725 | 5 | IC | OP | NA | LFG |  | 131893.7 | 0.96942 | 0.0147 | EIA Prime Mover-level Data | Estimated using an emission factor
2019 | OR | Co-Gen II LLC | 50993 | GEN1 | ST | SB | NA | WDS |  |  |  | 0.022915
2019 | OR | Co-Gen LLC | 50921 | GEN1 | ST | SB | NA | WDS |  |  |  | 0.022915
2019 | OR | Colton Solar | 61831 | PGRC2 | PV | OP | NA | SUN |  | 29695 |  | 0 | EIA Prime Mover-level Data | Estimated using an emission factor
2019 | OR | Combine Hills I | 56195 | 001 | WT | OP | NA | WND |  | 780000 |  | 0 | EIA Prime Mover-level Data | Estimated using an emission factor
2019 | OR | Condon Windpower LLC | 55739 | GEN1 | WT | OP | NA | WND |  | 326538.8 |  | 0 | EIA Prime Mover-level Data | Estimated using an emission factor
2019 | OR | Condon Windpower LLC | 55739 | GEN2 | WT | OP | NA | WND |  | 334503.2 |  | 0 | EIA Prime Mover-level Data | Estimated using an emission factor
2019 | OR | Copper Dam Plant | 10323 | GEN1 | HY | RE | NA | WAT
2019 | OR | Copper Dam Plant | 10323 | GEN2 | HY | RE | NA | WAT
2019 | OR | Copper Dam Plant | 10323 | TURGO | HY | OP | NA | WAT |  | 118699 |  | 1.5381e-07 | EIA Prime Mover-level Data | NEI avg EF - PM, fuel type, firing type
2019 | OR | Cougar | 3076 | 1 | HY | OP | NA | WAT |  | 396267 |  | 1.5381e-07 | EIA Prime Mover-level Data | NEI avg EF - PM, fuel type, firing type
2019 | OR | Cougar | 3076 | 2 | HY | OP | NA | WAT |  | 396267 |  | 1.5381e-07 | EIA Prime Mover-level Data | NEI avg EF - PM, fuel type, firing type
2019 | OR | Covanta Marion Inc | 50630 | BLR1 | ST | OP | NA | MSW |  | 843953.7 | 0.65828 | 0.00156 | EIA Unit-level Data | Estimated using an emission factor
2019 | OR | Covanta Marion Inc | 50630 | BLR2 | ST | OP | NA | MSW |  | 840348.9 | 0.65547 | 0.00156 | EIA Unit-level Data | Estimated using an emission factor
2019 | OR | Coyote Springs II | 7931 | 1 | CT |  | NA | NG |  | 13008520 | 37.4413 | 0.0057564 | EIA Unit-level Data | NEI avg EF - PM, fuel type
2019 | OR | Coyote Springs II | 7931 | SG02 | CA | OP | DUCTBURNER | NG |  | 6213.134 | 0.001311 | 0.000422 | EIA Unit-level Data | Estimated using an emission factor
2019 | OR | Dalles Dam North Fishway Project | 7431 | 1 | HY | OP | NA | WAT |  | 387083 |  | 1.5381e-07 | EIA Prime Mover-level Data | NEI avg EF - PM, fuel type, firing type
2019 | OR | Dayton Cutoff Solar | 61827 | PGRC3 | PV | OP | NA | SUN |  | 31253 |  | 0 | EIA Prime Mover-level Data | Estimated using an emission factor
2019 | OR | Detroit | 3077 | 1 | HY | OP | NA | WAT |  | 1103246 |  | 1.5381e-07 | EIA Prime Mover-level Data | NEI avg EF - PM, fuel type, firing type
2019 | OR | Detroit | 3077 | 2 | HY | OP | NA | WAT |  | 1103246 |  | 1.5381e-07 | EIA Prime Mover-level Data | NEI avg EF - PM, fuel type, firing type
2019 | OR | Dexter | 3078 | 1 | HY | OP | NA | WAT |  | 250327 |  | 1.5381e-07 | EIA Prime Mover-level Data | NEI avg EF - PM, fuel type, firing type
2019 | OR | Dillard Complex | 50396 | BLR1 | ST | OP | NA | WDS |  | 985585.7 | 11.2417 | 0.022812 | EIA Unit-level Data | NEI avg EF - PM, fuel type
2019 | OR | Dillard Complex | 50396 | BLR2 | ST | OP | NA | WDS |  | 1058359 | 12.0718 | 0.022812 | EIA Unit-level Data | NEI avg EF - PM, fuel type
2019 | OR | Dillard Complex | 50396 | BLR6 | ST | OP | NA | WDS |  | 2238361 | 25.531 | 0.022812 | EIA Unit-level Data | NEI avg EF - PM, fuel type
2019 | OR | Dorena Hydro-Electric Facility | 59357 | FRNCS | HY | OP | NA | WAT |  | 17873.89 |  | 1.5381e-07 | EIA Prime Mover-level Data | NEI avg EF - PM, fuel type, firing type
2019 | OR | Dorena Hydro-Electric Facility | 59357 | KAPLN | HY | OP | NA | WAT |  | 77879.11 |  | 1.5381e-07 | EIA Prime Mover-level Data | NEI avg EF - PM, fuel type, firing type
2019 | OR | Douglas County Forest Products | 61761 | GEN-1 | ST | OP | NA | WDS |  | 938763 | 10.7076 | 0.022812 | EIA Prime Mover-level Data | NEI avg EF - PM, fuel type
2019 | OR | Drift Creek Solar | 63466 | PGR18 | PV | U | NA | SUN
2019 | OR | Dry Creek LFG to Energy Project | 56461 | DC1 | IC | OP | NA | LFG |  | 86239.5 | 0.63386 | 0.0147 | EIA Prime Mover-level Data | Estimated using an emission factor
2019 | OR | Dry Creek LFG to Energy Project | 56461 | DC2 | IC | OP | NA | LFG |  | 86239.5 | 0.63386 | 0.0147 | EIA Prime Mover-level Data | Estimated using an emission factor
2019 | OR | Dunn Road Solar | 63642 | W9736 | PV | P | NA | SUN
2019 | OR | Durbin Creek Windfarm (Burnt River) | 59492 | DCW | WT | OP | NA | WND |  | 232529 |  | 0 | EIA Prime Mover-level Data | Estimated using an emission factor
2019 | OR | Durham AWTF | 60263 | GEN1 | IC | OP | NA | OBG |  | 69198.5 | 0.50861 | 0.0147 | EIA Prime Mover-level Data | Estimated using an emission factor
2019 | OR | Durham AWTF | 60263 | GEN2 | IC | OP | NA | OBG |  | 69198.5 | 0.50861 | 0.0147 | EIA Prime Mover-level Data | Estimated using an emission factor
2019 | OR | Duus Solar, LLC | 63330 | ORDUS | PV | TS | NA | SUN
2019 | OR | Eagle Point | 3024 | 1 | HY | OP | NA | WAT |  | 149695 |  | 1.5381e-07 | EIA Prime Mover-level Data | NEI avg EF - PM, fuel type, firing type
2019 | OR | Eagle Point Solar | 61560 | PGRD4 | PV | OP | NA | SUN |  | 167975 |  | 0 | EIA Prime Mover-level Data | Estimated using an emission factor
2019 | OR | East Side | 3025 | 1 | HY | OP | NA | WAT |  |  |  | 1.5381e-07
2019 | OR | Elbe Solar Center | 61497 | ELBE | PV | OP | NA | SUN |  | 184703 |  | 0 | EIA Prime Mover-level Data | Estimated using an emission factor
2019 | OR | Elkhorn Valley Wind Farm | 56623 | EH1 | WT | OP | NA | WND |  | 2721692 |  | 0 | EIA Prime Mover-level Data | Estimated using an emission factor
2019 | OR | Eurus Combine Hills Turbine Ranch 2 | 57137 | 1 | WT | OP | NA | WND |  | 1184429 |  | 0 | EIA Prime Mover-level Data | Estimated using an emission factor
2019 | OR | Evergreen BioPower LLC | 56781 | 3 | ST | OP | NA | WDS |  | 1222028 | 13.9386 | 0.022812 | EIA Unit-level Data | NEI avg EF - PM, fuel type
2019 | OR | Falls Creek | 52187 | GE-1 | HY | OP | NA | WAT |  | 90037 |  | 1.5381e-07 | EIA Prime Mover-level Data | NEI avg EF - PM, fuel type, firing type
2019 | OR | Faraday | 3045 | 1 | HY | RE | NA | WAT |  | 60439.33 |  |  | EIA Prime Mover-level Data
2019 | OR | Faraday | 3045 | 2 | HY | RE | NA | WAT |  | 60439.33 |  |  | EIA Prime Mover-level Data
2019 | OR | Faraday | 3045 | 3 | HY | RE | NA | WAT |  | 52640.7 |  |  | EIA Prime Mover-level Data
2019 | OR | Faraday | 3045 | 4 | HY | RE | NA | WAT |  | 87734.51 |  |  | EIA Prime Mover-level Data
2019 | OR | Faraday | 3045 | 5 | HY | RE | NA | WAT |  | 77986.23 |  |  | EIA Prime Mover-level Data
2019 | OR | Faraday | 3045 | 6 | HY | OP | NA | WAT |  | 374333.9 |  | 1.5381e-07 | EIA Prime Mover-level Data | NEI avg EF - PM, fuel type, firing type
2019 | OR | Faraday | 3045 | 7 | HY | U | NA | WAT
2019 | OR | Faraday | 3045 | 8 | HY | U | NA | WAT
2019 | OR | Finley Buttes Landfill Gas | 58687 | GEN1 | IC | OP | NA | LFG |  | 111642.3 | 0.82057 | 0.0147 | EIA Prime Mover-level Data | Estimated using an emission factor
2019 | OR | Finley Buttes Landfill Gas | 58687 | GEN2 | IC | OP | NA | LFG |  | 111642.3 | 0.82057 | 0.0147 | EIA Prime Mover-level Data | Estimated using an emission factor
2019 | OR | Finley Buttes Landfill Gas | 58687 | GEN3 | IC | OP | NA | LFG |  | 111642.3 | 0.82057 | 0.0147 | EIA Prime Mover-level Data | Estimated using an emission factor
2019 | OR | Firwood Solar, LLC | 63331 | ORFWD | PV | TS | NA | SUN
2019 | OR | Fish Creek | 3026 | 1 | HY | OP | NA | WAT |  | 186191 |  | 1.5381e-07 | EIA Prime Mover-level Data | NEI avg EF - PM, fuel type, firing type
2019 | OR | Fort Rock I | 63636 | FR1 | PV | V | NA | SUN
2019 | OR | Fort Rock IV | 63926 | FRIV | PV | V | NA | SUN
2019 | OR | Foster | 6552 | 1 | HY | OP | NA | WAT |  | 272778.5 |  | 1.5381e-07 | EIA Prime Mover-level Data | NEI avg EF - PM, fuel type, firing type
2019 | OR | Foster | 6552 | 2 | HY | OP | NA | WAT |  | 272778.5 |  | 1.5381e-07 | EIA Prime Mover-level Data | NEI avg EF - PM, fuel type, firing type
2019 | OR | Four Corners Windfarm LLC | 56969 | 1 | WT | OP | NA | WND |  | 212520 |  | 0 | EIA Prime Mover-level Data | Estimated using an emission factor
2019 | OR | Four Mile Canyon Windfarm LLC | 56970 | 1 | WT | OP | NA | WND |  | 194392 |  | 0 | EIA Prime Mover-level Data | Estimated using an emission factor
2019 | OR | FPL Energy Vansycle LLC (OR) | 55989 | V-47 | WT | OP | NA | WND |  | 1994113 |  | 0 | EIA Prime Mover-level Data | Estimated using an emission factor
2019 | OR | Galesville Project | 50938 | GV1 | HY | OP | NA | WAT |  | 19901 |  | 1.5381e-07 | EIA Prime Mover-level Data | NEI avg EF - PM, fuel type, firing type
2019 | OR | Galesville Project | 50938 | GV2 | HY | OP | NA | WAT |  | 19901 |  | 1.5381e-07 | EIA Prime Mover-level Data | NEI avg EF - PM, fuel type, firing type
2019 | OR | Garrett Solar | 63301 | 1888 | PV | OP | NA | SUN |  | 2021 |  | 0 | EIA Prime Mover-level Data | Estimated using an emission factor
2019 | OR | Georgia-Pacific Toledo Mill | 58109 | PB3 | ST | OP | NA | NG |  | 783520.6 | 3.1546 | 0.0080524 | EIA Unit-level Data | NEI avg EF - PM, fuel type
2019 | OR | Georgia-Pacific Toledo Mill | 58109 | PB5 | ST | OP | NA | NG |  | 1552099 | 6.2491 | 0.0080524 | EIA Unit-level Data | NEI avg EF - PM, fuel type
2019 | OR | Georgia-Pacific Toledo Mill | 58109 | REC1 | ST | OP | NA | BLQ |  | 2455439 | 4.3528 | 0.0035454 | EIA Unit-level Data | Estimated using an emission factor
2019 | OR | Georgia-Pacific Toledo Mill | 58109 | REC2 | ST | OP | NA | BLQ |  | 2420522 | 4.2909 | 0.0035454 | EIA Unit-level Data | Estimated using an emission factor
2019 | OR | Georgia-Pacific Wauna Mill | 56192 | FBB | ST | OP | NA | OBS |  | 1321910 | 9.0746 | 0.01373 | EIA Unit-level Data | NEI avg EF - PM, fuel type
2019 | OR | Georgia-Pacific Wauna Mill | 56192 | PB | ST | OP | NA | NG |  | 944079.6 | 3.8011 | 0.0080524 | EIA Unit-level Data | NEI avg EF - PM, fuel type
2019 | OR | Georgia-Pacific Wauna Mill | 56192 | RB | ST | OP | NA | BLQ |  | 4868979 | 7.7984 | 0.0032033 | EIA Unit-level Data | Estimated using an emission factor
2019 | OR | Golden Hill Wind | 63710 | GH1 | WT | T | NA | WND
2019 | OR | Grand Ronde Solar | 61835 | PGRC4 | PV | OP | NA | SUN |  | 34361 |  | 0 | EIA Prime Mover-level Data | Estimated using an emission factor
2019 | OR | Green Peter | 3080 | 1 | HY | OP | NA | WAT |  | 704386.5 |  | 1.5381e-07 | EIA Prime Mover-level Data | NEI avg EF - PM, fuel type, firing type
2019 | OR | Green Peter | 3080 | 2 | HY | OP | NA | WAT |  | 704386.5 |  | 1.5381e-07 | EIA Prime Mover-level Data | NEI avg EF - PM, fuel type, firing type
2019 | OR | Green Springs | 6403 | 1 | HY | OP | NA | WAT |  | 458867 |  | 1.5381e-07 | EIA Prime Mover-level Data | NEI avg EF - PM, fuel type, firing type
2019 | OR | Ground Water Pumping Station | 50105 | GPS1 | HY | RE | NA | WAT
2019 | OR | Ground Water Pumping Station | 50105 | GPS2 | HY | RE | NA | WAT
2019 | OR | Ground Water Pumping Station | 50105 | GPS3 | HY | RE | NA | WAT
2019 | OR | Ground Water Pumping Station | 50105 | GPS4 | HY | RE | NA | WAT
2019 | OR | Ground Water Pumping Station | 50105 | GPS5 | HY | RE | NA | WAT
2019 | OR | Ground Water Pumping Station | 50105 | GPS6 | HY | RE | NA | WAT
2019 | OR | Grove Solar Center, LLC | 60330 | GSC1 | PV | OP | NA | SUN |  | 119830 |  | 0 | EIA Prime Mover-level Data | Estimated using an emission factor
2019 | OR | Hay Canyon Wind Power LLC | 56790 | 1 | WT | OP | NA | WND |  | 1717163 |  | 0 | EIA Prime Mover-level Data | Estimated using an emission factor
2019 | OR | Hells Canyon | 3013 | 1 | HY | OP | NA | WAT |  | 6569117 |  | 1.5381e-07 | EIA Prime Mover-level Data | NEI avg EF - PM, fuel type, firing type
2019 | OR | Hells Canyon | 3013 | 2 | HY | OP | NA | WAT |  | 6569117 |  | 1.5381e-07 | EIA Prime Mover-level Data | NEI avg EF - PM, fuel type, firing type
2019 | OR | Hells Canyon | 3013 | 3 | HY | OP | NA | WAT |  | 6569117 |  | 1.5381e-07 | EIA Prime Mover-level Data | NEI avg EF - PM, fuel type, firing type
2019 | OR | Hills Creek | 3081 | 1 | HY | OP | NA | WAT |  | 519838 |  | 1.5381e-07 | EIA Prime Mover-level Data | NEI avg EF - PM, fuel type, firing type
2019 | OR | Hills Creek | 3081 | 2 | HY | OP | NA | WAT |  | 519838 |  | 1.5381e-07 | EIA Prime Mover-level Data | NEI avg EF - PM, fuel type, firing type
2019 | OR | Horseshoe Bend Wind LLC | 57550 | HORSE | WT | OP | NA | WND |  | 4612965 |  | 0 | EIA Prime Mover-level Data | Estimated using an emission factor
2019 | OR | Hyline Solar Center, LLC | 60331 | HSC1 | PV | OP | NA | SUN |  | 180057 |  | 0 | EIA Prime Mover-level Data | Estimated using an emission factor
2019 | OR | Interstate Solar | 61832 | PGRC5 | PV | OP | NA | SUN |  | 32804 |  | 0 | EIA Prime Mover-level Data | Estimated using an emission factor
2019 | OR | IP Springfield Oregon | 50191 | PB | ST | OP | NA | NG |  | 1590796 | 6.4049 | 0.0080524 | EIA Unit-level Data | NEI avg EF - PM, fuel type
2019 | OR | IP Springfield Oregon | 50191 | PKG | ST | OP | NA | NG |  | 57559.49 | 0.23175 | 0.0080524 | EIA Unit-level Data | NEI avg EF - PM, fuel type
2019 | OR | IP Springfield Oregon | 50191 | REC3 | ST | RE | NA | BLQ |  | 0 |  |  | EIA Unit-level Data
2019 | OR | IP Springfield Oregon | 50191 | REC4 | ST | OP | NA | BLQ |  | 4162679 | 64.7297 | 0.0311 | EIA Unit-level Data | Estimated using an emission factor
2019 | OR | Jett Creek Windfarm (Burnt River) | 59490 | JCW | WT | OP | NA | WND |  | 253666 |  | 0 | EIA Prime Mover-level Data | Estimated using an emission factor
2019 | OR | John C Boyle | 3028 | 1 | HY | OP | NA | WAT |  | 1034760 |  | 1.5381e-07 | EIA Prime Mover-level Data | NEI avg EF - PM, fuel type, firing type
2019 | OR | John C Boyle | 3028 | 2 | HY | OP | NA | WAT |  | 995673.3 |  | 1.5381e-07 | EIA Prime Mover-level Data | NEI avg EF - PM, fuel type, firing type
2019 | OR | John Day | 3082 | 1 | HY | OA | NA | WAT |  | 4253777 |  | 1.5381e-07 | EIA Prime Mover-level Data | NEI avg EF - PM, fuel type, firing type
2019 | OR | John Day | 3082 | 2 | HY | OP | NA | WAT |  | 4253777 |  | 1.5381e-07 | EIA Prime Mover-level Data | NEI avg EF - PM, fuel type, firing type
2019 | OR | John Day | 3082 | 3 | HY | OA | NA | WAT |  | 4253777 |  | 1.5381e-07 | EIA Prime Mover-level Data | NEI avg EF - PM, fuel type, firing type
2019 | OR | John Day | 3082 | 4 | HY | OP | NA | WAT |  | 4253777 |  | 1.5381e-07 | EIA Prime Mover-level Data | NEI avg EF - PM, fuel type, firing type
2019 | OR | John Day | 3082 | 5 | HY | OP | NA | WAT |  | 4253777 |  | 1.5381e-07 | EIA Prime Mover-level Data | NEI avg EF - PM, fuel type, firing type
2019 | OR | John Day | 3082 | 6 | HY | OS | NA | WAT |  | 4253777 |  | 1.5381e-07 | EIA Prime Mover-level Data | NEI avg EF - PM, fuel type, firing type
2019 | OR | John Day | 3082 | 7 | HY | OA | NA | WAT |  | 4253777 |  | 1.5381e-07 | EIA Prime Mover-level Data | NEI avg EF - PM, fuel type, firing type
2019 | OR | John Day | 3082 | 8 | HY | OP | NA | WAT |  | 4253777 |  | 1.5381e-07 | EIA Prime Mover-level Data | NEI avg EF - PM, fuel type, firing type
2019 | OR | John Day | 3082 | 9 | HY | OP | NA | WAT |  | 4253777 |  | 1.5381e-07 | EIA Prime Mover-level Data | NEI avg EF - PM, fuel type, firing type
2019 | OR | John Day | 3082 | 10 | HY | OP | NA | WAT |  | 4253777 |  | 1.5381e-07 | EIA Prime Mover-level Data | NEI avg EF - PM, fuel type, firing type
2019 | OR | John Day | 3082 | 11 | HY | OA | NA | WAT |  | 4253777 |  | 1.5381e-07 | EIA Prime Mover-level Data | NEI avg EF - PM, fuel type, firing type
2019 | OR | John Day | 3082 | 12 | HY | OA | NA | WAT |  | 4253777 |  | 1.5381e-07 | EIA Prime Mover-level Data | NEI avg EF - PM, fuel type, firing type
2019 | OR | John Day | 3082 | 13 | HY | OP | NA | WAT |  | 4253777 |  | 1.5381e-07 | EIA Prime Mover-level Data | NEI avg EF - PM, fuel type, firing type
2019 | OR | John Day | 3082 | 14 | HY | OP | NA | WAT |  | 4253777 |  | 1.5381e-07 | EIA Prime Mover-level Data | NEI avg EF - PM, fuel type, firing type
2019 | OR | John Day | 3082 | 15 | HY | OP | NA | WAT |  | 4253777 |  | 1.5381e-07 | EIA Prime Mover-level Data | NEI avg EF - PM, fuel type, firing type
2019 | OR | John Day | 3082 | 16 | HY | OP | NA | WAT |  | 4253777 |  | 1.5381e-07 | EIA Prime Mover-level Data | NEI avg EF - PM, fuel type, firing type
2019 | OR | Juniper Ridge Hydroelectric Project | 57437 | 21-01 | HY | OP | NA | WAT |  | 105967 |  | 1.5381e-07 | EIA Prime Mover-level Data | NEI avg EF - PM, fuel type, firing type
2019 | OR | Kale Patch Solar | 63208 | KPPV1 | PV | OP | NA | SUN |  | 4407 |  | 0 | EIA Prime Mover-level Data | Estimated using an emission factor
2019 | OR | Klamath Falls Solar 2 CSG | 61553 | 1 | PV | OP | NA | SUN |  | 64804 |  | 0 | EIA Prime Mover-level Data | Estimated using an emission factor
2019 | OR | Klamath Solar | 57924 | 1 | PV | CN | NA | SUN
2019 | OR | Klondike Wind Power | 55871 | Ph 1 | WT | OP | NA | WND |  | 409727 |  | 0 | EIA Prime Mover-level Data | Estimated using an emission factor
2019 | OR | Klondike Windpower II | 56359 | PH2 | WT | OP | NA | WND |  | 1724036 |  | 0 | EIA Prime Mover-level Data | Estimated using an emission factor
2019 | OR | Klondike Windpower III | 56468 | 1 | WT | OP | NA | WND |  | 4629346 |  | 0 | EIA Prime Mover-level Data | Estimated using an emission factor
2019 | OR | Klondike Windpower III | 56468 | 2 | WT | OP | NA | WND |  | 1602466 |  | 0 | EIA Prime Mover-level Data | Estimated using an emission factor
2019 | OR | Labish Solar LLC | 62171 | LSPV2 | PV | OP | NA | SUN |  | 34548 |  | 0 | EIA Prime Mover-level Data | Estimated using an emission factor
2019 | OR | Lacomb Irrigation District | 52155 | GEN1 | HY | OP | NA | WAT |  | 32572 |  | 1.5381e-07 | EIA Prime Mover-level Data | NEI avg EF - PM, fuel type, firing type
2019 | OR | Lakeview Cogeneration LLC | 57398 | 1 | ST | CN | NA | OBS
2019 | OR | Leaburg | 3068 | 1 | HY | OS | NA | WAT |  |  |  | 1.5381e-07
2019 | OR | Leaburg | 3068 | 2 | HY | OS | NA | WAT |  |  |  | 1.5381e-07
2019 | OR | Leaning Juniper | 56360 | 1 | WT | OP | NA | WND |  | 874008 |  | 0 | EIA Prime Mover-level Data | Estimated using an emission factor
2019 | OR | Leaning Juniper Wind Power II | 57333 | 1 | WT | OP | NA | WND |  | 3322634 |  | 0 | EIA Prime Mover-level Data | Estimated using an emission factor
2019 | OR | Lemolo 1 | 3029 | 1 | HY | OP | NA | WAT |  | 1019302 |  | 1.5381e-07 | EIA Prime Mover-level Data | NEI avg EF - PM, fuel type, firing type
2019 | OR | Lemolo 2 | 6421 | 1 | HY | OP | NA | WAT |  | 1277288 |  | 1.5381e-07 | EIA Prime Mover-level Data | NEI avg EF - PM, fuel type, firing type
2019 | OR | Lime Wind | 57803 | T1-6 | WT | OP | NA | WND |  | 52784 |  | 0 | EIA Prime Mover-level Data | Estimated using an emission factor
2019 | OR | Lookout Point | 3083 | 1 | HY | OP | NA | WAT |  | 808565.3 |  | 1.5381e-07 | EIA Prime Mover-level Data | NEI avg EF - PM, fuel type, firing type
2019 | OR | Lookout Point | 3083 | 2 | HY | OP | NA | WAT |  | 808565.3 |  | 1.5381e-07 | EIA Prime Mover-level Data | NEI avg EF - PM, fuel type, firing type
2019 | OR | Lookout Point | 3083 | 3 | HY | OP | NA | WAT |  | 808565.3 |  | 1.5381e-07 | EIA Prime Mover-level Data | NEI avg EF - PM, fuel type, firing type
2019 | OR | Lost Creek | 6174 | 1 | HY | OP | NA | WAT |  | 1182372 |  | 1.5381e-07 | EIA Prime Mover-level Data | NEI avg EF - PM, fuel type, firing type
2019 | OR | Lost Creek | 6174 | 2 | HY | OP | NA | WAT |  | 1182372 |  | 1.5381e-07 | EIA Prime Mover-level Data | NEI avg EF - PM, fuel type, firing type
2019 | OR | McNary | 3084 | 1 | HY | OP | NA | WAT |  | 2815522 |  | 1.5381e-07 | EIA Prime Mover-level Data | NEI avg EF - PM, fuel type, firing type
2019 | OR | McNary | 3084 | 2 | HY | OP | NA | WAT |  | 2815522 |  | 1.5381e-07 | EIA Prime Mover-level Data | NEI avg EF - PM, fuel type, firing type
2019 | OR | McNary | 3084 | 3 | HY | OP | NA | WAT |  | 2815522 |  | 1.5381e-07 | EIA Prime Mover-level Data | NEI avg EF - PM, fuel type, firing type
2019 | OR | McNary | 3084 | 4 | HY | OP | NA | WAT |  | 2815522 |  | 1.5381e-07 | EIA Prime Mover-level Data | NEI avg EF - PM, fuel type, firing type
2019 | OR | McNary | 3084 | 5 | HY | OA | NA | WAT |  | 2815522 |  | 1.5381e-07 | EIA Prime Mover-level Data | NEI avg EF - PM, fuel type, firing type
2019 | OR | McNary | 3084 | 6 | HY | OP | NA | WAT |  | 2815522 |  | 1.5381e-07 | EIA Prime Mover-level Data | NEI avg EF - PM, fuel type, firing type
2019 | OR | McNary | 3084 | 7 | HY | OP | NA | WAT |  | 2815522 |  | 1.5381e-07 | EIA Prime Mover-level Data | NEI avg EF - PM, fuel type, firing type
2019 | OR | McNary | 3084 | 8 | HY | OP | NA | WAT |  | 2815522 |  | 1.5381e-07 | EIA Prime Mover-level Data | NEI avg EF - PM, fuel type, firing type
2019 | OR | McNary | 3084 | 9 | HY | OP | NA | WAT |  | 2815522 |  | 1.5381e-07 | EIA Prime Mover-level Data | NEI avg EF - PM, fuel type, firing type
2019 | OR | McNary | 3084 | 10 | HY | OP | NA | WAT |  | 2815522 |  | 1.5381e-07 | EIA Prime Mover-level Data | NEI avg EF - PM, fuel type, firing type
2019 | OR | McNary | 3084 | 11 | HY | OP | NA | WAT |  | 2815522 |  | 1.5381e-07 | EIA Prime Mover-level Data | NEI avg EF - PM, fuel type, firing type
2019 | OR | McNary | 3084 | 12 | HY | OP | NA | WAT |  | 2815522 |  | 1.5381e-07 | EIA Prime Mover-level Data | NEI avg EF - PM, fuel type, firing type
2019 | OR | McNary | 3084 | 13 | HY | OP | NA | WAT |  | 2815522 |  | 1.5381e-07 | EIA Prime Mover-level Data | NEI avg EF - PM, fuel type, firing type
2019 | OR | McNary | 3084 | 14 | HY | OP | NA | WAT |  | 3237850 |  | 1.5381e-07 | EIA Prime Mover-level Data | NEI avg EF - PM, fuel type, firing type
2019 | OR | Medford Operation | 56193 | 1 | ST | OS | NA | WDS |  |  |  | 0.022915
2019 | OR | Medford Operation | 56193 | 2 | ST | OS | NA | WDS |  |  |  | 0.022915
2019 | OR | Michell Butte Power Project | 50360 | GEN1 | HY | OP | NA | WAT |  | 59817 |  | 1.5381e-07 | EIA Prime Mover-level Data | NEI avg EF - PM, fuel type, firing type
2019 | OR | Middle Fork Irrigation District | 50917 | GEN1 | HY | OP | NA | WAT |  | 122243.6 |  | 1.5381e-07 | EIA Prime Mover-level Data | NEI avg EF - PM, fuel type, firing type
2019 | OR | Middle Fork Irrigation District | 50917 | GEN2 | HY | OP | NA | WAT |  | 30560.91 |  | 1.5381e-07 | EIA Prime Mover-level Data | NEI avg EF - PM, fuel type, firing type
2019 | OR | Middle Fork Irrigation District | 50917 | GEN3 | HY | OP | NA | WAT |  | 48897.45 |  | 1.5381e-07 | EIA Prime Mover-level Data | NEI avg EF - PM, fuel type, firing type
2019 | OR | Mill Creek Solar (OR) | 61338 | PGRC1 | PV | OP | NA | SUN |  | 34282 |  | 0 | EIA Prime Mover-level Data | Estimated using an emission factor
2019 | OR | Millican Solar Energy LLC | 63050 | GEN1 | PV | U | NA | SUN
2019 | OR | Minke Solar | 63465 | PGR20 | PV | U | NA | SUN
2019 | OR | Montague Solar | 63441 | S1 | PV | U | NA | SUN
2019 | OR | Montague Wind Power Facility LLC | 58099 | 1 | WT | OP | NA | WND |  | 717698 |  | 0 | EIA Prime Mover-level Data | Estimated using an emission factor
2019 | OR | Morgan Solar Center | 61855 | MORGN | PV | V | NA | SUN
2019 | OR | Mt Hope Solar | 63663 | W0053 | PV | P | NA | SUN
2019 | OR | Neal Hot Springs Geothermal Project | 58022 | NHS1 | BT | OP | NA | GEO |  | 550433.3 |  | 0 | EIA Prime Mover-level Data | Estimated using an emission factor
2019 | OR | Neal Hot Springs Geothermal Project | 58022 | NHS2 | BT | OP | NA | GEO |  | 550433.3 |  | 0 | EIA Prime Mover-level Data | Estimated using an emission factor
2019 | OR | Neal Hot Springs Geothermal Project | 58022 | NHS3 | BT | OP | NA | GEO |  | 550433.3 |  | 0 | EIA Prime Mover-level Data | Estimated using an emission factor
2019 | OR | Nolin Hills Wind, LLC | 60070 | GEN | WT | P | NA | WND
2019 | OR | North Fork | 3047 | 1 | HY | OP | NA | WAT |  | 556242.4 |  | 1.5381e-07 | EIA Prime Mover-level Data | NEI avg EF - PM, fuel type, firing type
2019 | OR | North Fork | 3047 | 2 | HY | OP | NA | WAT |  | 625772.6 |  | 1.5381e-07 | EIA Prime Mover-level Data | NEI avg EF - PM, fuel type, firing type
2019 | OR | North Hurlburt Wind LLC | 57526 | NORTH | WT | OP | NA | WND |  | 4221752 |  | 0 | EIA Prime Mover-level Data | Estimated using an emission factor
2019 | OR | NorWest Energy 2, LLC | 60548 | PV1 | PV | OP | NA | SUN |  | 184366 |  | 0 | EIA Prime Mover-level Data | Estimated using an emission factor
2019 | OR | NorWest Energy 4, LLC | 62268 | NWE4 | PV | OP | NA | SUN |  | 95202 |  | 0 | EIA Prime Mover-level Data | Estimated using an emission factor
2019 | OR | NorWest Energy 9 LLC | 62241 | NWE9 | PV | OP | NA | SUN |  | 102495 |  | 0 | EIA Prime Mover-level Data | Estimated using an emission factor
2019 | OR | Oak Grove | 6505 | 1 | HY | OP | NA | WAT |  | 714814 |  | 1.5381e-07 | EIA Prime Mover-level Data | NEI avg EF - PM, fuel type, firing type
2019 | OR | Oak Grove | 6505 | 2 | HY | OP | NA | WAT |  | 714814 |  | 1.5381e-07 | EIA Prime Mover-level Data | NEI avg EF - PM, fuel type, firing type
2019 | OR | Obsidian Solar Center | 63488 | OBSLR | PV | U | NA | SUN
2019 | OR | Old Mill Solar | 59374 | OMSLR | PV | OP | NA | SUN |  | 98050 |  | 0 | EIA Prime Mover-level Data | Estimated using an emission factor
2019 | OR | O'Neill Creek Solar | 63235 | OCPV1 | PV | OP | NA | SUN |  | 2876 |  | 0 | EIA Prime Mover-level Data | Estimated using an emission factor
2019 | OR | Ontario Solar Center | 61860 | ONTRO | PV | V | NA | SUN
2019 | OR | Opal Springs Hydro | 54251 | 1 | HY | OP | NA | WAT |  | 250950 |  | 1.5381e-07 | EIA Prime Mover-level Data | NEI avg EF - PM, fuel type, firing type
2019 | OR | Open Range Solar Center, LLC | 60332 | ORSC1 | PV | OP | NA | SUN |  | 203937 |  | 0 | EIA Prime Mover-level Data | Estimated using an emission factor
2019 | OR | OR Solar 2, LLC | 61200 | ORSR2 | PV | T | NA | SUN
2019 | OR | OR Solar 3, LLC | 61201 | ORSR3 | PV | OP | NA | SUN |  | 221603 |  | 0 | EIA Prime Mover-level Data | Estimated using an emission factor
2019 | OR | OR Solar 5, LLC | 61423 | PV1 | PV | OP | NA | SUN |  | 174188 |  | 0 | EIA Prime Mover-level Data | Estimated using an emission factor
2019 | OR | OR Solar 6, LLC | 61430 | PV6 | PV | OP | NA | SUN |  | 217667 |  | 0 | EIA Prime Mover-level Data | Estimated using an emission factor
2019 | OR | OR Solar 8, LLC | 61424 | PV1 | PV | OP | NA | SUN |  | 219697 |  | 0 | EIA Prime Mover-level Data | Estimated using an emission factor
2019 | OR | Orchard Windfarm, LLC | 62935 | OCHW | WT | T | NA | WND
2019 | OR | Oregon Convention Center | 60112 | PV1 | PV | OP | NA | SUN |  | 16810 |  | 0 | EIA Prime Mover-level Data | Estimated using an emission factor
2019 | OR | Oregon State University Energy Center | 57653 | CTG | CT |  | NA | NG |  | 448973.8 | 1.2922 | 0.0057564 | EIA Unit-level Data | NEI avg EF - PM, fuel type
2019 | OR | Oregon State University Energy Center | 57653 | STG | CA | OP | NA | NG |  |  |  | 0.0010092
2019 | OR | Oregon Trail Windfarm LLC | 56971 | 1 | WT | OP | NA | WND |  | 188623 |  | 0 | EIA Prime Mover-level Data | Estimated using an emission factor
2019 | OR | Oregon University System OIT Klamath Falls | 58961 | PV | PV | OP | NA | SUN |  | 7446 |  | 0 | EIA Prime Mover-level Data | Estimated using an emission factor
2019 | OR | Oregon University System Rabbit Field | 59790 | PV1 | PV | OP | NA | SUN |  | 10010 |  | 0 | EIA Prime Mover-level Data | Estimated using an emission factor
2019 | OR | OSLH, LLC | 60976 | PV1 | PV | OP | NA | SUN |  | 186059 |  | 0 | EIA Prime Mover-level Data | Estimated using an emission factor
2019 | OR | Outback Solar At Christmas Valley | 58131 | PV1 | PV | OP | NA | SUN |  | 84445 |  | 0 | EIA Prime Mover-level Data | Estimated using an emission factor
2019 | OR | Owyhee Dam Power Project | 50361 | GEN1 | HY | OP | NA | WAT |  | 194802 |  | 1.5381e-07 | EIA Prime Mover-level Data | NEI avg EF - PM, fuel type, firing type
2019 | OR | Oxbow (OR) | 3014 | 1 | HY | OP | NA | WAT |  | 2433071 |  | 1.5381e-07 | EIA Prime Mover-level Data | NEI avg EF - PM, fuel type, firing type
2019 | OR | Oxbow (OR) | 3014 | 2 | HY | OP | NA | WAT |  | 2433071 |  | 1.5381e-07 | EIA Prime Mover-level Data | NEI avg EF - PM, fuel type, firing type
2019 | OR | Oxbow (OR) | 3014 | 3 | HY | OP | NA | WAT |  | 2433071 |  | 1.5381e-07 | EIA Prime Mover-level Data | NEI avg EF - PM, fuel type, firing type
2019 | OR | Oxbow (OR) | 3014 | 4 | HY | OP | NA | WAT |  | 2433071 |  | 1.5381e-07 | EIA Prime Mover-level Data | NEI avg EF - PM, fuel type, firing type
2019 | OR | Pacific Canyon Windfarm LLC | 56972 | 1 | WT | OP | NA | WND |  | 146418 |  | 0 | EIA Prime Mover-level Data | Estimated using an emission factor
2019 | OR | Paisley Geothermal Generating Plant | 59382 | SVEP1 | ST | OS | NA | GEO
2019 | OR | PaTu Wind Farm LLC | 57578 | PATU | WT | OP | NA | WND |  | 234389 |  | 0 | EIA Prime Mover-level Data | Estimated using an emission factor
2019 | OR | Pebble Springs Wind LLC | 56789 | 1 | WT | OP | NA | WND |  | 1744570 |  | 0 | EIA Prime Mover-level Data | Estimated using an emission factor
2019 | OR | Pelton | 3048 | 1 | HY | OP | NA | WAT |  | 1397037 |  | 1.5381e-07 | EIA Prime Mover-level Data | NEI avg EF - PM, fuel type, firing type
2019 | OR | Pelton | 3048 | 2 | HY | OP | NA | WAT |  | 1005867 |  | 1.5381e-07 | EIA Prime Mover-level Data | NEI avg EF - PM, fuel type, firing type
2019 | OR | Pelton | 3048 | 3 | HY | OP | NA | WAT |  | 1005867 |  | 1.5381e-07 | EIA Prime Mover-level Data | NEI avg EF - PM, fuel type, firing type
2019 | OR | Perennial Wind Chaser Station | 59721 | GT1 | GT | T | NA | NG
2019 | OR | Perennial Wind Chaser Station | 59721 | GT2 | GT | T | NA | NG
2019 | OR | Perennial Wind Chaser Station | 59721 | GT3 | GT | T | NA | NG
2019 | OR | Perennial Wind Chaser Station | 59721 | GT4 | GT | T | NA | NG
2019 | OR | Peters Drive Plant | 10324 | GEN3 | HY | OP | NA | WAT |  | 63914 |  | 1.5381e-07 | EIA Prime Mover-level Data | NEI avg EF - PM, fuel type, firing type
2019 | OR | PHP 1 | 4213 | 1 | HY | OP | NA | WAT |  | 277306 |  | 1.5381e-07 | EIA Prime Mover-level Data | NEI avg EF - PM, fuel type, firing type
2019 | OR | PHP 2 | 4214 | 2 | HY | OP | NA | WAT |  | 189771 |  | 1.5381e-07 | EIA Prime Mover-level Data | NEI avg EF - PM, fuel type, firing type
2019 | OR | Pika Solar | 63462 | PGR17 | PV | U | NA | SUN
2019 | OR | Poplars Ranch Solar LLC | 59890 | GEN | PV | CN | NA | SUN
2019 | OR | Port Westward Unit 2 | 58266 | 1 | IC | OP | NA | NG |  | 264676.4 | 0.055847 | 0.000422 | EIA Prime Mover-level Data | Estimated using an emission factor
2019 | OR | Port Westward Unit 2 | 58266 | 2 | IC | OP | NA | NG |  | 264676.4 | 0.055847 | 0.000422 | EIA Prime Mover-level Data | Estimated using an emission factor
2019 | OR | Port Westward Unit 2 | 58266 | 3 | IC | OP | NA | NG |  | 264676.4 | 0.055847 | 0.000422 | EIA Prime Mover-level Data | Estimated using an emission factor
2019 | OR | Port Westward Unit 2 | 58266 | 4 | IC | OP | NA | NG |  | 264676.4 | 0.055847 | 0.000422 | EIA Prime Mover-level Data | Estimated using an emission factor
2019 | OR | Port Westward Unit 2 | 58266 | 5 | IC | OP | NA | NG |  | 264676.4 | 0.055847 | 0.000422 | EIA Prime Mover-level Data | Estimated using an emission factor
2019 | OR | Port Westward Unit 2 | 58266 | 6 | IC | OP | NA | NG |  | 264676.4 | 0.055847 | 0.000422 | EIA Prime Mover-level Data | Estimated using an emission factor
2019 | OR | Port Westward Unit 2 | 58266 | 7 | IC | OP | NA | NG |  | 264676.4 | 0.055847 | 0.000422 | EIA Prime Mover-level Data | Estimated using an emission factor
2019 | OR | Port Westward Unit 2 | 58266 | 8 | IC | OP | NA | NG |  | 264676.4 | 0.055847 | 0.000422 | EIA Prime Mover-level Data | Estimated using an emission factor
2019 | OR | Port Westward Unit 2 | 58266 | 9 | IC | OP | NA | NG |  | 264676.4 | 0.055847 | 0.000422 | EIA Prime Mover-level Data | Estimated using an emission factor
2019 | OR | Port Westward Unit 2 | 58266 | 10 | IC | OP | NA | NG |  | 264676.4 | 0.055847 | 0.000422 | EIA Prime Mover-level Data | Estimated using an emission factor
2019 | OR | Port Westward Unit 2 | 58266 | 11 | IC | OP | NA | NG |  | 264676.4 | 0.055847 | 0.000422 | EIA Prime Mover-level Data | Estimated using an emission factor
2019 | OR | Port Westward Unit 2 | 58266 | 12 | IC | OP | NA | NG |  | 264676.4 | 0.055847 | 0.000422 | EIA Prime Mover-level Data | Estimated using an emission factor
2019 | OR | POTB Digester | 58591 | GEN1 | IC | OS | NA | OBG |  |  |  | 0.0147
2019 | OR | Powerdale | 3031 | 1 | HY | RE | NA | WAT
2019 | OR | Prineville Solar Energy LLC | 63049 | GEN1 | PV | U | NA | SUN
2019 | OR | Prospect 1 | 3032 | 1 | HY | OP | NA | WAT |  | 75782 |  | 1.5381e-07 | EIA Prime Mover-level Data | NEI avg EF - PM, fuel type, firing type
2019 | OR | Prospect 2 | 3033 | 1 | HY | OP | NA | WAT |  | 847282.5 |  | 1.5381e-07 | EIA Prime Mover-level Data | NEI avg EF - PM, fuel type, firing type
2019 | OR | Prospect 2 | 3033 | 2 | HY | OP | NA | WAT |  | 847282.5 |  | 1.5381e-07 | EIA Prime Mover-level Data | NEI avg EF - PM, fuel type, firing type
2019 | OR | Prospect 3 | 3034 | 1 | HY | OP | NA | WAT |  | 210348 |  | 1.5381e-07 | EIA Prime Mover-level Data | NEI avg EF - PM, fuel type, firing type
2019 | OR | Prospect 4 | 3035 | 1 | HY | OP | NA | WAT |  | 16178 |  | 1.5381e-07 | EIA Prime Mover-level Data | NEI avg EF - PM, fuel type, firing type
2019 | OR | Prospector Windfarm (Burnt River) | 59493 | PW | WT | OP | NA | WND |  | 250433 |  | 0 | EIA Prime Mover-level Data | Estimated using an emission factor
2019 | OR | Rafael Solar | 63206 | RSPV1 | PV | OP | NA | SUN |  | 4301 |  | 0 | EIA Prime Mover-level Data | Estimated using an emission factor
2019 | OR | Railroad Solar Center, LLC | 60333 | RSC1 | PV | OP | NA | SUN |  | 89689 |  | 0 | EIA Prime Mover-level Data | Estimated using an emission factor
2019 | OR | Riley | 63925 | RILEY | PV | V | NA | SUN
2019 | OR | River Mill | 3049 | 1 | HY | OP | NA | WAT |  | 109876.1 |  | 1.5381e-07 | EIA Prime Mover-level Data | NEI avg EF - PM, fuel type, firing type
2019 | OR | River Mill | 3049 | 2 | HY | OP | NA | WAT |  | 109876.1 |  | 1.5381e-07 | EIA Prime Mover-level Data | NEI avg EF - PM, fuel type, firing type
2019 | OR | River Mill | 3049 | 3 | HY | OP | NA | WAT |  | 109876.1 |  | 1.5381e-07 | EIA Prime Mover-level Data | NEI avg EF - PM, fuel type, firing type
2019 | OR | River Mill | 3049 | 4 | HY | OP | NA | WAT |  | 129853.6 |  | 1.5381e-07 | EIA Prime Mover-level Data | NEI avg EF - PM, fuel type, firing type
2019 | OR | River Mill | 3049 | 5 | HY | OP | NA | WAT |  | 166479 |  | 1.5381e-07 | EIA Prime Mover-level Data | NEI avg EF - PM, fuel type, firing type
2019 | OR | River Valley Solar | 63665 | W0054 | PV | P | NA | SUN
2019 | OR | Riverbend Landfill | 57019 | GEN1 | IC | OP | NA | LFG |  | 50678.5 | 0.37249 | 0.0147 | EIA Prime Mover-level Data | Estimated using an emission factor
2019 | OR | Riverbend Landfill | 57019 | GEN2 | IC | OP | NA | LFG |  | 50678.5 | 0.37249 | 0.0147 | EIA Prime Mover-level Data | Estimated using an emission factor
2019 | OR | Riverbend Landfill | 57019 | GEN3 | IC | OP | NA | LFG |  | 50678.5 | 0.37249 | 0.0147 | EIA Prime Mover-level Data | Estimated using an emission factor
2019 | OR | Riverbend Landfill | 57019 | GEN4 | IC | OP | NA | LFG |  | 50678.5 | 0.37249 | 0.0147 | EIA Prime Mover-level Data | Estimated using an emission factor
2019 | OR | Riverbend Landfill | 57019 | GEN5 | IC | OP | NA | LFG |  | 50678.5 | 0.37249 | 0.0147 | EIA Prime Mover-level Data | Estimated using an emission factor
2019 | OR | Riverbend Landfill | 57019 | GEN6 | IC | OP | NA | LFG |  | 50678.5 | 0.37249 | 0.0147 | EIA Prime Mover-level Data | Estimated using an emission factor
2019 | OR | Rock Garden Solar, LLC | 63779 | 4 | PV | T | NA | SUN
2019 | OR | Roseburg LFG | 57911 | 1 | IC | OP | NA | LFG |  | 64990 | 0.47768 | 0.0147 | EIA Prime Mover-level Data | Estimated using an emission factor
2019 | OR | Round Butte | 3050 | 1 | HY | OP | NA | WAT |  | 2341744 |  | 1.5381e-07 | EIA Prime Mover-level Data | NEI avg EF - PM, fuel type, firing type
2019 | OR | Round Butte | 3050 | 2 | HY | OP | NA | WAT |  | 2706015 |  | 1.5381e-07 | EIA Prime Mover-level Data | NEI avg EF - PM, fuel type, firing type
2019 | OR | Round Butte | 3050 | 3 | HY | OP | NA | WAT |  | 2706015 |  | 1.5381e-07 | EIA Prime Mover-level Data | NEI avg EF - PM, fuel type, firing type
2019 | OR | Salem Smart Power Center | 60441 | SSPC | BA | SB | NA | MWH |  | 0 |  |  | EIA Prime Mover-level Data
2019 | OR | Sand Ranch Windfarm LLC | 56973 | 1 | WT | OP | NA | WND |  | 183805 |  | 0 | EIA Prime Mover-level Data | Estimated using an emission factor
2019 | OR | Seneca Sustainable Energy LLC | 57457 | 1 | ST | OP | NA | WDS |  | 1182996 | 13.4934 | 0.022812 | EIA Unit-level Data | NEI avg EF - PM, fuel type
2019 | OR | Sheep Solar | 61830 | PGRC8 | PV | OP | NA | SUN |  | 33941 |  | 0 | EIA Prime Mover-level Data | Estimated using an emission factor
2019 | OR | Shell New Energies, Junction City | 59704 | JCBIO | GT | OA | NA | OBG |  | 12497 | 0.13497 | 0.0216 | EIA Prime Mover-level Data | Estimated using an emission factor
2019 | OR | Short Mountain | 7413 | 1 | IC | OP | NA | LFG |  | 71157.25 | 0.52301 | 0.0147 | EIA Prime Mover-level Data | Estimated using an emission factor
2019 | OR | Short Mountain | 7413 | 2 | IC | OP | NA | LFG |  | 71157.25 | 0.52301 | 0.0147 | EIA Prime Mover-level Data | Estimated using an emission factor
2019 | OR | Short Mountain | 7413 | 3 | IC | OP | NA | LFG |  | 71157.25 | 0.52301 | 0.0147 | EIA Prime Mover-level Data | Estimated using an emission factor
2019 | OR | Short Mountain | 7413 | 4 | IC | OP | NA | LFG |  | 71157.25 | 0.52301 | 0.0147 | EIA Prime Mover-level Data | Estimated using an emission factor
2019 | OR | Silverton Solar | 61829 | PGRC7 | PV | OP | NA | SUN |  | 31814 |  | 0 | EIA Prime Mover-level Data | Estimated using an emission factor
2019 | OR | Siphon Power Project | 50980 | GEN1 | HY | OP | NA | WAT |  | 75568.5 |  | 1.5381e-07 | EIA Prime Mover-level Data | NEI avg EF - PM, fuel type, firing type
2019 | OR | Siphon Power Project | 50980 | GEN2 | HY | OP | NA | WAT |  | 75568.5 |  | 1.5381e-07 | EIA Prime Mover-level Data | NEI avg EF - PM, fuel type, firing type
2019 | OR | Slide Creek | 3036 | 1 | HY | OP | NA | WAT |  | 411998 |  | 1.5381e-07 | EIA Prime Mover-level Data | NEI avg EF - PM, fuel type, firing type
2019 | OR | Soda Springs | 3037 | 1 | HY | OP | NA | WAT |  | 339252 |  | 1.5381e-07 | EIA Prime Mover-level Data | NEI avg EF - PM, fuel type, firing type
2019 | OR | Solar Star Oregon II | 61048 | PV1 | PV | OP | NA | SUN |  | 1122251 |  | 0 | EIA Prime Mover-level Data | Estimated using an emission factor
2019 | OR | South Hurlburt Wind LLC | 57549 | SOUTH | WT | OP | NA | WND |  | 4371846 |  | 0 | EIA Prime Mover-level Data | Estimated using an emission factor
2019 | OR | Sprague Hydro | 10737 | GEN1 | HY | OP | NA | WAT |  | 25714 |  | 1.5381e-07 | EIA Prime Mover-level Data | NEI avg EF - PM, fuel type, firing type
2019 | OR | St Louis Solar | 63456 | W9319 | PV | P | NA | SUN
2019 | OR | Star Point Wind Project LLC | 57096 | 1 | WT | OP | NA | WND |  | 1886044 |  | 0 | EIA Prime Mover-level Data | Estimated using an emission factor
2019 | OR | Starvation | 63344 | STAR | PV | OP | NA | SUN |  | 1514 |  | 0 | EIA Prime Mover-level Data | Estimated using an emission factor
2019 | OR | Steel Bridge Solar, LLC | 60057 | STEEL | PV | OP | NA | SUN |  | 27861 |  | 0 | EIA Prime Mover-level Data | Estimated using an emission factor
2019 | OR | Stone Creek | 7508 | 1 | HY | OP | NA | WAT |  | 379043 |  | 1.5381e-07 | EIA Prime Mover-level Data | NEI avg EF - PM, fuel type, firing type
2019 | OR | Sullivan | 3053 | 1 | HY | OP | NA | WAT |  | 91739.45 |  | 1.5381e-07 | EIA Prime Mover-level Data | NEI avg EF - PM, fuel type, firing type
2019 | OR | Sullivan | 3053 | 2 | HY | OP | NA | WAT |  | 91739.45 |  | 1.5381e-07 | EIA Prime Mover-level Data | NEI avg EF - PM, fuel type, firing type
2019 | OR | Sullivan | 3053 | 3 | HY | OP | NA | WAT |  | 91739.45 |  | 1.5381e-07 | EIA Prime Mover-level Data | NEI avg EF - PM, fuel type, firing type
2019 | OR | Sullivan | 3053 | 4 | HY | OP | NA | WAT |  | 91739.45 |  | 1.5381e-07 | EIA Prime Mover-level Data | NEI avg EF - PM, fuel type, firing type
2019 | OR | Sullivan | 3053 | 5 | HY | OP | NA | WAT |  | 91739.45 |  | 1.5381e-07 | EIA Prime Mover-level Data | NEI avg EF - PM, fuel type, firing type
2019 | OR | Sullivan | 3053 | 6 | HY | OP | NA | WAT |  | 91739.45 |  | 1.5381e-07 | EIA Prime Mover-level Data | NEI avg EF - PM, fuel type, firing type
2019 | OR | Sullivan | 3053 | 7 | HY | OP | NA | WAT |  | 91739.45 |  | 1.5381e-07 | EIA Prime Mover-level Data | NEI avg EF - PM, fuel type, firing type
2019 | OR | Sullivan | 3053 | 8 | HY | OP | NA | WAT |  | 91739.45 |  | 1.5381e-07 | EIA Prime Mover-level Data | NEI avg EF - PM, fuel type, firing type
2019 | OR | Sullivan | 3053 | 9 | HY | OP | NA | WAT |  | 76449.55 |  | 1.5381e-07 | EIA Prime Mover-level Data | NEI avg EF - PM, fuel type, firing type
2019 | OR | Sullivan | 3053 | 10 | HY | OP | NA | WAT |  | 91739.45 |  | 1.5381e-07 | EIA Prime Mover-level Data | NEI avg EF - PM, fuel type, firing type
2019 | OR | Sullivan | 3053 | 11 | HY | OP | NA | WAT |  | 91739.45 |  | 1.5381e-07 | EIA Prime Mover-level Data | NEI avg EF - PM, fuel type, firing type
2019 | OR | Sullivan | 3053 | 12 | HY | OP | NA | WAT |  | 91739.45 |  | 1.5381e-07 | EIA Prime Mover-level Data | NEI avg EF - PM, fuel type, firing type
2019 | OR | Sullivan | 3053 | 13 | HY | OP | NA | WAT |  | 91739.45 |  | 1.5381e-07 | EIA Prime Mover-level Data | NEI avg EF - PM, fuel type, firing type
2019 | OR | SulusSolar17 | 63908 | SS17 | PV | P | NA | SUN
2019 | OR | Summit Ridge I Wind Farm | 58894 | SRWF | WT | CN | NA | WND
2019 | OR | Suntex Solar, LLC | 63778 | 3 | PV | T | NA | SUN
2019 | OR | The Dalles | 3895 | 1 | HY | OA | NA | WAT |  | 2262979 |  | 1.5381e-07 | EIA Prime Mover-level Data | NEI avg EF - PM, fuel type, firing type
2019 | OR | The Dalles | 3895 | 2 | HY | OA | NA | WAT |  | 2262979 |  | 1.5381e-07 | EIA Prime Mover-level Data | NEI avg EF - PM, fuel type, firing type
2019 | OR | The Dalles | 3895 | 3 | HY | OP | NA | WAT |  | 2262979 |  | 1.5381e-07 | EIA Prime Mover-level Data | NEI avg EF - PM, fuel type, firing type
2019 | OR | The Dalles | 3895 | 4 | HY | OP | NA | WAT |  | 2262979 |  | 1.5381e-07 | EIA Prime Mover-level Data | NEI avg EF - PM, fuel type, firing type
2019 | OR | The Dalles | 3895 | 5 | HY | OP | NA | WAT |  | 2602426 |  | 1.5381e-07 | EIA Prime Mover-level Data | NEI avg EF - PM, fuel type, firing type
2019 | OR | The Dalles | 3895 | 6 | HY | OP | NA | WAT |  | 2262979 |  | 1.5381e-07 | EIA Prime Mover-level Data | NEI avg EF - PM, fuel type, firing type
2019 | OR | The Dalles | 3895 | 7 | HY | OP | NA | WAT |  | 2262979 |  | 1.5381e-07 | EIA Prime Mover-level Data | NEI avg EF - PM, fuel type, firing type
2019 | OR | The Dalles | 3895 | 8 | HY | OP | NA | WAT |  | 2262979 |  | 1.5381e-07 | EIA Prime Mover-level Data | NEI avg EF - PM, fuel type, firing type
2019 | OR | The Dalles | 3895 | 9 | HY | OP | NA | WAT |  | 2262979 |  | 1.5381e-07 | EIA Prime Mover-level Data | NEI avg EF - PM, fuel type, firing type
2019 | OR | The Dalles | 3895 | 10 | HY | OP | NA | WAT |  | 2262979 |  | 1.5381e-07 | EIA Prime Mover-level Data | NEI avg EF - PM, fuel type, firing type
2019 | OR | The Dalles | 3895 | 11 | HY | OA | NA | WAT |  | 2262979 |  | 1.5381e-07 | EIA Prime Mover-level Data | NEI avg EF - PM, fuel type, firing type
2019 | OR | The Dalles | 3895 | 12 | HY | OA | NA | WAT |  | 2262979 |  | 1.5381e-07 | EIA Prime Mover-level Data | NEI avg EF - PM, fuel type, firing type
2019 | OR | The Dalles | 3895 | 13 | HY | OA | NA | WAT |  | 2262979 |  | 1.5381e-07 | EIA Prime Mover-level Data | NEI avg EF - PM, fuel type, firing type
2019 | OR | The Dalles | 3895 | 14 | HY | OP | NA | WAT |  | 2262979 |  | 1.5381e-07 | EIA Prime Mover-level Data | NEI avg EF - PM, fuel type, firing type
2019 | OR | The Dalles | 3895 | 15 | HY | OP | NA | WAT |  | 2495080 |  | 1.5381e-07 | EIA Prime Mover-level Data | NEI avg EF - PM, fuel type, firing type
2019 | OR | The Dalles | 3895 | 16 | HY | OP | NA | WAT |  | 2495080 |  | 1.5381e-07 | EIA Prime Mover-level Data | NEI avg EF - PM, fuel type, firing type
2019 | OR | The Dalles | 3895 | 17 | HY | OP | NA | WAT |  | 2495080 |  | 1.5381e-07 | EIA Prime Mover-level Data | NEI avg EF - PM, fuel type, firing type
2019 | OR | The Dalles | 3895 | 18 | HY | OP | NA | WAT |  | 2495080 |  | 1.5381e-07 | EIA Prime Mover-level Data | NEI avg EF - PM, fuel type, firing type
2019 | OR | The Dalles | 3895 | 19 | HY | OS | NA | WAT |  | 2495080 |  | 1.5381e-07 | EIA Prime Mover-level Data | NEI avg EF - PM, fuel type, firing type
2019 | OR | The Dalles | 3895 | 20 | HY | OS | NA | WAT |  | 2495080 |  | 1.5381e-07 | EIA Prime Mover-level Data | NEI avg EF - PM, fuel type, firing type
2019 | OR | The Dalles | 3895 | 21 | HY | OP | NA | WAT |  | 2495080 |  | 1.5381e-07 | EIA Prime Mover-level Data | NEI avg EF - PM, fuel type, firing type
2019 | OR | The Dalles | 3895 | 22 | HY | OP | NA | WAT |  | 2495080 |  | 1.5381e-07 | EIA Prime Mover-level Data | NEI avg EF - PM, fuel type, firing type
2019 | OR | The Dalles | 3895 | F1 | HY | OA | NA | WAT |  | 406175.7 |  | 1.5381e-07 | EIA Prime Mover-level Data | NEI avg EF - PM, fuel type, firing type
2019 | OR | The Dalles | 3895 | F2 | HY | OA | NA | WAT |  | 406175.7 |  | 1.5381e-07 | EIA Prime Mover-level Data | NEI avg EF - PM, fuel type, firing type
2019 | OR | Thomas Creek Solar | 63443 | W9318 | PV | OP | NA | SUN |  | 766 |  | 0 | EIA Prime Mover-level Data | Estimated using an emission factor
2019 | OR | Threemile Canyon | 56933 | 1 | WT | OP | NA | WND |  | 170449 |  | 0 | EIA Prime Mover-level Data | Estimated using an emission factor
2019 | OR | Threemile Digester | 58382 | GEN1 | IC | OP | NA | OBG |  | 113207.3 | 0.83207 | 0.0147 | EIA Prime Mover-level Data | Estimated using an emission factor
2019 | OR | Threemile Digester | 58382 | GEN2 | IC | OP | NA | OBG |  | 113207.3 | 0.83207 | 0.0147 | EIA Prime Mover-level Data | Estimated using an emission factor
2019 | OR | Threemile Digester | 58382 | GEN3 | IC | OP | NA | OBG |  | 113207.3 | 0.83207 | 0.0147 | EIA Prime Mover-level Data | Estimated using an emission factor
2019 | OR | Thunderegg Solar Center, LLC | 60334 | TSC1 | PV | OP | NA | SUN |  | 199841 |  | 0 | EIA Prime Mover-level Data | Estimated using an emission factor
2019 | OR | Tickle Creek Solar | 63442 | W9317 | PV | OP | NA | SUN |  | 169 |  | 0 | EIA Prime Mover-level Data | Estimated using an emission factor
2019 | OR | Timothy Lake Powerhouse | 60868 | 1 | HY | OP | NA | WAT |  |  |  | 1.5381e-07
2019 | OR | Toketee Falls | 3040 | 1 | HY | OP | NA | WAT |  | 573880.3 |  | 1.5381e-07 | EIA Prime Mover-level Data | NEI avg EF - PM, fuel type, firing type
2019 | OR | Toketee Falls | 3040 | 2 | HY | OP | NA | WAT |  | 573880.3 |  | 1.5381e-07 | EIA Prime Mover-level Data | NEI avg EF - PM, fuel type, firing type
2019 | OR | Toketee Falls | 3040 | 3 | HY | OP | NA | WAT |  | 573880.3 |  | 1.5381e-07 | EIA Prime Mover-level Data | NEI avg EF - PM, fuel type, firing type
2019 | OR | Tumbleweed Solar, LLC | 61580 | TUMBL | PV | OP | NA | SUN |  | 171501 |  | 0 | EIA Prime Mover-level Data | Estimated using an emission factor
2019 | OR | Tunnel 1 Power Project | 50362 | GEN1 | HY | SB | NA | WAT |  | 198704 |  | 1.5381e-07 | EIA Prime Mover-level Data | NEI avg EF - PM, fuel type, firing type
2019 | OR | Univ of Oregon Central Power Station | 54950 | CTG1 | CT |  | NA |  |  | 12079.6 |  |  | EIA Unit-level Data
2019 | OR | Univ of Oregon Central Power Station | 54950 | STG1 | CA | OP | NA | NG |  |  |  | 0.0010092
2019 | OR | Vale Air Solar Center, LLC | 60335 | VASC1 | PV | OP | NA | SUN |  | 195229 |  | 0 | EIA Prime Mover-level Data | Estimated using an emission factor
2019 | OR | Vale Solar Center | 61856 | VALE | PV | V | NA | SUN
2019 | OR | Valley Creek Solar | 61828 | PGRC6 | PV | OP | NA | SUN |  | 32571 |  | 0 | EIA Prime Mover-level Data | Estimated using an emission factor
2019 | OR | Vansycle | 55125 | WGNS | WT | OP | NA | WND |  | 512237 |  | 0 | EIA Prime Mover-level Data | Estimated using an emission factor
2019 | OR | Vansycle II Wind Energy Center | 58324 | SIE23 | WT | OP | NA | WND |  | 1835532 |  | 0 | EIA Prime Mover-level Data | Estimated using an emission factor
2019 | OR | Wagon Trail LLC | 56974 | 1 | WT | OP | NA | WND |  | 56800 |  | 0 | EIA Prime Mover-level Data | Estimated using an emission factor
2019 | OR | Wallowa Falls | 3041 | 1 | HY | OP | NA | WAT |  | 24442 |  | 1.5381e-07 | EIA Prime Mover-level Data | NEI avg EF - PM, fuel type, firing type
2019 | OR | Walterville | 3071 | 1 | HY | OP | NA | WAT |  | 399441 |  | 1.5381e-07 | EIA Prime Mover-level Data | NEI avg EF - PM, fuel type, firing type
2019 | OR | Ward Butte Windfarm LLC | 56975 | 1 | WT | OP | NA | WND |  | 130043 |  | 0 | EIA Prime Mover-level Data | Estimated using an emission factor
2019 | OR | Warm Springs Power Enterprises | 54721 | 0001 | HY | OP | NA | WAT |  | 554532 |  | 1.5381e-07 | EIA Prime Mover-level Data | NEI avg EF - PM, fuel type, firing type
2019 | OR | Waste Management Columbia Ridge LFGTE | 57015 | GEN1 | IC | OP | NA | LFG |  | 77998.25 | 0.57329 | 0.0147 | EIA Prime Mover-level Data | Estimated using an emission factor
2019 | OR | Waste Management Columbia Ridge LFGTE | 57015 | GEN10 | IC | OP | NA | LFG |  | 155996.5 | 1.1466 | 0.0147 | EIA Prime Mover-level Data | Estimated using an emission factor
2019 | OR | Waste Management Columbia Ridge LFGTE | 57015 | GEN11 | IC | OP | NA | LFG |  | 155996.5 | 1.1466 | 0.0147 | EIA Prime Mover-level Data | Estimated using an emission factor
2019 | OR | Waste Management Columbia Ridge LFGTE | 57015 | GEN12 | IC | OP | NA | LFG |  | 155996.5 | 1.1466 | 0.0147 | EIA Prime Mover-level Data | Estimated using an emission factor
2019 | OR | Waste Management Columbia Ridge LFGTE | 57015 | GEN2 | IC | OP | NA | LFG |  | 77998.25 | 0.57329 | 0.0147 | EIA Prime Mover-level Data | Estimated using an emission factor
2019 | OR | Waste Management Columbia Ridge LFGTE | 57015 | GEN3 | IC | OP | NA | LFG |  | 77998.25 | 0.57329 | 0.0147 | EIA Prime Mover-level Data | Estimated using an emission factor
2019 | OR | Waste Management Columbia Ridge LFGTE | 57015 | GEN4 | IC | OP | NA | LFG |  | 77998.25 | 0.57329 | 0.0147 | EIA Prime Mover-level Data | Estimated using an emission factor
2019 | OR | Waste Management Columbia Ridge LFGTE | 57015 | GEN5 | IC | OP | NA | LFG |  | 77998.25 | 0.57329 | 0.0147 | EIA Prime Mover-level Data | Estimated using an emission factor
2019 | OR | Waste Management Columbia Ridge LFGTE | 57015 | GEN6 | IC | OP | NA | LFG |  | 77998.25 | 0.57329 | 0.0147 | EIA Prime Mover-level Data | Estimated using an emission factor
2019 | OR | Waste Management Columbia Ridge LFGTE | 57015 | GEN7 | IC | OP | NA | LFG |  | 77998.25 | 0.57329 | 0.0147 | EIA Prime Mover-level Data | Estimated using an emission factor
2019 | OR | Waste Management Columbia Ridge LFGTE | 57015 | GEN8 | IC | OP | NA | LFG |  | 77998.25 | 0.57329 | 0.0147 | EIA Prime Mover-level Data | Estimated using an emission factor
2019 | OR | Waste Management Columbia Ridge LFGTE | 57015 | GEN9 | IC | OP | NA | LFG |  | 155996.5 | 1.1466 | 0.0147 | EIA Prime Mover-level Data | Estimated using an emission factor
2019 | OR | West Hines Solar I, LLC | 63796 | 1 | PV | V | NA | SUN
2019 | OR | Wheat Field Wind Power Project | 56854 | GEN1 | WT | OP | NA | WND |  | 1637401 |  | 0 | EIA Prime Mover-level Data | Estimated using an emission factor
2019 | OR | Wheatridge Hybrid | 62745 | BTRY | BA | L | NA | MWH
2019 | OR | Wheatridge Hybrid | 62745 | SOLAR | PV | L | NA | SUN
2019 | OR | Wheatridge Hybrid | 62745 | WIND | WT | L | NA | WND
2019 | OR | Williams Acres Solar | 63664 | W0055 | PV | P | NA | SUN
2019 | OR | Willow Creek Energy Center | 56952 | 1 | WT | OP | NA | WND |  | 1685437 |  | 0 | EIA Prime Mover-level Data | Estimated using an emission factor
2019 | OR | Willow Spring Windfarm (Burnt River) | 59494 | WSW | WT | OP | NA | WND |  | 285134 |  | 0 | EIA Prime Mover-level Data | Estimated using an emission factor
2019 | OR | Woodline Solar | 61559 | PGRD5 | PV | OP | NA | SUN |  | 160781 |  | 0 | EIA Prime Mover-level Data | Estimated using an emission factor
2019 | OR | WyEast Solar | 61345 | PV1 | PV | OP | NA | SUN |  | 167626 |  | 0 | EIA Prime Mover-level Data | Estimated using an emission factor
2019 | OR | Yamhill Solar LLC | 57652 | 1 | PV | OP | NA | SUN |  | 10738 |  | 0 | EIA Prime Mover-level Data | Estimated using an emission factor
2019 | OR | Boardman | 6106 | 1SG | ST | OP | WALL | SUB | 5750 | 26528700 | 395.4398 | 0.029812 | EPA/CAMD | EPA/NEI | 1980
2019 | OR | Carty Generating Station | 58503 | CTEU1 | CT | OP | CC | NG | 7299 | 21347340 | 53.6729 | 0.0050285 | EPA/CAMD | EPA/NEI | 2016
2019 | OR | Coyote Springs | 7350 | CTG1 | CT | OP | CC | NG | 7262 | 12160400 | 11.4826 | 0.0018885 | EPA/CAMD | EPA/NEI | 1995
2019 | OR | Coyote Springs | 7350 | CTG2 | CT | OP | CC | NG | 7421 | 13013560 | 12.8292 | 0.0019717 | EPA/CAMD | EPA/NEI | 2003
2019 | OR | Hermiston | 54761 | 1 | CT | OP | CC | NG | 7291 | 11379080 | 1.081 | 0.00019 | EPA/CAMD | EPA/NEI | 1996
2019 | OR | Hermiston | 54761 | 2 | CT | OP | CC | NG | 6537 | 10021120 | 0.95201 | 0.00019 | EPA/CAMD | EPA/NEI | 1996
2019 | OR | Hermiston Power Plant | 55328 | CTG-1 | CT | OP | CC | NG | 7594 | 15743130 | 44.11 | 0.0056037 | EPA/CAMD | EPA/NEI | 2002
2019 | OR | Hermiston Power Plant | 55328 | CTG-2 | CT | OP | CC | NG | 7603 | 15774240 | 41.0502 | 0.0052047 | EPA/CAMD | EPA/NEI | 2002
2019 | OR | Klamath Cogeneration Project | 55103 | CT1 | CT | OP | CC | NG | 7249 | 12256790 | 18.9884 | 0.0030984 | EPA/CAMD | EPA/NEI | 2001
2019 | OR | Klamath Cogeneration Project | 55103 | CT2 | CT | OP | CC | NG | 7503 | 12691470 | 20.0752 | 0.0031636 | EPA/CAMD | EPA/NEI | 2001
2019 | OR | Klamath Generation Peakers | 55544 | GT1 | GT | OP | CT | NG | 1279 | 243660.9 | 6.132 | 0.050332 | EPA/CAMD | EPA/NEI | 2002
2019 | OR | Klamath Generation Peakers | 55544 | GT2 | GT | OP | CT | NG | 1239 | 231080.6 | 5.2553 | 0.045484 | EPA/CAMD | EPA/NEI | 2002
2019 | OR | Klamath Generation Peakers | 55544 | GT3 | GT | OP | CT | NG | 1095 | 202838.1 | 3.9576 | 0.039022 | EPA/CAMD | EPA/NEI | 2002
2019 | OR | Klamath Generation Peakers | 55544 | GT4 | GT | OP | CT | NG | 1296 | 243960.9 | 4.618 | 0.037858 | EPA/CAMD | EPA/NEI | 2002
2019 | OR | Port Westward | 56227 | PWEU1 | CT | OP | CC | NG | 7299 | 19039400 | 60.3355 | 0.006338 | EPA/CAMD | EPA/NEI | 2007
2019 | PA | 500 Virginia Solar | 57640 | 1 | PV | OP | NA | SUN |  | 9161 |  | 0 | EIA Prime Mover-level Data | Estimated using an emission factor
2019 | PA | Allegheny Hydro No 8 | 50897 | GEN1 | HY | OP | NA | WAT |  | 451054.5 |  | 1.5381e-07 | EIA Prime Mover-level Data | NEI avg EF - PM, fuel type, firing type
2019 | PA | Allegheny Hydro No 8 | 50897 | GEN2 | HY | OP | NA | WAT |  | 451054.5 |  | 1.5381e-07 | EIA Prime Mover-level Data | NEI avg EF - PM, fuel type, firing type
2019 | PA | Allegheny Hydro No 9 | 50898 | GEN1 | HY | OP | NA | WAT |  | 544363.5 |  | 1.5381e-07 | EIA Prime Mover-level Data | NEI avg EF - PM, fuel type, firing type
2019 | PA | Allegheny Hydro No 9 | 50898 | GEN2 | HY | OP | NA | WAT |  | 544363.5 |  | 1.5381e-07 | EIA Prime Mover-level Data | NEI avg EF - PM, fuel type, firing type
2019 | PA | Allegheny L&D2 Hydroelectric Project | 62401 | NA1 | HY | P | NA | WAT
2019 | PA | Allegheny L&D2 Hydroelectric Project | 62401 | NA2 | HY | P | NA | WAT
2019 | PA | Allegheny No 6 Hydro Station | 50894 | GEN1 | HY | OP | NA | WAT |  | 186628 |  | 1.5381e-07 | EIA Prime Mover-level Data | NEI avg EF - PM, fuel type, firing type
2019 | PA | Allegheny No 6 Hydro Station | 50894 | GEN2 | HY | OP | NA | WAT |  | 186628 |  | 1.5381e-07 | EIA Prime Mover-level Data | NEI avg EF - PM, fuel type, firing type
2019 | PA | Allegheny No. 5 Hydro Station | 50893 | GEN1 | HY | OP | NA | WAT |  | 184317 |  | 1.5381e-07 | EIA Prime Mover-level Data | NEI avg EF - PM, fuel type, firing type
2019 | PA | Allegheny No. 5 Hydro Station | 50893 | GEN2 | HY | OP | NA | WAT |  | 184317 |  | 1.5381e-07 | EIA Prime Mover-level Data | NEI avg EF - PM, fuel type, firing type
2019 | PA | Allegheny Ridge Wind Farm | 56451 | 1 | WT | OP | NA | WND |  | 1728410 |  | 0 | EIA Prime Mover-level Data | Estimated using an emission factor
2019 | PA | Allenwood | 57581 | 1 | IC | OP | NA | LFG |  | 129841.5 | 0.95434 | 0.0147 | EIA Prime Mover-level Data | Estimated using an emission factor
2019 | PA | Allenwood | 57581 | 2 | IC | OP | NA | LFG |  | 129841.5 | 0.95434 | 0.0147 | EIA Prime Mover-level Data | Estimated using an emission factor
2019 | PA | Alpaca | 58813 | 1 | IC | OP | NA | NG |  | 136140.3 | 0.028726 | 0.000422 | EIA Prime Mover-level Data | Estimated using an emission factor
2019 | PA | Alpaca | 58813 | 2 | IC | OP | NA | NG |  | 136140.3 | 0.028726 | 0.000422 | EIA Prime Mover-level Data | Estimated using an emission factor
2019 | PA | Alpaca | 58813 | 3 | IC | OP | NA | NG |  | 136140.3 | 0.028726 | 0.000422 | EIA Prime Mover-level Data | Estimated using an emission factor
2019 | PA | Alpaca | 58813 | GEN1 | IC | IP | NA | NG
2019 | PA | Alpaca | 58813 | GEN2 | IC | IP | NA | NG
2019 | PA | Alpaca | 58813 | GEN3 | IC | IP | NA | NG
2019 | PA | Alpaca | 58813 | GEN4 | IC | IP | NA | NG
2019 | PA | Alpaca | 58813 | GEN5 | IC | IP | NA | NG
2019 | PA | Amity Energy LLC | 59418 | 1 | IC | L | NA | NG
2019 | PA | Amity Energy LLC | 59418 | 2 | IC | L | NA | NG
2019 | PA | Amity Energy LLC | 59418 | 3 | IC | L | NA | NG
2019 | PA | Amity Energy LLC | 59418 | GEN1 | IC | IP | NA | NG
2019 | PA | Amity Energy LLC | 59418 | GEN2 | IC | IP | NA | NG
2019 | PA | Amity Energy LLC | 59418 | GEN3 | IC | IP | NA | NG
2019 | PA | Amity Energy LLC | 59418 | GEN4 | IC | IP | NA | NG
2019 | PA | Amity Energy LLC | 59418 | GEN5 | IC | IP | NA | NG
2019 | PA | Anchor Energy | 61304 | GEN1 | IC | P | NA | NG
2019 | PA | Anchor Energy | 61304 | GEN2 | IC | P | NA | NG
2019 | PA | Anchor Energy | 61304 | GEN3 | IC | P | NA | NG
2019 | PA | Anchor Energy | 61304 | GEN4 | IC | P | NA | NG
2019 | PA | Anchor Energy | 61304 | GEN5 | IC | P | NA | NG
2019 | PA | Aqua Ingrams Mill | 57280 | 1 | PV | OP | NA | SUN |  | 11983 |  | 0 | EIA Prime Mover-level Data | Estimated using an emission factor
2019 | PA | Armenia Mountain Wind Farm | 57044 | 1 | WT | OP | NA | WND |  | 2070929 |  | 0 | EIA Prime Mover-level Data | Estimated using an emission factor
2019 | PA | Bayles | 58816 | 1 | IC | IP | NA | NG
2019 | PA | Bayles | 58816 | 2 | IC | IP | NA | NG
2019 | PA | Bayles | 58816 | 3 | IC | IP | NA | NG
2019 | PA | Bayles | 58816 | GEN1 | IC | IP | NA | NG
2019 | PA | Bayles | 58816 | GEN2 | IC | IP | NA | NG
2019 | PA | Bayles | 58816 | GEN3 | IC | IP | NA | NG
2019 | PA | Bayles | 58816 | GEN4 | IC | IP | NA | NG
2019 | PA | Bayles | 58816 | GEN5 | IC | IP | NA | NG
2019 | PA | Beaver Dam | 58811 | GEN1 | IC | OP | NA | NG |  | 82050.6 | 0.017313 | 0.000422 | EIA Prime Mover-level Data | Estimated using an emission factor
2019 | PA | Beaver Dam | 58811 | GEN2 | IC | OP | NA | NG |  | 82050.6 | 0.017313 | 0.000422 | EIA Prime Mover-level Data | Estimated using an emission factor
2019 | PA | Beaver Dam | 58811 | GEN3 | IC | OP | NA | NG |  | 82050.6 | 0.017313 | 0.000422 | EIA Prime Mover-level Data | Estimated using an emission factor
2019 | PA | Beaver Dam | 58811 | GEN4 | IC | OP | NA | NG |  | 82050.6 | 0.017313 | 0.000422 | EIA Prime Mover-level Data | Estimated using an emission factor
2019 | PA | Beaver Dam | 58811 | GEN5 | IC | OP | NA | NG |  | 82050.6 | 0.017313 | 0.000422 | EIA Prime Mover-level Data | Estimated using an emission factor
2019 | PA | Beaver Solar LLC | 59546 | PV1 | PV | OP | NA | SUN |  | 11413 |  | 0 | EIA Prime Mover-level Data | Estimated using an emission factor
2019 | PA | Beaver Valley | 6040 | 1 | ST | OP | NA | NUC |  | 77444380 |  | 0 | EIA Prime Mover-level Data | Estimated using an emission factor
2019 | PA | Beaver Valley | 6040 | 2 | ST | OP | NA | NUC |  | 83946030 |  | 0 | EIA Prime Mover-level Data | Estimated using an emission factor
2019 | PA | Beaver Valley Patterson Dam | 10546 | GEN1 | HY | OP | NA | WAT |  | 13934.33 |  | 1.5381e-07 | EIA Prime Mover-level Data | NEI avg EF - PM, fuel type, firing type
2019 | PA | Beaver Valley Patterson Dam | 10546 | GEN2 | HY | OP | NA | WAT |  | 13934.33 |  | 1.5381e-07 | EIA Prime Mover-level Data | NEI avg EF - PM, fuel type, firing type
2019 | PA | Beaver Valley Patterson Dam | 10546 | GEN3 | HY | OP | NA | WAT |  | 13934.33 |  | 1.5381e-07 | EIA Prime Mover-level Data | NEI avg EF - PM, fuel type, firing type
2019 | PA | Bethlehem Renewable Energy LLC | 56572 | 1 | GT | RE | NA | LFG |  | 37239 | 0.40218 | 0.0216 | EIA Prime Mover-level Data | Estimated using an emission factor
2019 | PA | Big Level Wind | 60551 | BLW01 | WT | OP | NA | WND |  | 92210 |  | 0 | EIA Prime Mover-level Data | Estimated using an emission factor
2019 | PA | Blossburg | 3120 | 1 | GT | OP | NA | NG |  | 50251 | 0.13777 | 0.0054834 | EIA Prime Mover-level Data | NEI avg EF - PM, fuel type, firing type
2019 | PA | Blue Ridge Landfill | 57466 | GEN1 | IC | OP | NA | LFG |  | 140105.8 | 1.0298 | 0.0147 | EIA Prime Mover-level Data | Estimated using an emission factor
2019 | PA | Blue Ridge Landfill | 57466 | GEN2 | IC | OP | NA | LFG |  | 140105.8 | 1.0298 | 0.0147 | EIA Prime Mover-level Data | Estimated using an emission factor
2019 | PA | Blue Ridge Landfill | 57466 | GEN3 | IC | OP | NA | LFG |  | 140105.8 | 1.0298 | 0.0147 | EIA Prime Mover-level Data | Estimated using an emission factor
2019 | PA | Blue Ridge Landfill | 57466 | GEN4 | IC | OP | NA | LFG |  | 140105.8 | 1.0298 | 0.0147 | EIA Prime Mover-level Data | Estimated using an emission factor
2019 | PA | Braddock Lock and Dam | 59091 | GEN1 | HY | L | NA | WAT
2019 | PA | Broad Mountain | 56911 | GEN1 | GT | OP | NA | LFG |  | 342489 | 3.6989 | 0.0216 | EIA Prime Mover-level Data | Estimated using an emission factor
2019 | PA | Broad Mountain | 56911 | GEN2 | GT | OP | NA | LFG |  | 342489 | 3.6989 | 0.0216 | EIA Prime Mover-level Data | Estimated using an emission factor
2019 | PA | Broad Mountain Wind Project | 63210 | BROAD | WT | U | NA | WND
2019 | PA | Bucknell University | 54333 | G001 | CT |  | NA | NG |  | 474897.3 | 1.3669 | 0.0057564 | EIA Unit-level Data | NEI avg EF - PM, fuel type
2019 | PA | Bucknell University | 54333 | G502 | CA | OP | NA | NG |  | 39683 | 0.0083731 | 0.000422 | EIA Prime Mover-level Data | Estimated using an emission factor
2019 | PA | CASD Solar | 57668 | CASDE | PV | OP | NA | SUN |  | 7.615 |  | 0 | EIA Prime Mover-level Data | Estimated using an emission factor
2019 | PA | CASD Solar | 57668 | CASDW | PV | OP | NA | SUN |  | 3.385 |  | 0 | EIA Prime Mover-level Data | Estimated using an emission factor
2019 | PA | Casselman Wind Power Project | 56369 | 1 | WT | OP | NA | WND |  | 796533 |  | 0 | EIA Prime Mover-level Data | Estimated using an emission factor
2019 | PA | Chester Generating Station | 3157 | 7 | GT | OP | NA | DFO |  | 1743 | 0.015041 | 0.017259 | EIA Prime Mover-level Data | NEI avg EF - PM, fuel type, firing type
2019 | PA | Chester Generating Station | 3157 | 8 | GT | OP | NA | DFO |  | 1743 | 0.015041 | 0.017259 | EIA Prime Mover-level Data | NEI avg EF - PM, fuel type, firing type
2019 | PA | Chester Generating Station | 3157 | 9 | GT | OP | NA | DFO |  | 1743 | 0.015041 | 0.017259 | EIA Prime Mover-level Data | NEI avg EF - PM, fuel type, firing type
2019 | PA | Chestnut Flats Wind Farm | 57268 | 1 | WT | OP | NA | WND |  | 768354 |  | 0 | EIA Prime Mover-level Data | Estimated using an emission factor
2019 | PA | Conemaugh Hydro Plant | 52173 | GEN1 | HY | OP | NA | WAT |  | 216696.5 |  | 1.5381e-07 | EIA Prime Mover-level Data | NEI avg EF - PM, fuel type, firing type
2019 | PA | Conemaugh Hydro Plant | 52173 | GEN2 | HY | OP | NA | WAT |  | 216696.5 |  | 1.5381e-07 | EIA Prime Mover-level Data | NEI avg EF - PM, fuel type, firing type
2019 | PA | Covanta Delaware Valley | 10746 | BLR1 | ST | OP | NA | MSW |  | 1880692 | 1.4669 | 0.00156 | EIA Unit-level Data | Estimated using an emission factor
2019 | PA | Covanta Delaware Valley | 10746 | BLR2 | ST | OP | NA | MSW |  | 1880692 | 1.4669 | 0.00156 | EIA Unit-level Data | Estimated using an emission factor
2019 | PA | Covanta Delaware Valley | 10746 | BLR3 | ST | OP | NA | MSW |  | 1880692 | 1.4669 | 0.00156 | EIA Unit-level Data | Estimated using an emission factor
2019 | PA | Covanta Delaware Valley | 10746 | BLR4 | ST | OP | NA | MSW |  | 1880692 | 1.4669 | 0.00156 | EIA Unit-level Data | Estimated using an emission factor
2019 | PA | Covanta Delaware Valley | 10746 | BLR5 | ST | OP | NA | MSW |  | 1880692 | 1.4669 | 0.00156 | EIA Unit-level Data | Estimated using an emission factor
2019 | PA | Covanta Delaware Valley | 10746 | BLR6 | ST | OP | NA | MSW |  | 1880692 | 1.4669 | 0.00156 | EIA Unit-level Data | Estimated using an emission factor
2019 | PA | Covanta Plymouth Renewable Energy | 54625 | 1 | ST | OP | NA | MSW |  | 1993680 | 155.5071 | 0.156 | EIA Unit-level Data | Estimated using an emission factor
2019 | PA | Covanta Plymouth Renewable Energy | 54625 | 2 | ST | OP | NA | MSW |  | 1754335 | 136.8381 | 0.156 | EIA Unit-level Data | Estimated using an emission factor
2019 | PA | Crayola Solar Project | 57216 | 1 | PV | OP | NA | SUN |  | 8436.786 |  | 0 | EIA Prime Mover-level Data | Estimated using an emission factor
2019 | PA | Crayola Solar Project | 57216 | 2 | PV | OP | NA | SUN |  | 8436.786 |  | 0 | EIA Prime Mover-level Data | Estimated using an emission factor
2019 | PA | Crayola Solar Project | 57216 | 3 | PV | OP | NA | SUN |  | 6749.429 |  | 0 | EIA Prime Mover-level Data | Estimated using an emission factor
2019 | PA | Cromby Generating Station | 3159 | 1 | ST | RE | WALL | BIT
2019 | PA | Cromby Generating Station | 3159 | 2 | ST | RE | TANGENTIAL | RFO
2019 | PA | Cromby Generating Station | 3159 | ICI | IC | RE | NA | DFO
2019 | PA | Crossroads Solar (PA) | 63785 | CROSS | PV | P | NA | SUN
2019 | PA | Cumberland County PA LFG Recovery | 56887 | GEN 1 | IC | OP | NA | LFG |  | 136717.3 | 1.0049 | 0.0147 | EIA Prime Mover-level Data | Estimated using an emission factor
2019 | PA | Cumberland County PA LFG Recovery | 56887 | GEN 2 | IC | OP | NA | LFG |  | 136717.3 | 1.0049 | 0.0147 | EIA Prime Mover-level Data | Estimated using an emission factor
2019 | PA | Cumberland County PA LFG Recovery | 56887 | GEN 3 | IC | OP | NA | LFG |  | 136717.3 | 1.0049 | 0.0147 | EIA Prime Mover-level Data | Estimated using an emission factor
2019 | PA | Cumberland County PA LFG Recovery | 56887 | GEN 4 | IC | OP | NA | LFG |  | 136717.3 | 1.0049 | 0.0147 | EIA Prime Mover-level Data | Estimated using an emission factor
2019 | PA | Dart Container Corp | 58476 | LFGT1 | GT | OP | NA | LFG |  | 354565 | 3.8293 | 0.0216 | EIA Prime Mover-level Data | Estimated using an emission factor
2019 | PA | Dart Container Corp | 58476 | LFGT2 | GT | OP | NA | LFG |  | 354565 | 3.8293 | 0.0216 | EIA Prime Mover-level Data | Estimated using an emission factor
2019 | PA | Delaware Generating Station | 3160 | 1 | IC | RE | NA | DFO
2019 | PA | Delaware Generating Station | 3160 | 7 | ST | RE | NA | RFO
2019 | PA | Delaware Generating Station | 3160 | 8 | ST | RE | NA | RFO
2019 | PA | Delaware Generating Station | 3160 | 9 | GT | OP | NA | DFO |  | 1982.888 | 0.017112 | 0.017259 | EIA Prime Mover-level Data | NEI avg EF - PM, fuel type, firing type
2019 | PA | Delaware Generating Station | 3160 | 10 | GT | OP | NA | DFO |  | 1739.704 | 0.015013 | 0.017259 | EIA Prime Mover-level Data | NEI avg EF - PM, fuel type, firing type
2019 | PA | Delaware Generating Station | 3160 | 11 | GT | OP | NA | DFO |  | 1739.704 | 0.015013 | 0.017259 | EIA Prime Mover-level Data | NEI avg EF - PM, fuel type, firing type
2019 | PA | Delaware Generating Station | 3160 | 12 | GT | OP | NA | DFO |  | 1739.704 | 0.015013 | 0.017259 | EIA Prime Mover-level Data | NEI avg EF - PM, fuel type, firing type
2019 | PA | Dickinson Solar | 62946 | DICK | PV | OP | NA | SUN |  | 44593 |  | 0 | EIA Prime Mover-level Data | Estimated using an emission factor
2019 | PA | East Campus Steam Plant | 58195 | CT1 | GT | OP | NA | NG |  | 623866 | 1.7105 | 0.0054834 | EIA Prime Mover-level Data | NEI avg EF - PM, fuel type, firing type
2019 | PA | ECP Uptown Campus | 63485 | 1 | GT | OP | NA | NG |  | 481278 | 1.3195 | 0.0054834 | EIA Prime Mover-level Data | NEI avg EF - PM, fuel type, firing type
2019 | PA | Elizabethtown Solar | 60985 | ESPV | PV | OP | NA | SUN |  | 20970 |  | 0 | EIA Prime Mover-level Data | Estimated using an emission factor
2019 | PA | Elk Hill Solar 1 | 63773 | PAEH1 | PV | P | NA | SUN
2019 | PA | Elk Hill Solar 2 | 63768 | PAEH2 | PV | P | NA | SUN
2019 | PA | Elrama Power Plant | 3098 | 1 | ST | RE | VERTICAL/ARCH | BIT
2019 | PA | Elrama Power Plant | 3098 | 2 | ST | RE | VERTICAL/ARCH | BIT
2019 | PA | Elrama Power Plant | 3098 | 3 | ST | RE | VERTICAL/ARCH | BIT
2019 | PA | Elrama Power Plant | 3098 | 4 | ST | RE | WALL | BIT
2019 | PA | Emsworth BC Hydroelectric Project | 62434 | NA1 | HY | P | NA | WAT
2019 | PA | Emsworth BC Hydroelectric Project | 62434 | NA2 | HY | P | NA | WAT
2019 | PA | Emsworth L&D Hydroelectric Project | 62433 | NA1 | HY | P | NA | WAT
2019 | PA | Emsworth L&D Hydroelectric Project | 62433 | NA2 | HY | P | NA | WAT
2019 | PA | Erie Coke | 50920 | 1 | ST | OP | NA | COG |  |  |  | 0.011605
2019 | PA | ESC Tioga County Power | 60205 | TCCA1 | CA | IP | NA | NG
2019 | PA | ESC Tioga County Power | 60205 | TCCT1 | CT | IP | NA | NG
2019 | PA | ESC Tioga County Power | 60205 | TCCT2 | CT | IP | NA | NG
2019 | PA | F R Phillips | 3099 | 1 | ST | RE | NA | BIT
2019 | PA | F R Phillips | 3099 | 2 | ST | RE | NA | BIT
2019 | PA | F R Phillips | 3099 | 3 | ST | RE | NA | BIT
2019 | PA | F R Phillips | 3099 | 4 | ST | RE | NA | BIT
2019 | PA | Falling Spring | 7397 | 5 | IC | OP | NA | NG |  | 3149.444 | 0.00066453 | 0.000422 | EIA Prime Mover-level Data | Estimated using an emission factor
2019 | PA | Falling Spring | 7397 | 6 | IC | OP | NA | NG |  | 3149.444 | 0.00066453 | 0.000422 | EIA Prime Mover-level Data | Estimated using an emission factor
2019 | PA | Falling Spring | 7397 | 7 | IC | OP | NA | NG |  | 5039.111 | 0.0010633 | 0.000422 | EIA Prime Mover-level Data | Estimated using an emission factor
2019 | PA | Falls | 3162 | 1 | GT | OP | NA | DFO |  | 4355.333 | 0.056551 | 0.025969 | EIA Prime Mover-level Data | EPA/NEI
2019 | PA | Falls | 3162 | 2 | GT | OP | NA | DFO |  | 4355.333 | 0.05795 | 0.026611 | EIA Prime Mover-level Data | EPA/NEI
2019 | PA | Falls | 3162 | 3 | GT | OP | NA | DFO |  | 4355.333 | 0.053987 | 0.024791 | EIA Prime Mover-level Data | EPA/NEI
2019 | PA | FirstEnergy Armstrong Power Station | 3178 | 1 | ST | RE | WALL | BIT
2019 | PA | FirstEnergy Armstrong Power Station | 3178 | 2 | ST | RE | WALL | BIT
2019 | PA | FirstEnergy Mitchell Power Station | 3181 | 1 | ST | RE | VERTICAL/ARCH | DFO
2019 | PA | FirstEnergy Mitchell Power Station | 3181 | 2 | ST | RE | VERTICAL/ARCH | DFO
2019 | PA | FirstEnergy Mitchell Power Station | 3181 | 3 | ST | RE | VERTICAL/ARCH | BIT
2019 | PA | FirstEnergy Springdale Power Station | 3182 | 7 | ST | RE | NA | RFO
2019 | PA | FirstEnergy Springdale Power Station | 3182 | 8 | ST | RE | NA | DFO
2019 | PA | Florey Knobb | 58821 | 1 | IC | CN | NA | NG
2019 | PA | Florey Knobb | 58821 | 2 | IC | CN | NA | NG
2019 | PA | Florey Knobb | 58821 | 3 | IC | CN | NA | NG
2019 | PA | Florey Knobb | 58821 | GEN1 | IC | IP | NA | NG
2019 | PA | Florey Knobb | 58821 | GEN2 | IC | IP | NA | NG
2019 | PA | Florey Knobb | 58821 | GEN3 | IC | IP | NA | NG
2019 | PA | Florey Knobb | 58821 | GEN4 | IC | IP | NA | NG
2019 | PA | Florey Knobb | 58821 | GEN5 | IC | IP | NA | NG
2019 | PA | Fort Indiantown Gap | 62408 | X0028 | PV | OP | NA | SUN |  | 43174 |  | 0 | EIA Prime Mover-level Data | Estimated using an emission factor
2019 | PA | Forward Windpower LLC | 56699 | 1 | WT | OP | NA | WND |  | 516253 |  | 0 | EIA Prime Mover-level Data | Estimated using an emission factor
2019 | PA | Frey Farm Landfill | 56510 | GEN1 | IC | RE | NA | LFG
2019 | PA | Frey Farm Landfill | 56510 | GEN2 | IC | OP | NA | LFG |  | 121399 | 0.89228 | 0.0147 | EIA Prime Mover-level Data | Estimated using an emission factor
2019 | PA | General Electric Diesel Engine Plant | 10058 | REGN | IC | OP | NA | DFO |  | 122600 | 19.003 | 0.31 | EIA Prime Mover-level Data | Estimated using an emission factor
2019 | PA | Gettysburg Energy & Nutrient Rec Facility | 58565 | GENRF | ST | OA | NA | OBS |  |  |  | 0.01373
2019 | PA | Glades Pike Generation Plant | 59759 | CAT1 | IC | OP | NA | LFG |  | 67308 | 0.49471 | 0.0147 | EIA Prime Mover-level Data | Estimated using an emission factor
2019 | PA | Glades Pike Generation Plant | 59759 | CAT2 | IC | OP | NA | LFG |  | 67308 | 0.49471 | 0.0147 | EIA Prime Mover-level Data | Estimated using an emission factor
2019 | PA | Glades Pike Generation Plant | 59759 | SOLAR | GT | OP | NA | LFG |  | 24155 | 0.26087 | 0.0216 | EIA Prime Mover-level Data | Estimated using an emission factor
2019 | PA | GLRA Landfill | 56512 | GEN1 | IC | OP | NA | LFG |  | 87863.5 | 0.6458 | 0.0147 | EIA Prime Mover-level Data | Estimated using an emission factor
2019 | PA | GLRA Landfill | 56512 | GEN2 | IC | OP | NA | LFG |  | 87863.5 | 0.6458 | 0.0147 | EIA Prime Mover-level Data | Estimated using an emission factor
2019 | PA | Grays Landing L&D Hydroelectric Project | 62388 | NA1 | HY | P | NA | WAT
2019 | PA | Grays Landing L&D Hydroelectric Project | 62388 | NA2 | HY | P | NA | WAT
2019 | PA | Green Knight Energy Center | 55765 | TG1 | GT | OP | NA | LFG |  | 204802 | 2.2119 | 0.0216 | EIA Prime Mover-level Data | Estimated using an emission factor
2019 | PA | Green Knight Energy Center | 55765 | TG2 | GT | OP | NA | LFG |  | 204802 | 2.2119 | 0.0216 | EIA Prime Mover-level Data | Estimated using an emission factor
2019 | PA | Green Knight Energy Center | 55765 | TG3 | GT | OP | NA | LFG |  | 204802 | 2.2119 | 0.0216 | EIA Prime Mover-level Data | Estimated using an emission factor
2019 | PA | Green Mountain Storage, LLC | 55370 | BGM | BA | OP | NA | MWH |  | 0 |  |  | EIA Prime Mover-level Data
2019 | PA | Green Mountain Storage, LLC | 55370 | N60 | WT | RE | NA | WND
2019 | PA | GSK York RDC Solar Facility | 57390 | 1 | PV | OP | NA | SUN |  | 16580 |  | 0 | EIA Prime Mover-level Data | Estimated using an emission factor
2019 | PA | Hamilton (PA) | 3109 | 1 | GT | OP | NA | DFO |  | 1704 | 0.014705 | 0.017259 | EIA Prime Mover-level Data | NEI avg EF - PM, fuel type, firing type
2019 | PA | Harrisburg Facility | 10118 | 1 | ST | OP | NA | MSW |  | 880977.8 | 0.20615 | 0.000468 | EIA Unit-level Data | Estimated using an emission factor
2019 | PA | Harrisburg Facility | 10118 | 2 | ST | OP | NA | MSW |  | 888887.9 | 0.208 | 0.000468 | EIA Unit-level Data | Estimated using an emission factor
2019 | PA | Harrisburg Facility | 10118 | 3 | ST | OP | NA | MSW |  | 855761.4 | 0.20025 | 0.000468 | EIA Unit-level Data | Estimated using an emission factor
2019 | PA | Harrisburg Facility | 10118 | GEN1 | ST | RE | NA | MSW
2019 | PA | Hatfields Ferry Power Station | 3179 | 1 | ST | RE | WALL | BIT
2019 | PA | Hatfields Ferry Power Station | 3179 | 2 | ST | RE | WALL | BIT
2019 | PA | Hatfields Ferry Power Station | 3179 | 3 | ST | RE | WALL | BIT
2019 | PA | Hazle Spindle | 57716 | HRS1 | FW | OP | NA | MWH |  | 0 |  |  | EIA Prime Mover-level Data
2019 | PA | Hickory Run Energy Station | 61028 | CTG1 | CT | TS | NA | NG
2019 | PA | Hickory Run Energy Station | 61028 | CTG2 | CT | TS | NA | NG
2019 | PA | Hickory Run Energy Station | 61028 | STG1 | CA | V | NA | NG
2019 | PA | Highland North Wind Farm | 57991 | 1 | WT | OP | NA | WND |  | 1630660 |  | 0 | EIA Prime Mover-level Data | Estimated using an emission factor
2019 | PA | Highland Wind Project (PA) | 57139 | 1 | WT | OP | NA | WND |  | 1036818 |  | 0 | EIA Prime Mover-level Data | Estimated using an emission factor
2019 | PA | Hill Top Energy Center, LLC | 62565 | GEN1 | CC | T | NA | NG
2019 | PA | Holdridge Energy | 61305 | GEN1 | IC | IP | NA | NG
2019 | PA | Holdridge Energy | 61305 | GEN2 | IC | IP | NA | NG
2019 | PA | Holdridge Energy | 61305 | GEN3 | IC | IP | NA | NG
2019 | PA | Holdridge Energy | 61305 | GEN4 | IC | IP | NA | NG
2019 | PA | Holdridge Energy | 61305 | GEN5 | IC | IP | NA | NG
2019 | PA | Holtwood | 3145 | HW1 | HY | OP | NA | WAT |  | 414486.3 |  | 1.5381e-07 | EIA Prime Mover-level Data | NEI avg EF - PM, fuel type, firing type
2019 | PA | Holtwood | 3145 | HW10 | HY | OP | NA | WAT |  | 478253.4 |  | 1.5381e-07 | EIA Prime Mover-level Data | NEI avg EF - PM, fuel type, firing type
2019 | PA | Holtwood | 3145 | HW11 | HY | OP | NA | WAT |  | 55796.23 |  | 1.5381e-07 | EIA Prime Mover-level Data | NEI avg EF - PM, fuel type, firing type
2019 | PA | Holtwood | 3145 | HW13 | HY | OP | NA | WAT |  | 55796.23 |  | 1.5381e-07 | EIA Prime Mover-level Data | NEI avg EF - PM, fuel type, firing type
2019 | PA | Holtwood | 3145 | HW18 | HY | OP | NA | WAT |  | 2630394 |  | 1.5381e-07 | EIA Prime Mover-level Data | NEI avg EF - PM, fuel type, firing type
2019 | PA | Holtwood | 3145 | HW19 | HY | OP | NA | WAT |  | 2630394 |  | 1.5381e-07 | EIA Prime Mover-level Data | NEI avg EF - PM, fuel type, firing type
2019 | PA | Holtwood | 3145 | HW2 | HY | OP | NA | WAT |  | 414486.3 |  | 1.5381e-07 | EIA Prime Mover-level Data | NEI avg EF - PM, fuel type, firing type
2019 | PA | Holtwood | 3145 | HW3 | HY | OP | NA | WAT |  | 538035.1 |  | 1.5381e-07 | EIA Prime Mover-level Data | NEI avg EF - PM, fuel type, firing type
2019 | PA | Holtwood | 3145 | HW4 | HY | OP | NA | WAT |  | 414486.3 |  | 1.5381e-07 | EIA Prime Mover-level Data | NEI avg EF - PM, fuel type, firing type
2019 | PA | Holtwood | 3145 | HW5 | HY | OP | NA | WAT |  | 414486.3 |  | 1.5381e-07 | EIA Prime Mover-level Data | NEI avg EF - PM, fuel type, firing type
2019 | PA | Holtwood | 3145 | HW6 | HY | OP | NA | WAT |  | 414486.3 |  | 1.5381e-07 | EIA Prime Mover-level Data | NEI avg EF - PM, fuel type, firing type
2019 | PA | Holtwood | 3145 | HW7 | HY | OP | NA | WAT |  | 414486.3 |  | 1.5381e-07 | EIA Prime Mover-level Data | NEI avg EF - PM, fuel type, firing type
2019 | PA | Holtwood | 3145 | HW8 | HY | OP | NA | WAT |  | 454340.7 |  | 1.5381e-07 | EIA Prime Mover-level Data | NEI avg EF - PM, fuel type, firing type
2019 | PA | Holtwood | 3145 | HW9 | HY | OP | NA | WAT |  | 526078.7 |  | 1.5381e-07 | EIA Prime Mover-level Data | NEI avg EF - PM, fuel type, firing type
2019 | PA | Hop Bottom | 58800 | 1 | IC | IP | NA | NG
2019 | PA | Hop Bottom | 58800 | 2 | IC | IP | NA | NG
2019 | PA | Hop Bottom | 58800 | 3 | IC | IP | NA | NG
2019 | PA | Hop Bottom | 58800 | GEN1 | IC | IP | NA | NG
2019 | PA | Hop Bottom | 58800 | GEN2 | IC | IP | NA | NG
2019 | PA | Hop Bottom | 58800 | GEN3 | IC | IP | NA | NG
2019 | PA | Hop Bottom | 58800 | GEN4 | IC | IP | NA | NG
2019 | PA | Hop Bottom | 58800 | GEN5 | IC | IP | NA | NG
2019 | PA | Hunker Solar River, LLC | 63691 | 13502 | PV | U | NA | SUN
2019 | PA | Hunterstown | 3110 | 1 | GT | OP | NA | DFO |  | 12819 | 0.11062 | 0.017259 | EIA Prime Mover-level Data | NEI avg EF - PM, fuel type, firing type
2019 | PA | Hunterstown | 3110 | 2 | GT | OP | NA | DFO |  | 12819 | 0.11062 | 0.017259 | EIA Prime Mover-level Data | NEI avg EF - PM, fuel type, firing type
2019 | PA | Hunterstown | 3110 | 3 | GT | OP | NA | DFO |  | 12819 | 0.11062 | 0.017259 | EIA Prime Mover-level Data | NEI avg EF - PM, fuel type, firing type
2019 | PA | IKEA Conshohocken Rooftop PV System | 61819 | 211 | PV | OP | NA | SUN |  |  |  | 0
2019 | PA | Indiana University of Pennsylvania | 10129 | GEN1 | IC | OP | NA | NG |  | 37021.75 | 0.0078116 | 0.000422 | EIA Prime Mover-level Data | Estimated using an emission factor
2019 | PA | Indiana University of Pennsylvania | 10129 | GEN2 | IC | OP | NA | NG |  | 37021.75 | 0.0078116 | 0.000422 | EIA Prime Mover-level Data | Estimated using an emission factor
2019 | PA | Indiana University of Pennsylvania | 10129 | GEN3 | IC | OP | NA | NG |  | 37021.75 | 0.0078116 | 0.000422 | EIA Prime Mover-level Data | Estimated using an emission factor
2019 | PA | Indiana University of Pennsylvania | 10129 | GEN4 | IC | OP | NA | NG |  | 37021.75 | 0.0078116 | 0.000422 | EIA Prime Mover-level Data | Estimated using an emission factor
2019 | PA | Jefferson Torresdale Hospital | 63023 | COGEN | IC | OP | NA | NG |  | 83231 | 0.017557 | 0.0004219 | EIA Prime Mover-level Data | NEI avg EF - PM, fuel type, firing type
2019 | PA | Jersey Shore Steel Co | 56886 | GEN 1 | IC | IP | NA | LFG
2019 | PA | Juniata Locomotive Shop | 10302 | GEN1 | ST | RE | NA | BIT
2019 | PA | Juniata Locomotive Shop | 10302 | GEN2 | ST | RE | NA | BIT
2019 | PA | Juniata Locomotive Shop | 10302 | GEN3 | GT | OP | NA | NG |  | 88319 | 0.24214 | 0.0054834 | EIA Prime Mover-level Data | NEI avg EF - PM, fuel type, firing type
2019 | PA | Keystone Recovery | 54934 | NO 1 | IC | OP | NA | LFG |  | 85868.14 | 0.63113 | 0.0147 | EIA Prime Mover-level Data | Estimated using an emission factor
2019 | PA | Keystone Recovery | 54934 | NO 2 | IC | OP | NA | LFG |  | 85868.14 | 0.63113 | 0.0147 | EIA Prime Mover-level Data | Estimated using an emission factor
2019 | PA | Keystone Recovery | 54934 | NO 3 | IC | OP | NA | LFG |  | 85868.14 | 0.63113 | 0.0147 | EIA Prime Mover-level Data | Estimated using an emission factor
2019 | PA | Keystone Recovery | 54934 | NO 4 | IC | OP | NA | LFG |  | 85868.14 | 0.63113 | 0.0147 | EIA Prime Mover-level Data | Estimated using an emission factor
2019 | PA | Keystone Recovery | 54934 | NO 5 | IC | OP | NA | LFG |  | 85868.14 | 0.63113 | 0.0147 | EIA Prime Mover-level Data | Estimated using an emission factor
2019 | PA | Keystone Recovery | 54934 | NO 6 | IC | OP | NA | LFG |  | 85868.14 | 0.63113 | 0.0147 | EIA Prime Mover-level Data | Estimated using an emission factor
2019 | PA | Keystone Recovery | 54934 | NO 7 | IC | OP | NA | LFG |  | 85868.14 | 0.63113 | 0.0147 | EIA Prime Mover-level Data | Estimated using an emission factor
2019 | PA | Keystone Solar | 58091 | KSTN | PV | OP | NA | SUN |  | 70040 |  | 0 | EIA Prime Mover-level Data | Estimated using an emission factor
2019 | PA | Knouse Solar Project 1 | 57412 | 1 | PV | OP | NA | SUN |  | 36523 |  | 0 | EIA Prime Mover-level Data | Estimated using an emission factor
2019 | PA | L&S Sweetners | 58497 | GEN1 | IC | OP | NA | LFG |  | 124100 | 0.91214 | 0.0147 | EIA Prime Mover-level Data | Estimated using an emission factor
2019 | PA | L&S Sweetners | 58497 | GEN2 | IC | OP | NA | LFG |  | 124100 | 0.91214 | 0.0147 | EIA Prime Mover-level Data | Estimated using an emission factor
2019 | PA | Lake Lynn Hydro Station | 6636 | 1 | HY | OP | NA | WAT |  | 252466.5 |  | 1.5381e-07 | EIA Prime Mover-level Data | NEI avg EF - PM, fuel type, firing type
2019 | PA | Lake Lynn Hydro Station | 6636 | 2 | HY | OP | NA | WAT |  | 252466.5 |  | 1.5381e-07 | EIA Prime Mover-level Data | NEI avg EF - PM, fuel type, firing type
2019 | PA | Lake Lynn Hydro Station | 6636 | 3 | HY | OP | NA | WAT |  | 252466.5 |  | 1.5381e-07 | EIA Prime Mover-level Data | NEI avg EF - PM, fuel type, firing type
2019 | PA | Lake Lynn Hydro Station | 6636 | 4 | HY | OP | NA | WAT |  | 252466.5 |  | 1.5381e-07 | EIA Prime Mover-level Data | NEI avg EF - PM, fuel type, firing type
2019 | PA | Lakeview Gas Recovery | 55074 | GEN1 | IC | OP | NA | LFG |  | 209039.5 | 1.5364 | 0.0147 | EIA Prime Mover-level Data | Estimated using an emission factor
2019 | PA | Lakeview Gas Recovery | 55074 | GEN2 | IC | OP | NA | LFG |  | 209039.5 | 1.5364 | 0.0147 | EIA Prime Mover-level Data | Estimated using an emission factor
2019 | PA | Lancaster County Resource Recovery | 50859 | BLR1 | ST | OP | NA | MSW |  | 1414427 | 1.1033 | 0.00156 | EIA Unit-level Data | Estimated using an emission factor
2019 | PA | Lancaster County Resource Recovery | 50859 | BLR2 | ST | OP | NA | MSW |  | 1439019 | 1.1224 | 0.00156 | EIA Unit-level Data | Estimated using an emission factor
2019 | PA | Lancaster County Resource Recovery | 50859 | BLR3 | ST | OP | NA | MSW |  | 1435594 | 1.1198 | 0.00156 | EIA Unit-level Data | Estimated using an emission factor
2019 | PA | Lanchester Generating Station | 56850 | 1 | IC | OP | NA | LFG |  | 110709 | 0.81371 | 0.0147 | EIA Prime Mover-level Data | Estimated using an emission factor
2019 | PA | Lanchester Generating Station | 56850 | 2 | IC | OP | NA | LFG |  | 110709 | 0.81371 | 0.0147 | EIA Prime Mover-level Data | Estimated using an emission factor
2019 | PA | Laurel Hill Wind | 57744 | 1 | WT | OP | NA | WND |  | 1384110 |  | 0 | EIA Prime Mover-level Data | Estimated using an emission factor
2019 | PA | Limerick | 6105 | 1 | ST | OP | NA | NUC |  | 105295100 |  | 0 | EIA Prime Mover-level Data | Estimated using an emission factor
2019 | PA | Limerick | 6105 | 2 | ST | OP | NA | NUC |  | 96704040 |  | 0 | EIA Prime Mover-level Data | Estimated using an emission factor
2019 | PA | Lincoln Financial Field | 58231 | GEN1 | PV | OP | NA | SUN |  | 25565 |  | 0 | EIA Prime Mover-level Data | Estimated using an emission factor
2019 | PA | Locust Ridge | 56470 | LRWF | WT | OP | NA | WND |  | 552573 |  | 0 | EIA Prime Mover-level Data | Estimated using an emission factor
2019 | PA | Locust Ridge II LLC | 56770 | 1 | WT | OP | NA | WND |  | 1779028 |  | 0 | EIA Prime Mover-level Data | Estimated using an emission factor
2019 | PA | Longwood Gardens | 57768 | 1 | PV | OP | NA | SUN |  | 17842 |  | 0 | EIA Prime Mover-level Data | Estimated using an emission factor
2019 | PA | Lookout Windpower LLC | 56700 | 1 | WT | OP | NA | WND |  | 855427 |  | 0 | EIA Prime Mover-level Data | Estimated using an emission factor
2019 | PA | Lycoming County | 57582 | 1 | IC | OP | NA | LFG |  | 100181.5 | 0.73633 | 0.0147 | EIA Prime Mover-level Data | Estimated using an emission factor
2019 | PA | Lycoming County | 57582 | 2 | IC | OP | NA | LFG |  | 100181.5 | 0.73633 | 0.0147 | EIA Prime Mover-level Data | Estimated using an emission factor
2019 | PA | Mahoning Creek Hydroelectric Project | 58685 | 8107 | HY | OP | NA | WAT |  | 154100 |  | 1.5381e-07 | EIA Prime Mover-level Data | NEI avg EF - PM, fuel type, firing type
2019 | PA | Maidencreek Biomass Plant | 56885 | GEN 1 | ST | IP | NA | WDS
2019 | PA | Marlboro Mushrooms Solar Field | 59327 | GEN1 | PV | OP | NA | SUN |  | 14775 |  | 0 | EIA Prime Mover-level Data | Estimated using an emission factor
2019 | PA | Martin Limestone Solar Array | 58443 | GEN1 | PV | OP | NA | SUN |  | 12787 |  | 0 | EIA Prime Mover-level Data | Estimated using an emission factor
2019 | PA | Mason Dixon Wind Farm | 60212 | 1 | WT | L | NA | WND
2019 | PA | Masser Farms Realty Solar | 57494 | MFRS | PV | OP | NA | SUN |  | 11014 |  | 0 | EIA Prime Mover-level Data | Estimated using an emission factor
2019 | PA | Maxwell L&D Hydroelectric Project | 62385 | NA1 | HY | P | NA | WAT
2019 | PA | Maxwell L&D Hydroelectric Project | 62385 | NA2 | HY | P | NA | WAT
2019 | PA | Mehoopany Wind Energy LLC | 57769 | 1 | WT | OP | NA | WND |  | 3233470 |  | 0 | EIA Prime Mover-level Data | Estimated using an emission factor
2019 | PA | Merck - Upper Gwynedd Solar Array | 61198 | SA-1 | PV | OP | NA | SUN |  | 6891 |  | 0 | EIA Prime Mover-level Data | Estimated using an emission factor
2019 | PA | Meyersdale Battery | 62444 | BMY | BA | OP | NA | MWH |  | 0 |  |  | EIA Prime Mover-level Data
2019 | PA | Meyersdale Windpower, LLC | 56052 | GE15 | WT | OP | NA | WND |  | 632604 |  | 0 | EIA Prime Mover-level Data | Estimated using an emission factor
2019 | PA | MF Mesa Lane LLC | 56993 | MESA | PV | OP | NA | SUN |  | 33205 |  | 0 | EIA Prime Mover-level Data | Estimated using an emission factor
2019 | PA | Milan | 58818 | 1 | IC | OP | NA | NG |  | 145325 | 0.030664 | 0.000422 | EIA Prime Mover-level Data | Estimated using an emission factor
2019 | PA | Milan | 58818 | 2 | IC | OP | NA | NG |  | 145325 | 0.030664 | 0.000422 | EIA Prime Mover-level Data | Estimated using an emission factor
2019 | PA | Milan | 58818 | 3 | IC | OP | NA | NG |  | 145325 | 0.030664 | 0.000422 | EIA Prime Mover-level Data | Estimated using an emission factor
2019 | PA | Milan | 58818 | GEN1 | IC | IP | NA | NG
2019 | PA | Milan | 58818 | GEN2 | IC | IP | NA | NG
2019 | PA | Milan | 58818 | GEN3 | IC | IP | NA | NG
2019 | PA | Milan | 58818 | GEN4 | IC | IP | NA | NG
2019 | PA | Milan | 58818 | GEN5 | IC | IP | NA | NG
2019 | PA | Mill Run Windpower LLC | 55805 | G1 | WT | OP | NA | WND |  | 176265 |  | 0 | EIA Prime Mover-level Data | Estimated using an emission factor
2019 | PA | Mineral Point Energy | 61300 | GEN1 | IC | IP | NA | NG
2019 | PA | Mineral Point Energy | 61300 | GEN2 | IC | IP | NA | NG
2019 | PA | Mineral Point Energy | 61300 | GEN3 | IC | IP | NA | NG
2019 | PA | Mineral Point Energy | 61300 | GEN4 | IC | IP | NA | NG
2019 | PA | Mineral Point Energy | 61300 | GEN5 | IC | IP | NA | NG
2019 | PA | Monongahela L&D4 Hydroelectric Project | 62404 | NA1 | HY | P | NA | WAT
2019 | PA | Monongahela L&D4 Hydroelectric Project | 62404 | NA2 | HY | P | NA | WAT
2019 | PA | Montgomery L&D Hydroelectric Project | 62400 | NA1 | HY | P | NA | WAT
2019 | PA | Montgomery L&D Hydroelectric Project | 62400 | NA2 | HY | P | NA | WAT
2019 | PA | Montgomery L&D Hydroelectric Project | 62400 | NA3 | HY | P | NA | WAT
2019 | PA | Montgomery L&D Hydroelectric Project | 62400 | NA4 | HY | P | NA | WAT
2019 | PA | Morgantown | 60388 | GEMT | IC | OP | NA | LFG |  | 71987 | 0.5291 | 0.0147 | EIA Prime Mover-level Data | Estimated using an emission factor
2019 | PA | Morgantown Solar Park | 57362 | 1 | PV | OP | NA | SUN |  | 21913 |  | 0 | EIA Prime Mover-level Data | Estimated using an emission factor
2019 | PA | Moser Generating Station | 3163 | 1 | GT | OP | NA | DFO |  | 4415 | 0.027914 | 0.012645 | EIA Prime Mover-level Data | EPA/NEI
2019 | PA | Moser Generating Station | 3163 | 2 | GT | OP | NA | DFO |  | 4415 | 0.018093 | 0.008196 | EIA Prime Mover-level Data | EPA/NEI
2019 | PA | Moser Generating Station | 3163 | 3 | GT | OP | NA | DFO |  | 4415 | 0.020757 | 0.0094029 | EIA Prime Mover-level Data | EPA/NEI
2019 | PA | Mount Joy Wire | 62741 | CHP | IC | OP | NA | NG |  | 27803 | 0.005865 | 0.0004219 | EIA Prime Mover-level Data | NEI avg EF - PM, fuel type, firing type
2019 | PA | Mountain View | 56687 | 1 | IC | OP | NA | LFG |  | 10139.69 | 0.074527 | 0.0147 | EIA Prime Mover-level Data | Estimated using an emission factor
2019 | PA | Mountain View | 56687 | 2 | IC | OP | NA | LFG |  | 10139.69 | 0.074527 | 0.0147 | EIA Prime Mover-level Data | Estimated using an emission factor
2019 | PA | Mountain View | 56687 | 3 | IC | OP | NA | LFG |  | 10139.69 | 0.074527 | 0.0147 | EIA Prime Mover-level Data | Estimated using an emission factor
2019 | PA | Mountain View | 56687 | 4 | IC | OP | NA | LFG |  | 10139.69 | 0.074527 | 0.0147 | EIA Prime Mover-level Data | Estimated using an emission factor
2019 | PA | Mountain View | 56687 | 5 | IC | OP | NA | LFG |  | 10139.69 | 0.074527 | 0.0147 | EIA Prime Mover-level Data | Estimated using an emission factor
2019 | PA | Mountain View | 56687 | 6 | IC | OP | NA | LFG |  | 10139.69 | 0.074527 | 0.0147 | EIA Prime Mover-level Data | Estimated using an emission factor
2019 | PA | Mountain View | 56687 | 7 | IC | OP | NA | LFG |  | 10139.69 | 0.074527 | 0.0147 | EIA Prime Mover-level Data | Estimated using an emission factor
2019 | PA | Mountain View | 56687 | 8 | IC | OP | NA | LFG |  | 10139.69 | 0.074527 | 0.0147 | EIA Prime Mover-level Data | Estimated using an emission factor
2019 | PA | Mountain View | 56687 | 9 | IC | OP | NA | LFG |  | 10139.69 | 0.074527 | 0.0147 | EIA Prime Mover-level Data | Estimated using an emission factor
2019 | PA | Mountain View | 56687 | 10 | IC | OP | NA | LFG |  | 10139.69 | 0.074527 | 0.0147 | EIA Prime Mover-level Data | Estimated using an emission factor
2019 | PA | Mountain View | 56687 | 11 | IC | OP | NA | LFG |  | 10139.69 | 0.074527 | 0.0147 | EIA Prime Mover-level Data | Estimated using an emission factor
2019 | PA | Mountain View | 56687 | 12 | IC | OP | NA | LFG |  | 10139.69 | 0.074527 | 0.0147 | EIA Prime Mover-level Data | Estimated using an emission factor
2019 | PA | Mountain View | 56687 | 13 | IC | OP | NA | LFG |  | 10139.69 | 0.074527 | 0.0147 | EIA Prime Mover-level Data | Estimated using an emission factor
2019 | PA | Mountain View | 56687 | 14 | IC | OP | NA | LFG |  | 10139.69 | 0.074527 | 0.0147 | EIA Prime Mover-level Data | Estimated using an emission factor
2019 | PA | Mountain View | 56687 | 15 | IC | OP | NA | LFG |  | 10139.69 | 0.074527 | 0.0147 | EIA Prime Mover-level Data | Estimated using an emission factor
2019 | PA | Mountain View | 56687 | 16 | IC | OP | NA | LFG |  | 10139.69 | 0.074527 | 0.0147 | EIA Prime Mover-level Data | Estimated using an emission factor
2019 | PA | Mountain View | 56687 | 17 | IC | OP | NA | LFG |  | 10139.69 | 0.074527 | 0.0147 | EIA Prime Mover-level Data | Estimated using an emission factor
2019 | PA | Mountain View | 56687 | 18 | IC | OP | NA | LFG |  | 10139.69 | 0.074527 | 0.0147 | EIA Prime Mover-level Data | Estimated using an emission factor
2019 | PA | Mountain View | 56687 | 19 | IC | OP | NA | LFG |  | 10139.69 | 0.074527 | 0.0147 | EIA Prime Mover-level Data | Estimated using an emission factor
2019 | PA | Mountain View | 56687 | 20 | IC | OP | NA | LFG |  | 10139.69 | 0.074527 | 0.0147 | EIA Prime Mover-level Data | Estimated using an emission factor
2019 | PA | Mountain View | 56687 | 21 | IC | OP | NA | LFG |  | 10139.69 | 0.074527 | 0.0147 | EIA Prime Mover-level Data | Estimated using an emission factor
2019 | PA | Mountain View | 56687 | 22 | IC | OP | NA | LFG |  | 10139.69 | 0.074527 | 0.0147 | EIA Prime Mover-level Data | Estimated using an emission factor
2019 | PA | Mountain View | 56687 | 23 | IC | OP | NA | LFG |  | 10139.69 | 0.074527 | 0.0147 | EIA Prime Mover-level Data | Estimated using an emission factor
2019 | PA | Mountain View | 56687 | 24 | IC | OP | NA | LFG |  | 10139.69 | 0.074527 | 0.0147 | EIA Prime Mover-level Data | Estimated using an emission factor
2019 | PA | Mountain View | 56687 | 25 | IC | OP | NA | LFG |  | 10139.69 | 0.074527 | 0.0147 | EIA Prime Mover-level Data | Estimated using an emission factor
2019 | PA | Mountain View | 56687 | 26 | IC | OP | NA | LFG |  | 10139.69 | 0.074527 | 0.0147 | EIA Prime Mover-level Data | Estimated using an emission factor
2019 | PA | Mountain View | 56687 | 27 | IC | OP | NA | LFG |  | 10139.69 | 0.074527 | 0.0147 | EIA Prime Mover-level Data | Estimated using an emission factor
2019 | PA | Mountain View | 56687 | 28 | IC | OP | NA | LFG |  | 10139.69 | 0.074527 | 0.0147 | EIA Prime Mover-level Data | Estimated using an emission factor
2019 | PA | Mountain View | 56687 | 29 | IC | OP | NA | LFG |  | 10139.69 | 0.074527 | 0.0147 | EIA Prime Mover-level Data | Estimated using an emission factor
2019 | PA | Mountain View | 56687 | 30 | IC | OP | NA | LFG |  | 10139.69 | 0.074527 | 0.0147 | EIA Prime Mover-level Data | Estimated using an emission factor
2019 | PA | Mountain View | 56687 | 31 | IC | OP | NA | LFG |  | 10139.69 | 0.074527 | 0.0147 | EIA Prime Mover-level Data | Estimated using an emission factor
2019 | PA | Mountain View | 56687 | 32 | IC | OP | NA | LFG |  | 10139.69 | 0.074527 | 0.0147 | EIA Prime Mover-level Data | Estimated using an emission factor
2019 | PA | Mountain View | 56687 | 33 | IC | OP | NA | LFG |  | 10139.69 | 0.074527 | 0.0147 | EIA Prime Mover-level Data | Estimated using an emission factor
2019 | PA | Mountain View | 56687 | 34 | IC | OP | NA | LFG |  | 10139.69 | 0.074527 | 0.0147 | EIA Prime Mover-level Data | Estimated using an emission factor
2019 | PA | Mountain View | 56687 | 35 | IC | OP | NA | LFG |  | 10139.69 | 0.074527 | 0.0147 | EIA Prime Mover-level Data | Estimated using an emission factor
2019 | PA | Mountain View | 56687 | 36 | IC | OP | NA | LFG |  | 10139.69 | 0.074527 | 0.0147 | EIA Prime Mover-level Data | Estimated using an emission factor
2019 | PA | Mountain View | 56687 | 37 | IC | OP | NA | LFG |  | 10139.69 | 0.074527 | 0.0147 | EIA Prime Mover-level Data | Estimated using an emission factor
2019 | PA | Mountain View | 56687 | 38 | IC | OP | NA | LFG |  | 10139.69 | 0.074527 | 0.0147 | EIA Prime Mover-level Data | Estimated using an emission factor
2019 | PA | Mountain View | 56687 | 39 | IC | OP | NA | LFG |  | 10139.69 | 0.074527 | 0.0147 | EIA Prime Mover-level Data | Estimated using an emission factor
2019 | PA | Mountain View | 56687 | 40 | IC | OP | NA | LFG |  | 10139.69 | 0.074527 | 0.0147 | EIA Prime Mover-level Data | Estimated using an emission factor
2019 | PA | Mountain View | 56687 | 41 | IC | OP | NA | LFG |  | 10139.69 | 0.074527 | 0.0147 | EIA Prime Mover-level Data | Estimated using an emission factor
2019 | PA | Mountain View | 56687 | 42 | IC | OP | NA | LFG |  | 10139.69 | 0.074527 | 0.0147 | EIA Prime Mover-level Data | Estimated using an emission factor
2019 | PA | Mountain View | 56687 | 43 | IC | OP | NA | LFG |  | 10139.69 | 0.074527 | 0.0147 | EIA Prime Mover-level Data | Estimated using an emission factor
2019 | PA | Mountain View | 56687 | 44 | IC | OP | NA | LFG |  | 10139.69 | 0.074527 | 0.0147 | EIA Prime Mover-level Data | Estimated using an emission factor
2019 | PA | Mountain View | 56687 | 45 | IC | OP | NA | LFG |  | 10139.69 | 0.074527 | 0.0147 | EIA Prime Mover-level Data | Estimated using an emission factor
2019 | PA | Mountain View | 56687 | 46 | IC | OP | NA | LFG |  | 10139.69 | 0.074527 | 0.0147 | EIA Prime Mover-level Data | Estimated using an emission factor
2019 | PA | Mountain View | 56687 | 47 | IC | OP | NA | LFG |  | 10139.69 | 0.074527 | 0.0147 | EIA Prime Mover-level Data | Estimated using an emission factor
2019 | PA | Mountain View | 56687 | 48 | IC | OP | NA | LFG |  | 10139.69 | 0.074527 | 0.0147 | EIA Prime Mover-level Data | Estimated using an emission factor
2019 | PA | Muddy Run | 3164 | 1 | PS | OP | NA | WAT |  | 0 |  |  | EIA Prime Mover-level Data
2019 | PA | Muddy Run | 3164 | 2 | PS | OP | NA | WAT |  | 0 |  |  | EIA Prime Mover-level Data
2019 | PA | Muddy Run | 3164 | 3 | PS | OP | NA | WAT |  | 0 |  |  | EIA Prime Mover-level Data
2019 | PA | Muddy Run | 3164 | 4 | PS | OP | NA | WAT |  | 0 |  |  | EIA Prime Mover-level Data
2019 | PA | Muddy Run | 3164 | 5 | PS | OP | NA | WAT |  | 0 |  |  | EIA Prime Mover-level Data
2019 | PA | Muddy Run | 3164 | 6 | PS | OP | NA | WAT |  | 0 |  |  | EIA Prime Mover-level Data
2019 | PA | Muddy Run | 3164 | 7 | PS | OP | NA | WAT |  | 0 |  |  | EIA Prime Mover-level Data
2019 | PA | Muddy Run | 3164 | 8 | PS | OP | NA | WAT |  | 0 |  |  | EIA Prime Mover-level Data
2019 | PA | Navy Yard Peaker Station | 61737 | GEN1 | IC | OP | NA | NG |  | 8089.75 | 0.0017069 | 0.000422 | EIA Prime Mover-level Data | Estimated using an emission factor
2019 | PA | Navy Yard Peaker Station | 61737 | GEN2 | IC | OP | NA | NG |  | 8089.75 | 0.0017069 | 0.000422 | EIA Prime Mover-level Data | Estimated using an emission factor
2019 | PA | Navy Yard Peaker Station | 61737 | GEN3 | IC | OP | NA | NG |  | 8089.75 | 0.0017069 | 0.000422 | EIA Prime Mover-level Data | Estimated using an emission factor
2019 | PA | Navy Yard Peaker Station | 61737 | GEN4 | IC | OP | NA | NG |  | 8089.75 | 0.0017069 | 0.000422 | EIA Prime Mover-level Data | Estimated using an emission factor
2019 | PA | Newman (PA) | 54250 | 001 | ST | OP | NA | NG |  | 558819 | 2.2499 | 0.0080524 | EIA Prime Mover-level Data | NEI avg EF - PM, fuel type
2019 | PA | Niles Valley Energy LLC | 61286 | GEN1 | IC | IP | NA | NG
2019 | PA | Niles Valley Energy LLC | 61286 | GEN2 | IC | IP | NA | NG
2019 | PA | Niles Valley Energy LLC | 61286 | GEN3 | IC | IP | NA | NG
2019 | PA | Niles Valley Energy LLC | 61286 | GEN4 | IC | IP | NA | NG
2019 | PA | Niles Valley Energy LLC | 61286 | GEN5 | IC | IP | NA | NG
2019 | PA | North Allegheny Windpower Project | 56651 | 1 | WT | OP | NA | WND |  | 1325485 |  | 0 | EIA Prime Mover-level Data | Estimated using an emission factor
2019 | PA | Norther Tier Landfill | 56890 | GEN 1 | IC | OP | NA | LFG |  | 138816 | 1.0203 | 0.0147 | EIA Prime Mover-level Data | Estimated using an emission factor
2019 | PA | Orchard Park | 55997 | 8 | IC | OP | NA | NG |  | 7507.75 | 0.0015841 | 0.000422 | EIA Prime Mover-level Data | Estimated using an emission factor
2019 | PA | Orchard Park | 55997 | 9 | IC | OP | NA | NG |  | 7507.75 | 0.0015841 | 0.000422 | EIA Prime Mover-level Data | Estimated using an emission factor
2019 | PA | Orchard Park | 55997 | 10 | IC | OP | NA | NG |  | 7507.75 | 0.0015841 | 0.000422 | EIA Prime Mover-level Data | Estimated using an emission factor
2019 | PA | Orchard Park | 55997 | 11 | IC | OP | NA | NG |  | 7507.75 | 0.0015841 | 0.000422 | EIA Prime Mover-level Data | Estimated using an emission factor
2019 | PA | Orrtanna | 3112 | 1 | GT | OP | NA | DFO |  | 645 | 0.0055661 | 0.017259 | EIA Prime Mover-level Data | NEI avg EF - PM, fuel type, firing type
2019 | PA | Oxbow Creek | 58714 | 1 | IC | CN | NA | NG
2019 | PA | Oxbow Creek | 58714 | 2 | IC | CN | NA | NG
2019 | PA | Oxbow Creek | 58714 | 3 | IC | CN | NA | NG
2019 | PA | Oxbow Creek | 58714 | GEN1 | IC | OP | NA | NG |  | 1597 | 0.00033689 | 0.0004219 | EIA Prime Mover-level Data | NEI avg EF - PM, fuel type, firing type
2019 | PA | Oxbow Creek | 58714 | GEN2 | IC | OP | NA | NG |  | 1597 | 0.00033689 | 0.0004219 | EIA Prime Mover-level Data | NEI avg EF - PM, fuel type, firing type
2019 | PA | Oxbow Creek | 58714 | GEN3 | IC | OP | NA | NG |  | 1597 | 0.00033689 | 0.0004219 | EIA Prime Mover-level Data | NEI avg EF - PM, fuel type, firing type
2019 | PA | Oxbow Creek | 58714 | GEN4 | IC | OP | NA | NG |  | 1597 | 0.00033689 | 0.0004219 | EIA Prime Mover-level Data | NEI avg EF - PM, fuel type, firing type
2019 | PA | Oxbow Creek | 58714 | GEN5 | IC | OP | NA | NG |  | 1597 | 0.00033689 | 0.0004219 | EIA Prime Mover-level Data | NEI avg EF - PM, fuel type, firing type
2019 | PA | PA Solar Park | 57256 | 1 | PV | OP | NA | SUN |  | 119625 |  | 0 | EIA Prime Mover-level Data | Estimated using an emission factor
2019 | PA | PA Solar Park | 57256 | 2 | PV | CN | NA | SUN
2019 | PA | PA Solar Park II | 63520 | PASP2 | PV | V | NA | SUN
2019 | PA | Patton Wind Farm | 57999 | 1 | WT | OP | NA | WND |  | 816641 |  | 0 | EIA Prime Mover-level Data | Estimated using an emission factor
2019 | PA | Paxton Creek Cogeneration | 50373 | GEN1 | IC | SB | NA | NG |  | 1919.5 | 0.00040501 | 0.000422 | EIA Prime Mover-level Data | Estimated using an emission factor
2019 | PA | Paxton Creek Cogeneration | 50373 | GEN2 | IC | SB | NA | NG |  | 1919.5 | 0.00040501 | 0.000422 | EIA Prime Mover-level Data | Estimated using an emission factor
2019 | PA | Peach Bottom | 3166 | 2 | ST | OP | NA | NUC |  | 120427700 |  | 0 | EIA Prime Mover-level Data | Estimated using an emission factor
2019 | PA | Peach Bottom | 3166 | 3 | ST | OP | NA | NUC |  | 112361600 |  | 0 | EIA Prime Mover-level Data | Estimated using an emission factor
2019 | PA | Pennsbury | 7690 | 1 | GT | OP | NA | LFG |  |  |  | 0.0216
2019 | PA | Pennsbury | 7690 | 2 | GT | OS | NA | LFG |  |  |  | 0.0216
2019 | PA | Phoenix Contact - CCHP Plant | 62901 | CCHP | GT | OP | NA | NG |  | 83839 | 0.22986 | 0.0054834 | EIA Prime Mover-level Data | NEI avg EF - PM, fuel type, firing type
2019 | PA | Pickering Solar | 58535 | 1 | PV | OP | NA | SUN |  | 17334 |  | 0 | EIA Prime Mover-level Data | Estimated using an emission factor
2019 | PA | Pine Grove | 56690 | 1 | IC | OP | NA | LFG |  | 181.611 | 0.0013348 | 0.0147 | EIA Prime Mover-level Data | Estimated using an emission factor
2019 | PA | Pine Grove | 56690 | 2 | IC | OP | NA | LFG |  | 181.611 | 0.0013348 | 0.0147 | EIA Prime Mover-level Data | Estimated using an emission factor
2019 | PA | Pine Grove | 56690 | 3 | IC | OP | NA | LFG |  | 181.611 | 0.0013348 | 0.0147 | EIA Prime Mover-level Data | Estimated using an emission factor
2019 | PA | Pine Grove | 56690 | 4 | IC | OP | NA | LFG |  | 181.611 | 0.0013348 | 0.0147 | EIA Prime Mover-level Data | Estimated using an emission factor
2019 | PA | Pine Grove | 56690 | 5 | IC | OP | NA | LFG |  | 181.611 | 0.0013348 | 0.0147 | EIA Prime Mover-level Data | Estimated using an emission factor
2019 | PA | Pine Grove | 56690 | 6 | IC | OP | NA | LFG |  | 181.611 | 0.0013348 | 0.0147 | EIA Prime Mover-level Data | Estimated using an emission factor
2019 | PA | Pine Grove | 56690 | 7 | IC | OP | NA | LFG |  | 181.611 | 0.0013348 | 0.0147 | EIA Prime Mover-level Data | Estimated using an emission factor
2019 | PA | Pine Grove | 56690 | 8 | IC | OP | NA | LFG |  | 181.611 | 0.0013348 | 0.0147 | EIA Prime Mover-level Data | Estimated using an emission factor
2019 | PA | Pine Grove | 56690 | 9 | IC | OP | NA | LFG |  | 181.611 | 0.0013348 | 0.0147 | EIA Prime Mover-level Data | Estimated using an emission factor
2019 | PA | Pine Grove | 56690 | 10 | IC | OP | NA | LFG |  | 181.611 | 0.0013348 | 0.0147 | EIA Prime Mover-level Data | Estimated using an emission factor
2019 | PA | Pine Grove | 56690 | 11 | IC | OP | NA | LFG |  | 181.611 | 0.0013348 | 0.0147 | EIA Prime Mover-level Data | Estimated using an emission factor
2019 | PA | Pine Grove | 56690 | 12 | IC | OP | NA | LFG |  | 181.611 | 0.0013348 | 0.0147 | EIA Prime Mover-level Data | Estimated using an emission factor
2019 | PA | Pine Grove | 56690 | 13 | IC | OP | NA | LFG |  | 181.611 | 0.0013348 | 0.0147 | EIA Prime Mover-level Data | Estimated using an emission factor
2019 | PA | Pine Grove | 56690 | 14 | IC | OP | NA | LFG |  | 181.611 | 0.0013348 | 0.0147 | EIA Prime Mover-level Data | Estimated using an emission factor
2019 | PA | Pine Grove | 56690 | 15 | IC | OP | NA | LFG |  | 181.611 | 0.0013348 | 0.0147 | EIA Prime Mover-level Data | Estimated using an emission factor
2019 | PA | Pine Grove | 56690 | 16 | IC | OP | NA | LFG |  | 181.611 | 0.0013348 | 0.0147 | EIA Prime Mover-level Data | Estimated using an emission factor
2019 | PA | Pine Grove | 56690 | 17 | IC | OP | NA | LFG |  | 181.611 | 0.0013348 | 0.0147 | EIA Prime Mover-level Data | Estimated using an emission factor
2019 | PA | Pine Grove | 56690 | 18 | IC | OP | NA | LFG |  | 181.611 | 0.0013348 | 0.0147 | EIA Prime Mover-level Data | Estimated using an emission factor
2019 | PA | Piney | 3124 | 1 | HY | OP | NA | WAT |  | 284539.3 |  | 1.5381e-07 | EIA Prime Mover-level Data | NEI avg EF - PM, fuel type, firing type
2019 | PA | Piney | 3124 | 2 | HY | OP | NA | WAT |  | 284539.3 |  | 1.5381e-07 | EIA Prime Mover-level Data | NEI avg EF - PM, fuel type, firing type
2019 | PA | Piney | 3124 | 3 | HY | OP | NA | WAT |  | 284539.3 |  | 1.5381e-07 | EIA Prime Mover-level Data | NEI avg EF - PM, fuel type, firing type
2019 | PA | Pioneer Crossing Energy, LLC | 56957 | LFG1 | IC | OP | NA | LFG |  | 97543.4 | 0.71694 | 0.0147 | EIA Prime Mover-level Data | Estimated using an emission factor
2019 | PA | Pioneer Crossing Energy, LLC | 56957 | LFG2 | IC | OP | NA | LFG |  | 97543.4 | 0.71694 | 0.0147 | EIA Prime Mover-level Data | Estimated using an emission factor
2019 | PA | Pioneer Crossing Energy, LLC | 56957 | LFG3 | IC | OP | NA | LFG |  | 97543.4 | 0.71694 | 0.0147 | EIA Prime Mover-level Data | Estimated using an emission factor
2019 | PA | Pioneer Crossing Energy, LLC | 56957 | LFG4 | IC | OP | NA | LFG |  | 97543.4 | 0.71694 | 0.0147 | EIA Prime Mover-level Data | Estimated using an emission factor
2019 | PA | Pioneer Crossing Energy, LLC | 56957 | LFG5 | IC | OP | NA | LFG |  | 97543.4 | 0.71694 | 0.0147 | EIA Prime Mover-level Data | Estimated using an emission factor
2019 | PA | Pioneer Crossing Energy, LLC | 56957 | LFG6 | IC | IP | NA | LFG
2019 | PA | Pioneer Crossing Energy, LLC | 56957 | LFG7 | IC | IP | NA | LFG
2019 | PA | Pixelle Specialty Solutions | 50397 | 1PB035 | ST | RE | WALL | BLQ
2019 | PA | Pixelle Specialty Solutions | 50397 | 3PB033 | ST | RE | WALL | BIT
2019 | PA | Pixelle Specialty Solutions | 50397 | 4PB034 | ST | RE | WALL | RFO
2019 | PA | Pixelle Specialty Solutions | 50397 | 5PB036 | ST | OP | FLUIDIZED | WDS |  | 1146020 | 3.0941 | 0.0053997 | EIA Unit-level Data | NEI avg EF - PM, fuel type, firing type
2019 | PA | Pixelle Specialty Solutions | 50397 | REC037 | ST | OP | WALL | BLQ |  | 7667802 | 11.9234 | 0.00311 | EIA Unit-level Data | Estimated using an emission factor
2019 | PA | Pocono Solar Project | 57367 | POCON | PV | OP | NA | SUN |  | 33122 |  | 0 | EIA Prime Mover-level Data | Estimated using an emission factor
2019 | PA | Point Marion L&D Hydroelectric Project | 62384 | NA1 | HY | P | NA | WAT
2019 | PA | Point Marion L&D Hydroelectric Project | 62384 | NA2 | HY | P | NA | WAT
2019 | PA | PPG Monroeville Chemicals Center | 58047 | 2 | IC | SB | NA | DFO |  |  |  | 0.30942
2019 | PA | PPG Monroeville Chemicals Center | 58047 | 3 | IC | SB | NA | DFO |  |  |  | 0.30942
2019 | PA | PPL Frey Farm Landfill Wind | 57182 | 1 | WT | OP | NA | WND |  | 53806 |  | 0 | EIA Prime Mover-level Data | Estimated using an emission factor
2019 | PA | PPL Glendon LFGTE Plant | 57183 | 1 | IC | OP | NA | LFG |  | 92101 | 0.67694 | 0.0147 | EIA Prime Mover-level Data | Estimated using an emission factor
2019 | PA | PPL Glendon LFGTE Plant | 57183 | 2 | IC | OP | NA | LFG |  | 92101 | 0.67694 | 0.0147 | EIA Prime Mover-level Data | Estimated using an emission factor
2019 | PA | PPL Glendon LFGTE Plant | 57183 | 3 | IC | IP | NA | LFG
2019 | PA | PWD Northeast WPCP Biogas Cogen Plant | 58326 | NBG1 | IC | OP | NA | OBG |  | 82532.5 | 0.60661 | 0.0147 | EIA Prime Mover-level Data | Estimated using an emission factor
2019 | PA | PWD Northeast WPCP Biogas Cogen Plant | 58326 | NBG2 | IC | OP | NA | OBG |  | 82532.5 | 0.60661 | 0.0147 | EIA Prime Mover-level Data | Estimated using an emission factor
2019 | PA | PWD Northeast WPCP Biogas Cogen Plant | 58326 | NBG3 | IC | OP | NA | OBG |  | 82532.5 | 0.60661 | 0.0147 | EIA Prime Mover-level Data | Estimated using an emission factor
2019 | PA | PWD Northeast WPCP Biogas Cogen Plant | 58326 | NBG4 | IC | OP | NA | OBG |  | 82532.5 | 0.60661 | 0.0147 | EIA Prime Mover-level Data | Estimated using an emission factor
2019 | PA | Red Glen Energy | 61306 | GEN1 | IC | IP | NA | NG
2019 | PA | Red Glen Energy | 61306 | GEN2 | IC | IP | NA | NG
2019 | PA | Red Glen Energy | 61306 | GEN3 | IC | IP | NA | NG
2019 | PA | Red Glen Energy | 61306 | GEN4 | IC | IP | NA | NG
2019 | PA | Red Glen Energy | 61306 | GEN5 | IC | IP | NA | NG
2019 | PA | Renovo Energy Center | 60786 | RECNY | CS | L | NA | NG
2019 | PA | Renovo Energy Center | 60786 | RECPJ | CS | L | NA | NG
2019 | PA | Ringer Hill Wind Farm, LLC | 60329 | RINGR | WT | OP | NA | WND |  | 897808 |  | 0 | EIA Prime Mover-level Data | Estimated using an emission factor
2019 | PA | Robinson Power Company LLC | 56453 | CTG1 | CC | L | NA | NG
2019 | PA | Romark PA Solar | 57465 | 1 | PV | OP | NA | SUN |  | 18514 |  | 0 | EIA Prime Mover-level Data | Estimated using an emission factor
2019 | PA | Roundtop | 58715 | GEN1 | IC | OP | NA | NG |  | 76167.4 | 0.016071 | 0.000422 | EIA Prime Mover-level Data | Estimated using an emission factor
2019 | PA | Roundtop | 58715 | GEN2 | IC | OP | NA | NG |  | 76167.4 | 0.016071 | 0.000422 | EIA Prime Mover-level Data | Estimated using an emission factor
2019 | PA | Roundtop | 58715 | GEN3 | IC | OP | NA | NG |  | 76167.4 | 0.016071 | 0.000422 | EIA Prime Mover-level Data | Estimated using an emission factor
2019 | PA | Roundtop | 58715 | GEN4 | IC | OP | NA | NG |  | 76167.4 | 0.016071 | 0.000422 | EIA Prime Mover-level Data | Estimated using an emission factor
2019 | PA | Roundtop | 58715 | GEN5 | IC | OP | NA | NG |  | 76167.4 | 0.016071 | 0.000422 | EIA Prime Mover-level Data | Estimated using an emission factor
2019 | PA | Safe Harbor | 3175 | 1 | HY | OP | NA | WAT |  | 999952.8 |  | 1.5381e-07 | EIA Prime Mover-level Data | NEI avg EF - PM, fuel type, firing type
2019 | PA | Safe Harbor | 3175 | 2 | HY | OP | NA | WAT |  | 999952.8 |  | 1.5381e-07 | EIA Prime Mover-level Data | NEI avg EF - PM, fuel type, firing type
2019 | PA | Safe Harbor | 3175 | 3 | HY | OP | NA | WAT |  | 969651.1 |  | 1.5381e-07 | EIA Prime Mover-level Data | NEI avg EF - PM, fuel type, firing type
2019 | PA | Safe Harbor | 3175 | 4 | HY | OP | NA | WAT |  | 969651.1 |  | 1.5381e-07 | EIA Prime Mover-level Data | NEI avg EF - PM, fuel type, firing type
2019 | PA | Safe Harbor | 3175 | 5 | HY | OP | NA | WAT |  | 969651.1 |  | 1.5381e-07 | EIA Prime Mover-level Data | NEI avg EF - PM, fuel type, firing type
2019 | PA | Safe Harbor | 3175 | 6 | HY | OP | NA | WAT |  | 969651.1 |  | 1.5381e-07 | EIA Prime Mover-level Data | NEI avg EF - PM, fuel type, firing type
2019 | PA | Safe Harbor | 3175 | 7 | HY | OP | NA | WAT |  | 969651.1 |  | 1.5381e-07 | EIA Prime Mover-level Data | NEI avg EF - PM, fuel type, firing type
2019 | PA | Safe Harbor | 3175 | 8 | HY | OP | NA | WAT |  | 1136310 |  | 1.5381e-07 | EIA Prime Mover-level Data | NEI avg EF - PM, fuel type, firing type
2019 | PA | Safe Harbor | 3175 | 9 | HY | OP | NA | WAT |  | 1136310 |  | 1.5381e-07 | EIA Prime Mover-level Data | NEI avg EF - PM, fuel type, firing type
2019 | PA | Safe Harbor | 3175 | 10 | HY | OP | NA | WAT |  | 1136310 |  | 1.5381e-07 | EIA Prime Mover-level Data | NEI avg EF - PM, fuel type, firing type
2019 | PA | Safe Harbor | 3175 | 11 | HY | OP | NA | WAT |  | 1136310 |  | 1.5381e-07 | EIA Prime Mover-level Data | NEI avg EF - PM, fuel type, firing type
2019 | PA | Safe Harbor | 3175 | 12 | HY | OP | NA | WAT |  | 1136310 |  | 1.5381e-07 | EIA Prime Mover-level Data | NEI avg EF - PM, fuel type, firing type
2019 | PA | Safe Harbor | 3175 | 41 | HY | OP | NA | WAT |  | 60603.2 |  | 1.5381e-07 | EIA Prime Mover-level Data | NEI avg EF - PM, fuel type, firing type
2019 | PA | Safe Harbor | 3175 | 42 | HY | OP | NA | WAT |  | 60603.2 |  | 1.5381e-07 | EIA Prime Mover-level Data | NEI avg EF - PM, fuel type, firing type
2019 | PA | Sandy Ridge Wind Farm | 57285 | 1 | WT | OP | NA | WND |  | 1126240 |  | 0 | EIA Prime Mover-level Data | Estimated using an emission factor
2019 | PA | Schuylkill Generating Station | 3169 | 1 | ST | RE | TANGENTIAL | RFO
2019 | PA | Schuylkill Generating Station | 3169 | 10 | GT | OP | NA | DFO |  | 4500.452 | 0.038837 | 0.017259 | EIA Prime Mover-level Data | NEI avg EF - PM, fuel type, firing type
2019 | PA | Schuylkill Generating Station | 3169 | 11 | GT | OP | NA | DFO |  | 5129.548 | 0.044266 | 0.017259 | EIA Prime Mover-level Data | NEI avg EF - PM, fuel type, firing type
2019 | PA | Schuylkill Generating Station | 3169 | IC1 | IC | RE | NA | DFO
2019 | PA | SECCRA Community Landfill | 56873 | 1 | IC | OP | NA | LFG |  | 24807.24 | 0.18233 | 0.0147 | EIA Prime Mover-level Data | Estimated using an emission factor
2019 | PA | SECCRA Community Landfill | 56873 | 2 | IC | RE | NA | LFG
2019 | PA | SECCRA Community Landfill | 56873 | 3 | IC | OP | NA | LFG |  | 44101.76 | 0.32415 | 0.0147 | EIA Prime Mover-level Data | Estimated using an emission factor
2019 | PA | Seldom Seen Wind LLC | 56655 | 1 | WT | CN | NA | WND
2019 | PA | Seneca Generation LLC | 8225 | 1 | PS | OP | NA | WAT |  | 0 |  |  | EIA Prime Mover-level Data
2019 | PA | Seneca Generation LLC | 8225 | 2 | PS | OP | NA | WAT |  | 0 |  |  | EIA Prime Mover-level Data
2019 | PA | Seneca Generation LLC | 8225 | 3 | PS | OP | NA | WAT |  | 0 |  |  | EIA Prime Mover-level Data
2019 | PA | Shawnee (PA) | 3114 | 1 | GT | OP | NA | DFO |  | 705 | 0.0060839 | 0.017259 | EIA Prime Mover-level Data | NEI avg EF - PM, fuel type, firing type
2019 | PA | Shell Chemical Appalachia LLC | 58933 | GTG1 | CT | V | NA | NG
2019 | PA | Shell Chemical Appalachia LLC | 58933 | GTG2 | CT | V | NA | NG
2019 | PA | Shell Chemical Appalachia LLC | 58933 | GTG3 | CT | V | NA | NG
2019 | PA | Shell Chemical Appalachia LLC | 58933 | STG1 | CA | V | NA | NG
2019 | PA | Shell Chemical Appalachia LLC | 58933 | STG2 | CA | V | NA | NG
2019 | PA | Somerset Windpower LLC | 55803 | EW | WT | OP | NA | WND |  | 69247 |  | 0 | EIA Prime Mover-level Data | Estimated using an emission factor
2019 | PA | South Chestnut LLC | 56796 | 1 | WT | OP | NA | WND |  | 914671 |  | 0 | EIA Prime Mover-level Data | Estimated using an emission factor
2019 | PA | Southwark | 3170 | 3 | GT | OP | NA | DFO |  | 1618.25 | 0.013965 | 0.017259 | EIA Prime Mover-level Data | NEI avg EF - PM, fuel type, firing type
2019 | PA | Southwark | 3170 | 4 | GT | OP | NA | DFO |  | 1618.25 | 0.013965 | 0.017259 | EIA Prime Mover-level Data | NEI avg EF - PM, fuel type, firing type
2019 | PA | Southwark | 3170 | 5 | GT | OP | NA | DFO |  | 1618.25 | 0.013965 | 0.017259 | EIA Prime Mover-level Data | NEI avg EF - PM, fuel type, firing type
2019 | PA | Southwark | 3170 | 6 | GT | OP | NA | DFO |  | 1618.25 | 0.013965 | 0.017259 | EIA Prime Mover-level Data | NEI avg EF - PM, fuel type, firing type
2019 | PA | Spring House | 59056 | GEN 1 | IC | OP | NA | NG |  | 179506 | 0.037876 | 0.000422 | EIA Prime Mover-level Data | Estimated using an emission factor
2019 | PA | Stony Creek Wind Farm LLC | 56980 | 1 | WT | OP | NA | WND |  | 1324051 |  | 0 | EIA Prime Mover-level Data | Estimated using an emission factor
2019 | PA | Stourbridge Energy | 61301 | GEN1 | IC | IP | NA | NG
2019 | PA | Stourbridge Energy | 61301 | GEN2 | IC | IP | NA | NG
2019 | PA | Stourbridge Energy | 61301 | GEN3 | IC | IP | NA | NG
2019 | PA | Stourbridge Energy | 61301 | GEN4 | IC | IP | NA | NG
2019 | PA | Stourbridge Energy | 61301 | GEN5 | IC | IP | NA | NG
2019 | PA | Stowe Power Production Plant | 50578 | GEN1 | GT | RE | NA | LFG
2019 | PA | Stowe Power Production Plant | 50578 | GEN2 | GT | RE | NA | LFG
2019 | PA | Sunbury Generation LP | 3152 | 1 | ST | RE | NA | BIT
2019 | PA | Sunbury Generation LP | 3152 | 2 | ST | RE | NA | BIT
2019 | PA | Sunbury Generation LP | 3152 | 3 | ST | RE | WALL | BIT
2019 | PA | Sunbury Generation LP | 3152 | 4 | ST | RE | WALL | BIT
2019 | PA | Sunbury Generation LP | 3152 | CTG1 | GT | SB | NA | DFO |  | 467 | 0.00403 | 0.017259 | EIA Prime Mover-level Data | NEI avg EF - PM, fuel type, firing type
2019 | PA | Sunbury Generation LP | 3152 | CTG2 | GT | SB | NA | DFO |  | 467 | 0.00403 | 0.017259 | EIA Prime Mover-level Data | NEI avg EF - PM, fuel type, firing type
2019 | PA | Sunbury Generation LP | 3152 | DI2 | IC | SB | NA | DFO |  | 59 | 0.009145 | 0.31 | EIA Prime Mover-level Data | Estimated using an emission factor
2019 | PA | Susquehanna University Solar | 61914 | SO829 | PV | OP | NA | SUN |  | 41982 |  | 0 | EIA Prime Mover-level Data | Estimated using an emission factor
2019 | PA | TalenEnergy Martin Creek LLC Allentown | 3139 | CTG1 | GT | OP | NA | DFO |  | 8770 | 0.075682 | 0.017259 | EIA Prime Mover-level Data | NEI avg EF - PM, fuel type, firing type
2019 | PA | TalenEnergy Martin Creek LLC Allentown | 3139 | CTG2 | GT | OP | NA | DFO |  | 8770 | 0.075682 | 0.017259 | EIA Prime Mover-level Data | NEI avg EF - PM, fuel type, firing type
2019 | PA | TalenEnergy Martin Creek LLC Allentown | 3139 | CTG3 | GT | OP | NA | DFO |  | 8770 | 0.075682 | 0.017259 | EIA Prime Mover-level Data | NEI avg EF - PM, fuel type, firing type
2019 | PA | TalenEnergy Martin Creek LLC Allentown | 3139 | CTG4 | GT | OP | NA | DFO |  | 8770 | 0.075682 | 0.017259 | EIA Prime Mover-level Data | NEI avg EF - PM, fuel type, firing type
2019 | PA | TalenEnergy Martins Creek LLC Fishbach | 3142 | UNT1 | GT | OP | NA | DFO |  | 367 | 0.0031671 | 0.017259 | EIA Prime Mover-level Data | NEI avg EF - PM, fuel type, firing type
2019 | PA | TalenEnergy Martins Creek LLC Fishbach | 3142 | UNT2 | GT | OP | NA | DFO |  | 367 | 0.0031671 | 0.017259 | EIA Prime Mover-level Data | NEI avg EF - PM, fuel type, firing type
2019 | PA | TalenEnergy Martins Creek LLC Harrisburg | 3143 | CTG1 | GT | OP | NA | DFO |  | 1144.333 | 0.0098752 | 0.017259 | EIA Prime Mover-level Data | NEI avg EF - PM, fuel type, firing type
2019 | PA | TalenEnergy Martins Creek LLC Harrisburg | 3143 | CTG2 | GT | OP | NA | DFO |  | 1144.333 | 0.0098752 | 0.017259 | EIA Prime Mover-level Data | NEI avg EF - PM, fuel type, firing type
2019 | PA | TalenEnergy Martins Creek LLC Harrisburg | 3143 | CTG3 | GT | OP | NA | DFO |  | 1144.333 | 0.0098752 | 0.017259 | EIA Prime Mover-level Data | NEI avg EF - PM, fuel type, firing type
2019 | PA | TalenEnergy Martins Creek LLC Harrisburg | 3143 | CTG4 | GT | RE | NA | DFO
2019 | PA | TalenEnergy Martins Creek LLC Harwood | 3144 | CTG1 | GT | OP | NA | DFO |  | 561.5 | 0.0048456 | 0.017259 | EIA Prime Mover-level Data | NEI avg EF - PM, fuel type, firing type
2019 | PA | TalenEnergy Martins Creek LLC Harwood | 3144 | CTG2 | GT | OP | NA | DFO |  | 561.5 | 0.0048456 | 0.017259 | EIA Prime Mover-level Data | NEI avg EF - PM, fuel type, firing type
2019 | PA | TalenEnergy Martins Creek LLC Jenkins | 3146 | CTG1 | GT | OP | NA | DFO |  | 592 | 0.0051088 | 0.017259 | EIA Prime Mover-level Data | NEI avg EF - PM, fuel type, firing type
2019 | PA | TalenEnergy Martins Creek LLC Jenkins | 3146 | CTG2 | GT | OP | NA | DFO |  | 592 | 0.0051088 | 0.017259 | EIA Prime Mover-level Data | NEI avg EF - PM, fuel type, firing type
2019 | PA | TalenEnergy Martins Creek LLC Lock Haven | 3147 | CTG | GT | OP | NA | DFO |  |  |  | 0.022973
2019 | PA | TalenEnergy Martins Creek LLC West Shore | 3154 | CTG1 | GT | OP | NA | DFO |  | 873.5 | 0.007538 | 0.017259 | EIA Prime Mover-level Data | NEI avg EF - PM, fuel type, firing type
2019 | PA | TalenEnergy Martins Creek LLC West Shore | 3154 | CTG2 | GT | OP | NA | DFO |  | 873.5 | 0.007538 | 0.017259 | EIA Prime Mover-level Data | NEI avg EF - PM, fuel type, firing type
2019 | PA | TalenEnergy Martins Creek LLC Williamsport | 3155 | CTG1 | GT | OP | NA | DFO |  | 529 | 0.0045651 | 0.017259 | EIA Prime Mover-level Data | NEI avg EF - PM, fuel type, firing type
2019 | PA | TalenEnergy Martins Creek LLC Williamsport | 3155 | CTG2 | GT | OP | NA | DFO |  | 529 | 0.0045651 | 0.017259 | EIA Prime Mover-level Data | NEI avg EF - PM, fuel type, firing type
2019 | PA | TalenEnergy Susquehanna | 6103 | 1 | ST | OP | NA | NUC |  | 115616500 |  | 0 | EIA Prime Mover-level Data | Estimated using an emission factor
2019 | PA | TalenEnergy Susquehanna | 6103 | 2 | ST | OP | NA | NUC |  | 102811600 |  | 0 | EIA Prime Mover-level Data | Estimated using an emission factor
2019 | PA | Taylor Energy Partners LP | 50782 | AM1 | IC | RE | NA | LFG
2019 | PA | Taylor Energy Partners LP | 50782 | AM2 | IC | RE | NA | LFG
2019 | PA | Taylor Energy Partners LP | 50782 | AM3 | IC | RE | NA | LFG
2019 | PA | Taylor Energy Partners LP | 50782 | AM4 | IC | RE | NA | LFG
2019 | PA | Temple SEGF | 58897 | 19G01 | IC | OP | NA | NG |  | 1831.5 | 0.00038645 | 0.000422 | EIA Prime Mover-level Data | Estimated using an emission factor
2019 | PA | Temple SEGF | 58897 | 19G02 | IC | OP | NA | NG |  | 1831.5 | 0.00038645 | 0.000422 | EIA Prime Mover-level Data | Estimated using an emission factor
2019 | PA | Temple SEGF | 58897 | 19G03 | IC | OP | NA | NG |  | 1831.5 | 0.00038645 | 0.000422 | EIA Prime Mover-level Data | Estimated using an emission factor
2019 | PA | Temple SEGF | 58897 | 19G04 | IC | OP | NA | NG |  | 1831.5 | 0.00038645 | 0.000422 | EIA Prime Mover-level Data | Estimated using an emission factor
2019 | PA | Temple SEGF | 58897 | 19G05 | IC | OP | NA | NG |  | 1831.5 | 0.00038645 | 0.000422 | EIA Prime Mover-level Data | Estimated using an emission factor
2019 | PA | Temple SEGF | 58897 | 19G06 | IC | OP | NA | NG |  | 1831.5 | 0.00038645 | 0.000422 | EIA Prime Mover-level Data | Estimated using an emission factor
2019 | PA | Temple SEGF | 58897 | 19G07 | IC | OP | NA | NG |  | 1831.5 | 0.00038645 | 0.000422 | EIA Prime Mover-level Data | Estimated using an emission factor
2019 | PA | Temple SEGF | 58897 | 19G08 | IC | OP | NA | NG |  | 1831.5 | 0.00038645 | 0.000422 | EIA Prime Mover-level Data | Estimated using an emission factor
2019 | PA | Temple SEGF | 58897 | 19G09 | IC | OP | NA | NG |  | 1831.5 | 0.00038645 | 0.000422 | EIA Prime Mover-level Data | Estimated using an emission factor
2019 | PA | Temple SEGF | 58897 | 19G10 | IC | OP | NA | NG |  | 1831.5 | 0.00038645 | 0.000422 | EIA Prime Mover-level Data | Estimated using an emission factor
2019 | PA | Temple Solar Arrays | 60848 | 51599 | PV | OP | NA | SUN |  | 26872 |  | 0 | EIA Prime Mover-level Data | Estimated using an emission factor
2019 | PA | Three Mile Island | 8011 | 1 | ST | RE | NA | NUC |  | 54444590 |  |  | EIA Prime Mover-level Data
2019 | PA | Titus | 3115 | 1 | ST | RE | TANGENTIAL | BIT
2019 | PA | Titus | 3115 | 2 | ST | RE | TANGENTIAL | BIT
2019 | PA | Titus | 3115 | 3 | ST | RE | TANGENTIAL | BIT
2019 | PA | Titus | 3115 | 4 | GT | OP | NA | DFO |  | 474.5 | 0.0040948 | 0.017259 | EIA Prime Mover-level Data | NEI avg EF - PM, fuel type, firing type
2019 | PA | Titus | 3115 | 5 | GT | OP | NA | DFO |  | 474.5 | 0.0040948 | 0.017259 | EIA Prime Mover-level Data | NEI avg EF - PM, fuel type, firing type
2019 | PA | Townsend Hydro | 10285 | GEN1 | HY | OP | NA | WAT |  | 107503 |  | 1.5381e-07 | EIA Prime Mover-level Data | NEI avg EF - PM, fuel type, firing type
2019 | PA | Townsend Hydro | 10285 | GEN2 | HY | OP | NA | WAT |  | 107503 |  | 1.5381e-07 | EIA Prime Mover-level Data | NEI avg EF - PM, fuel type, firing type
2019 | PA | TPE Pennsylvania Solar 1, LLC | 62686 | PABOE | PV | OP | NA | SUN |  | 13642 |  | 0 | EIA Prime Mover-level Data | Estimated using an emission factor
2019 | PA | Trexlertown Solar Array North and South | 57519 | GEN1 | PV | OP | NA | SUN |  | 19614 |  | 0 | EIA Prime Mover-level Data | Estimated using an emission factor
2019 | PA | Tullytown | 58250 | GEN1 | IC | OP | NA | LFG |  | 130660 | 0.96035 | 0.0147 | EIA Prime Mover-level Data | Estimated using an emission factor
2019 | PA | Twin Ridges Wind Farm | 57998 | 1 | WT | OP | NA | WND |  | 3607822 |  | 0 | EIA Prime Mover-level Data | Estimated using an emission factor
2019 | PA | University Park Solar | 62119 | PSUPV | PV | OP | NA | SUN |  | 14156 |  | 0 | EIA Prime Mover-level Data | Estimated using an emission factor
2019 | PA | Vitro Architectural Glass (PA) | 58051 | L1 | IC | SB | NA | DFO |  | 282.4 | 0.043772 | 0.31 | EIA Prime Mover-level Data | Estimated using an emission factor
2019 | PA | Vitro Architectural Glass (PA) | 58051 | L2AE | IC | SB | NA | DFO |  | 211.8 | 0.032829 | 0.31 | EIA Prime Mover-level Data | Estimated using an emission factor
2019 | PA | Vitro Architectural Glass (PA) | 58051 | L2BW | IC | SB | NA | DFO |  | 211.8 | 0.032829 | 0.31 | EIA Prime Mover-level Data | Estimated using an emission factor
2019 | PA | Wallenpaupack | 3153 | WP1 | HY | OP | NA | WAT |  | 424365.5 |  | 1.5381e-07 | EIA Prime Mover-level Data | NEI avg EF - PM, fuel type, firing type
2019 | PA | Wallenpaupack | 3153 | WP2 | HY | OP | NA | WAT |  | 424365.5 |  | 1.5381e-07 | EIA Prime Mover-level Data | NEI avg EF - PM, fuel type, firing type
2019 | PA | Warrior Ridge Hydro | 10152 | L-1 | HY | OP | NA | WAT |  | 5801.25 |  | 1.5381e-07 | EIA Prime Mover-level Data | NEI avg EF - PM, fuel type, firing type
2019 | PA | Warrior Ridge Hydro | 10152 | L-2 | HY | OP | NA | WAT |  | 5801.25 |  | 1.5381e-07 | EIA Prime Mover-level Data | NEI avg EF - PM, fuel type, firing type
2019 | PA | Warrior Ridge Hydro | 10152 | L-4 | HY | OP | NA | WAT |  | 5801.25 |  | 1.5381e-07 | EIA Prime Mover-level Data | NEI avg EF - PM, fuel type, firing type
2019 | PA | Warrior Ridge Hydro | 10152 | L-5 | HY | OP | NA | WAT |  | 5801.25 |  | 1.5381e-07 | EIA Prime Mover-level Data | NEI avg EF - PM, fuel type, firing type
2019 | PA | Waste Management Arden LFGTE | 57014 | GEN1 | IC | OP | NA | LFG |  | 78524.5 | 0.57716 | 0.0147 | EIA Prime Mover-level Data | Estimated using an emission factor
2019 | PA | Waste Management Arden LFGTE | 57014 | GEN2 | IC | OP | NA | LFG |  | 78524.5 | 0.57716 | 0.0147 | EIA Prime Mover-level Data | Estimated using an emission factor
2019 | PA | Waste Management Arden LFGTE | 57014 | GEN3 | IC | OP | NA | LFG |  | 78524.5 | 0.57716 | 0.0147 | EIA Prime Mover-level Data | Estimated using an emission factor
2019 | PA | Waste Management Arden LFGTE | 57014 | GEN4 | IC | OP | NA | LFG |  | 78524.5 | 0.57716 | 0.0147 | EIA Prime Mover-level Data | Estimated using an emission factor
2019 | PA | Waste Management Arden LFGTE | 57014 | GEN5 | IC | OP | NA | LFG |  | 78524.5 | 0.57716 | 0.0147 | EIA Prime Mover-level Data | Estimated using an emission factor
2019 | PA | Waste Management Arden LFGTE | 57014 | GEN6 | IC | OP | NA | LFG |  | 78524.5 | 0.57716 | 0.0147 | EIA Prime Mover-level Data | Estimated using an emission factor
2019 | PA | Waymart Wind | 56001 | GE15 | WT | OP | NA | WND |  | 1142143 |  | 0 | EIA Prime Mover-level Data | Estimated using an emission factor
2019 | PA | Wayne | 3134 | A | GT | RE | NA | DFO
2019 | PA | West Campus Steam Plant | 58194 | CT2 | GT | U | NA | NG
2019 | PA | West Campus Steam Plant | 58194 | WC 2 | ST | RE | NA | BIT
2019 | PA | West Campus Steam Plant | 58194 | WC 3 | ST | RE | NA | BIT
2019 | PA | West Campus Steam Plant | 58194 | WC 4 | ST | OP | NA | NG |  | 548889.8 | 2.21 | 0.0080524 | EIA Prime Mover-level Data | NEI avg EF - PM, fuel type
2019 | PA | West Campus Steam Plant | 58194 | WC 5 | ST | OP | NA | NG |  | 416399.2 | 1.6765 | 0.0080524 | EIA Prime Mover-level Data | NEI avg EF - PM, fuel type
2019 | PA | Wheelabrator Falls | 54746 | 1 | ST | OP | NA | MSW |  | 2556845 | 0.19943 | 0.000156 | EIA Unit-level Data | Estimated using an emission factor
2019 | PA | Wheelabrator Falls | 54746 | 2 | ST | OP | NA | MSW |  | 2439913 | 0.19031 | 0.000156 | EIA Unit-level Data | Estimated using an emission factor
2019 | PA | Whitemarsh Central Utility Plant | 56513 | CGE | IC | OP | NA | NG |  | 3629 | 0.00076572 | 0.000422 | EIA Prime Mover-level Data | Estimated using an emission factor
2019 | PA | Whitetail Solar 1 | 62989 | PAWT1 | PV | OP | NA | SUN |  | 187 |  | 0 | EIA Prime Mover-level Data | Estimated using an emission factor
2019 | PA | Whitetail Solar 2 | 62990 | PAWT2 | PV | U | NA | SUN
2019 | PA | Whitetail Solar 3 | 62991 | PAWT3 | PV | U | NA | SUN
2019 | PA | William F Matson Generating Station | 7128 | 1 | HY | OP | NA | WAT |  | 274771.6 |  | 1.5381e-07 | EIA Prime Mover-level Data | NEI avg EF - PM, fuel type, firing type
2019 | PA | William F Matson Generating Station | 7128 | 2 | HY | OP | NA | WAT |  | 577020.4 |  | 1.5381e-07 | EIA Prime Mover-level Data | NEI avg EF - PM, fuel type, firing type
2019 | PA | Wind Park Bear Creek | 56299 | 1 | WT | OP | NA | WND |  | 410892 |  | 0 | EIA Prime Mover-level Data | Estimated using an emission factor
2019 | PA | Wolf Run Energy | 61263 | GEN1 | IC | OP | NA | NG |  | 43179.4 | 0.0091087 | 0.0004219 | EIA Prime Mover-level Data | NEI avg EF - PM, fuel type, firing type
2019 | PA | Wolf Run Energy | 61263 | GEN2 | IC | OP | NA | NG |  | 43179.4 | 0.0091087 | 0.0004219 | EIA Prime Mover-level Data | NEI avg EF - PM, fuel type, firing type
2019 | PA | Wolf Run Energy | 61263 | GEN3 | IC | OP | NA | NG |  | 43179.4 | 0.0091087 | 0.0004219 | EIA Prime Mover-level Data | NEI avg EF - PM, fuel type, firing type
2019 | PA | Wolf Run Energy | 61263 | GEN4 | IC | OP | NA | NG |  | 43179.4 | 0.0091087 | 0.0004219 | EIA Prime Mover-level Data | NEI avg EF - PM, fuel type, firing type
2019 | PA | Wolf Run Energy | 61263 | GEN5 | IC | OP | NA | NG |  | 43179.4 | 0.0091087 | 0.0004219 | EIA Prime Mover-level Data | NEI avg EF - PM, fuel type, firing type
2019 | PA | Wrighter Energy | 61302 | GEN1 | IC | P | NA | NG
2019 | PA | Wrighter Energy | 61302 | GEN2 | IC | P | NA | NG
2019 | PA | Wrighter Energy | 61302 | GEN3 | IC | P | NA | NG
2019 | PA | Wrighter Energy | 61302 | GEN4 | IC | P | NA | NG
2019 | PA | Wrighter Energy | 61302 | GEN5 | IC | P | NA | NG
2019 | PA | York County Resource Recovery | 50215 | 101 | ST | OP | NA | MSW |  | 1549730 | 4.8352 | 0.00624 | EIA Unit-level Data | Estimated using an emission factor
2019 | PA | York County Resource Recovery | 50215 | 102 | ST | OP | NA | MSW |  | 1433710 | 4.4732 | 0.00624 | EIA Unit-level Data | Estimated using an emission factor
2019 | PA | York County Resource Recovery | 50215 | 103 | ST | OP | NA | MSW |  | 1542564 | 4.8128 | 0.00624 | EIA Unit-level Data | Estimated using an emission factor
2019 | PA | York Generation Company LLC | 54693 | GT#1 | CT |  | NA | NG |  | 1610.573 | 0.0046356 | 0.0057564 | EIA Unit-level Data | NEI avg EF - PM, fuel type
2019 | PA | York Generation Company LLC | 54693 | GT#2 | CT |  | NA | NG |  | 1542.974 | 0.004441 | 0.0057564 | EIA Unit-level Data | NEI avg EF - PM, fuel type
2019 | PA | York Generation Company LLC | 54693 | GT#3 | CT | RE | NA | NG
2019 | PA | York Generation Company LLC | 54693 | GT#4 | CT | RE | NA | NG
2019 | PA | York Generation Company LLC | 54693 | GT#5 | CT |  | NA | NG |  | 922.78 | 0.002656 | 0.0057564 | EIA Unit-level Data | NEI avg EF - PM, fuel type
2019 | PA | York Generation Company LLC | 54693 | GT#6 | CT |  | NA | NG |  | 1492.543 | 0.0042959 | 0.0057564 | EIA Unit-level Data | NEI avg EF - PM, fuel type
2019 | PA | York Generation Company LLC | 54693 | HRSG 1 | CA | OP | NA | NG |  | 0 | 0 | 0.000422 | EIA Unit-level Data | Estimated using an emission factor
2019 | PA | York Generation Company LLC | 54693 | HRSG 2 | CA | OP | NA | NG |  | 0 | 0 | 0.000422 | EIA Unit-level Data | Estimated using an emission factor
2019 | PA | York Generation Company LLC | 54693 | HRSG 3 | CA | RE | NA | NG |  | 0 |  |  | EIA Unit-level Data
2019 | PA | York Generation Company LLC | 54693 | HRSG 4 | CA | RE | NA | NG |  | 0 |  |  | EIA Unit-level Data
2019 | PA | York Generation Company LLC | 54693 | HRSG 5 | CA | OP | NA | NG |  | 0 | 0 | 0.000422 | EIA Unit-level Data | Estimated using an emission factor
2019 | PA | York Generation Company LLC | 54693 | HRSG 6 | CA | OP | NA | NG |  | 0 | 0 | 0.000422 | EIA Unit-level Data | Estimated using an emission factor
2019 | PA | York Haven | 3117 | 1 | HY | OP | NA | WAT |  | 1132260 |  | 1.5381e-07 | EIA Prime Mover-level Data | NEI avg EF - PM, fuel type, firing type
2019 | PA | Yough Hydro Power | 52036 | GEN1 | HY | OP | NA | WAT |  | 194192 |  | 1.5381e-07 | EIA Prime Mover-level Data | NEI avg EF - PM, fuel type, firing type
2019 | PA | Yough Hydro Power | 52036 | GEN2 | HY | OP | NA | WAT |  | 194192 |  | 1.5381e-07 | EIA Prime Mover-level Data | NEI avg EF - PM, fuel type, firing type
2019 | PA | Armstrong Power, LLC | 55347 | 1 | GT | OP | CT | NG | 1379 | 2048153 | 12.2757 | 0.011987 | EPA/CAMD | EPA/NEI | 2002
2019 | PA | Armstrong Power, LLC | 55347 | 2 | GT | OP | CT | NG | 1773 | 2647935 | 15.854 | 0.011975 | EPA/CAMD | EPA/NEI | 2002
2019 | PA | Armstrong Power, LLC | 55347 | 3 | GT | OP | CT | NG | 1489 | 2195026 | 13.1742 | 0.012004 | EPA/CAMD | EPA/NEI | 2002
2019 | PA | Armstrong Power, LLC | 55347 | 4 | GT | OP | CT | NG | 1146 | 1675607 | 10.035 | 0.011978 | EPA/CAMD | EPA/NEI | 2002
2019 | PA | Bethlehem Power Plant | 55690 | 1 | CT | OP | CC | NG | 5988 | 6689866 | 26.0389 | 0.0077846 | EPA/CAMD | EPA/NEI | 2002
2019 | PA | Bethlehem Power Plant | 55690 | 2 | CT | OP | CC | NG | 5831 | 6418284 | 23.7126 | 0.0073891 | EPA/CAMD | EPA/NEI | 2002
2019 | PA | Bethlehem Power Plant | 55690 | 3 | CT | OP | CC | NG | 6075 | 6927559 | 26.2514 | 0.0075788 | EPA/CAMD | EPA/NEI | 2002
2019 | PA | Bethlehem Power Plant | 55690 | 5 | CT | OP | CC | NG | 4860 | 5428504 | 16.9523 | 0.0062457 | EPA/CAMD | EPA/NEI | 2002
2019 | PA | Bethlehem Power Plant | 55690 | 6 | CT | OP | CC | NG | 5885 | 6554941 | 17.7391 | 0.0054124 | EPA/CAMD | EPA/NEI | 2002
2019 | PA | Bethlehem Power Plant | 55690 | 7 | CT | OP | CC | NG | 5612 | 6319411 | 19.5817 | 0.0061973 | EPA/CAMD | EPA/NEI | 2003
2019 | PA | Birdsboro Power | 61035 | 01 | CT | OP | CC | NG | 4412 | 13266210 | 38.183 | 0.0057564 | EPA/CAMD | NEI avg EF - PM, fuel type, firing type | 2019
2019 | PA | Bruce Mansfield | 6094 | 1 | ST | OP | WALL | RC | 0 |  |  | 0.01734 |  |  | 1975
2019 | PA | Bruce Mansfield | 6094 | 2 | ST | OP | WALL | RC | 0 |  |  | 0.01734 |  |  | 1977
2019 | PA | Bruce Mansfield | 6094 | 3 | ST | OP | WALL | RC | 1796 | 8425913 | 88.7249 | 0.02106 | EPA/CAMD | EPA/NEI | 1980
2019 | PA | Brunner Island, LLC | 3140 | 1 | ST | OP | TANGENTIAL | BIT | 3358 | 6909032 | 126.927 | 0.036742 | EPA/CAMD | NEI avg EF - PM, fuel type, firing type | 1961
2019 | PA | Brunner Island, LLC | 3140 | 2 | ST | OP | TANGENTIAL | BIT | 2285 | 4979223 | 329.3756 | 0.1323 | EPA/CAMD | EPA/NEI | 1965
2019 | PA | Brunner Island, LLC | 3140 | 3 | ST | OP | TANGENTIAL | RC | 3708 | 16727510 | 291.2724 | 0.034826 | EPA/CAMD | NEI avg EF - PM, fuel type, firing type | 1969
2019 | PA | Brunot Island Power Station | 3096 | 3 | CT | OP | CC | NG | 463 | 236312.4 | 3.0982 | 0.026221 | EPA/CAMD | EPA/NEI | 1973
2019 | PA | Brunot Island Power Station | 3096 | 2A | CT | OP | CC | NG | 511 | 284726.9 | 4.1519 | 0.029164 | EPA/CAMD | EPA/NEI | 1973
2019 | PA | Brunot Island Power Station | 3096 | 2B | CT | OP | CC | NG | 492 | 254349.2 | 4.4813 | 0.035237 | EPA/CAMD | EPA/NEI | 1973
2019 | PA | Cambria Cogen | 10641 | 1 | ST | OP | FLUIDIZED | WC | 1626 | 785629.3 | 10.2878 | 0.02619 | EPA/CAMD | EPA/NEI | 1991
2019 | PA | Cambria Cogen | 10641 | 2 | ST | OP | FLUIDIZED | WC | 1630 | 797389.3 | 14.7756 | 0.03706 | EPA/CAMD | EPA/NEI | 1991
2019 | PA | Chambersburg Units 12 & 13 | 55654 | 12 | GT | OP | CT | NG | 2715 | 1104628 | 0.115 | 0.00020822 | EPA/CAMD | EPA/NEI | 2001
2019 | PA | Chambersburg Units 12 & 13 | 55654 | 13 | GT | OP | CT | NG | 2931 | 1194008 | 0.11136 | 0.00018653 | EPA/CAMD | EPA/NEI | 2001
2019 | PA | Cheswick | 8226 | 1 | ST | OP | TANGENTIAL | BIT | 3302 | 10010740 | 68.4127 | 0.013668 | EPA/CAMD | EPA/NEI | 1970
2019 | PA | Colver Green Energy | 10143 | AAB01 | ST | OP | FLUIDIZED | WC | 7600 | 9721258 | 43.3313 | 0.0089147 | EPA/CAMD | EPA/NEI | 1995
2019 | PA | Conemaugh | 3118 | 1 | ST | OP | TANGENTIAL | BIT | 7474 | 55580420 | 585.2618 | 0.02106 | EPA/CAMD | EPA/NEI | 1970
2019 | PA | Conemaugh | 3118 | 2 | ST | OP | TANGENTIAL | BIT | 7761 | 56233720 | 598.608 | 0.02129 | EPA/CAMD | EPA/NEI | 1971
2019 | PA | CPV Fairview, LLC | 60589 | CT-2 | CT | OP | CC | NG | 423 | 1115804 | 3.2115 | 0.0057564 | EPA/CAMD | NEI avg EF - PM, fuel type, firing type | 2019
2019 | PA | Croydon Generating Station | 8012 | 11 | GT | OP | CT | DFO | 12 | 4702 | 0.006146 | 0.0026142 | EPA/CAMD | EPA/NEI | 1974
2019 | PA | Croydon Generating Station | 8012 | 12 | GT | OP | CT | DFO | 15 | 4295.8 | 0.0095752 | 0.004458 | EPA/CAMD | EPA/NEI | 1974
2019 | PA | Croydon Generating Station | 8012 | 21 | GT | OP | CT | DFO | 29 | 3926.1 | 0.010148 | 0.0051696 | EPA/CAMD | EPA/NEI | 1974
2019 | PA | Croydon Generating Station | 8012 | 22 | GT | OP | CT | DFO | 15 | 5179.1 | 0.0066021 | 0.0025495 | EPA/CAMD | EPA/NEI | 1974
2019 | PA | Croydon Generating Station | 8012 | 31 | GT | OP | CT | DFO | 13 | 5746 | 0.011296 | 0.0039319 | EPA/CAMD | EPA/NEI | 1974
2019 | PA | Croydon Generating Station | 8012 | 32 | GT | OP | CT | DFO | 20 | 3308.9 | 0.0075659 | 0.0045731 | EPA/CAMD | EPA/NEI | 1974
2019 | PA | Croydon Generating Station | 8012 | 41 | GT | OP | CT | DFO | 16 | 5398 | 0.0072143 | 0.0026729 | EPA/CAMD | EPA/NEI | 1974
2019 | PA | Croydon Generating Station | 8012 | 42 | GT | OP | CT | DFO | 16 | 5242 | 0.0077948 | 0.002974 | EPA/CAMD | EPA/NEI | 1974
2019 | PA | Domtar Paper Company, LLC | 54638 | 040 | ST | OP | WALL | BLQ | 3359 | 2563852 | 1.359 | 0.0010602 | EIA non-ozone season distributed and EPA/CAMD ozone season | NEI avg EF - PM, fuel type, firing type | 1982
2019 | PA | Domtar Paper Company, LLC | 54638 | 041 | ST | OP | WALL | BLQ | 3587 | 2713806 | 1.4385 | 0.0010602 | EIA non-ozone season distributed and EPA/CAMD ozone season | NEI avg EF - PM, fuel type, firing type | 1982
2019 | PA | Dynegy Fayette II, LLC | 55516 | CTG1 | CT | OP | CC | NG | 8429 | 18066510 | 11.6382 | 0.0012884 | EPA/CAMD | EPA/NEI | 2003
2019 | PA | Dynegy Fayette II, LLC | 55516 | CTG2 | CT | OP | CC | NG | 8409 | 17591000 | 16.6936 | 0.001898 | EPA/CAMD | EPA/NEI | 2003
2019 | PA | Ebensburg Power Company | 10603 | 031 | ST | OP | FLUIDIZED | WC | 6919 | 3958836 | 20.6651 | 0.01044 | EPA/CAMD | EPA/NEI | 1991
2019 | PA | Eddystone Generating Station | 3161 | 3 | ST | OP | TANGENTIAL | NG | 97 | 79000.08 | 0.97088 | 0.024579 | EPA/CAMD | EPA/NEI | 1974
2019 | PA | Eddystone Generating Station | 3161 | 4 | ST | OP | TANGENTIAL | NG | 187 | 113026.3 | 1.3874 | 0.024549 | EPA/CAMD | EPA/NEI | 1976
2019 | PA | Fairless Energy Center | 55298 | 1A | CT | OP | CC | NG | 7413 | 12755640 | 1.2118 | 0.00019 | EPA/CAMD | EPA/NEI | 2004
2019 | PA | Fairless Energy Center | 55298 | 1B | CT | OP | CC | NG | 6188 | 10931690 | 1.0385 | 0.00019 | EPA/CAMD | EPA/NEI | 2004
2019 | PA | Fairless Energy Center | 55298 | 2A | CT | OP | CC | NG | 7074 | 12042750 | 1.1441 | 0.00019 | EPA/CAMD | EPA/NEI | 2004
2019 | PA | Fairless Energy Center | 55298 | 2B | CT | OP | CC | NG | 7261 | 12700030 | 1.2065 | 0.00019 | EPA/CAMD | EPA/NEI | 2004
2019 | PA | Fairless Hills Generating Station | 7701 | PHBLR4 | ST | OP | WALL | OG | 6279 | 2118528 | 28.4925 | 0.026898 | EPA/CAMD | EPA/NEI | 1996
2019 | PA | Fairless Hills Generating Station | 7701 | PHBLR5 | ST | OP | WALL | OG | 3149 | 1020432 | 17.2993 | 0.033906 | EPA/CAMD | EPA/NEI | 1996
2019 | PA | Gans Generating Facility | 55377 | 8 | GT | OP | CT | NG | 2179 | 848457.5 | 0.045034 | 0.00010616 | EPA/CAMD | EPA/NEI | 2000
2019 | PA | Gans Generating Facility | 55377 | 9 | GT | OP | CT | NG | 2179 | 837556.3 | 0.041174 | 9.8319e-05 | EPA/CAMD | EPA/NEI | 2000
2019 | PA | Gilberton Power Company | 10113 | 031 | ST | OP | FLUIDIZED | WC | 8474 | 4167672 | 22.7763 | 0.01093 | EPA/CAMD | EPA/NEI | 1988
2019 | PA | Gilberton Power Company | 10113 | 032 | ST | OP | FLUIDIZED | WC | 8449 | 4047985 | 22.1222 | 0.01093 | EPA/CAMD | EPA/NEI | 1988
2019 | PA | Grays Ferry Cogen Partnership | 54785 | 2 | CT | OP | CC | NG | 7401 | 9871839 | 261.6612 | 0.053012 | EPA/CAMD | EPA/NEI | 1998
2019 | PA | Grays Ferry Cogen Partnership | 54785 | 25 | ST | OP | WALL | NG | 7969 | 2232413 | 7.4895 | 0.0067098 | EPA/CAMD | EPA/NEI | 1997
2019 | PA | Hamilton Liberty Generation Plant | 58420 | CT1 | CT | OP | CC | NG | 7601 | 17913850 | 13.5477 | 0.0015125 | EPA/CAMD | EPA/NEI | 2016
2019 | PA | Hamilton Liberty Generation Plant | 58420 | CT2 | CT | OP | CC | NG | 6888 | 16248730 | 10.1284 | 0.0012467 | EPA/CAMD | EPA/NEI | 2016
2019 | PA | Hamilton Patriot Generation Plant | 58426 | CT1 | CT | OP | CC | NG | 5778 | 13619770 | 20.7898 | 0.0030529 | EPA/CAMD | EPA/NEI | 2016
2019 | PA | Hamilton Patriot Generation Plant | 58426 | CT2 | CT | OP | CC | NG | 5412 | 12993260 | 33.3713 | 0.0051367 | EPA/CAMD | EPA/NEI | 2016
2019 | PA | Handsome Lake Energy | 55233 | EU-1A | GT | OP | CT | NG | 965 | 171790.6 | 1.517 | 0.017661 | EPA/CAMD | EPA/NEI | 2001
2019 | PA | Handsome Lake Energy | 55233 | EU-1B | GT | OP | CT | NG | 1095 | 197526.5 | 1.7523 | 0.017742 | EPA/CAMD | EPA/NEI | 2001
2019 | PA | Handsome Lake Energy | 55233 | EU-2A | GT | OP | CT | NG | 618 | 104956.6 | 2.226 | 0.042417 | EPA/CAMD | EPA/NEI | 2001
2019 | PA | Handsome Lake Energy | 55233 | EU-2B | GT | OP | CT | NG | 620 | 105346.1 | 2.363 | 0.044862 | EPA/CAMD | EPA/NEI | 2001
2019 | PA | Handsome Lake Energy | 55233 | EU-3A | GT | OP | CT | NG | 606 | 98255.6 | 1.4206 | 0.028917 | EPA/CAMD | EPA/NEI | 2001
2019 | PA | Handsome Lake Energy | 55233 | EU-3B | GT | OP | CT | NG | 604 | 97201.4 | 1.4184 | 0.029184 | EPA/CAMD | EPA/NEI | 2001
2019 | PA | Handsome Lake Energy | 55233 | EU-4A | GT | OP | CT | NG | 615 | 111676.6 | 1.4734 | 0.026387 | EPA/CAMD | EPA/NEI | 2001
2019 | PA | Handsome Lake Energy | 55233 | EU-4B | GT | OP | CT | NG | 533 | 94218 | 1.3432 | 0.028512 | EPA/CAMD | EPA/NEI | 2001
2019 | PA | Handsome Lake Energy | 55233 | EU-5A | GT | OP | CT | NG | 961 | 182621.4 | 1.5431 | 0.0169 | EPA/CAMD | EPA/NEI | 2001
2019 | PA | Handsome Lake Energy | 55233 | EU-5B | GT | OP | CT | NG | 1081 | 207983.3 | 1.6733 | 0.016091 | EPA/CAMD | EPA/NEI | 2001
2019 | PA | Hazleton Generation | 10870 | TURB2 | GT | OP | CT | NG | 170 | 43271.57 | 0.56781 | 0.026244 | EPA/CAMD | EPA/NEI | 2002
2019 | PA | Hazleton Generation | 10870 | TURB3 | GT | OP | CT | NG | 159 | 45114.64 | 0.62796 | 0.027839 | EPA/CAMD | EPA/NEI | 2002
2019 | PA | Hazleton Generation | 10870 | TURB4 | GT | OP | CT | NG | 152 | 43004.15 | 0.62286 | 0.028967 | EPA/CAMD | EPA/NEI | 2002
2019 | PA | Hazleton Generation | 10870 | TURBIN | GT | OP | CT | NG | 86 | 49352.29 | 0.79848 | 0.032359 | EPA/CAMD | EPA/NEI | 1989
2019 | PA | Helix Ironwood LLC | 55337 | 0001 | CT | OP | CC | NG | 7459 | 18337210 | 1.742 | 0.00019 | EPA/CAMD | EPA/NEI | 2001
2019 | PA | Helix Ironwood LLC | 55337 | 0002 | CT | OP | CC | NG | 7142 | 17524530 | 1.6648 | 0.00019 | EPA/CAMD | EPA/NEI | 2001
2019 | PA | Homer City | 3122 | 1 | ST | OP | WALL | BIT | 6629 | 24627890 | 2519.4333 | 0.2046 | EPA/CAMD | EPA/NEI | 1969
2019 | PA | Homer City | 3122 | 2 | ST | OP | WALL | BIT | 5035 | 19338080 | 1978.2853 | 0.2046 | EPA/CAMD | EPA/NEI | 1969
2019 | PA | Homer City | 3122 | 3 | ST | OP | WALL | BIT | 6833 | 30720110 | 470.0176 | 0.0306 | EPA/CAMD | EPA/NEI | 1977
2019 | PA | Hunlock Creek Energy Center | 3176 | CT5 | CT | OP | CC | NG | 1156 | 459359.3 | 1.5374 | 0.0066938 | EPA/CAMD | EPA/NEI | 2011
2019 | PA | Hunlock Creek Energy Center | 3176 | CT6 | CT | OP | CC | NG | 1183 | 467629.3 | 1.3303 | 0.0056894 | EPA/CAMD | EPA/NEI | 2011
2019 | PA | Hunlock Unit 4 | 56397 | 4 | GT | OP | CT | NG | 496 | 188643.7 | 0.010393 | 0.00011018 | EPA/CAMD | EPA/NEI | 2000
2019 | PA | Hunterstown Combined Cycle | 55976 | CT101 | CT | OP | CC | NG | 7468 | 13826380 | 37.0644 | 0.0053614 | EPA/CAMD | EPA/NEI | 2002
2019 | PA | Hunterstown Combined Cycle | 55976 | CT201 | CT | OP | CC | NG | 7386 | 13666270 | 35.4088 | 0.0051819 | EPA/CAMD | EPA/NEI | 2003
2019 | PA | Hunterstown Combined Cycle | 55976 | CT301 | CT | OP | CC | NG | 7501 | 13941060 | 39.6921 | 0.0056943 | EPA/CAMD | EPA/NEI | 2003
2019 | PA | Keystone | 3136 | 1 | ST | OP | TANGENTIAL | BIT | 8189 | 61842780 | 4090.8997 | 0.1323 | EPA/CAMD | EPA/NEI | 1967
2019 | PA | Keystone | 3136 | 2 | ST | OP | TANGENTIAL | BIT | 6889 | 50498750 | 3340.4924 | 0.1323 | EPA/CAMD | EPA/NEI | 1968
2019 | PA | Kimberly-Clark Tissue Company | 50410 | 034 | ST | OP | WALL | NG | 272 | 549.7 | 0.0019719 | 0.0071744 | EPA/CAMD | NEI avg EF - PM, fuel type, firing type | 1954
2019 | PA | Kimberly-Clark Tissue Company | 50410 | 035 | ST | OP | FLUIDIZED | WC | 5854 | 3463161 | 70.4764 | 0.040701 | EPA/CAMD | EPA/NEI | 1986
2019 | PA | Lackawanna Energy Center | 60357 | 1 | CT | OP | CC | NG | 8063 | 23595240 | 67.9122 | 0.0057564 | EPA/CAMD | NEI avg EF - PM, fuel type, firing type | 2018
2019 | PA | Lackawanna Energy Center | 60357 | 2 | CT | OP | CC | NG | 7795 | 22897480 | 65.9039 | 0.0057564 | EPA/CAMD | NEI avg EF - PM, fuel type, firing type | 2018
2019 | PA | Lackawanna Energy Center | 60357 | 3 | CT | OP | CC | NG | 6989 | 20680960 | 59.5242 | 0.0057564 | EPA/CAMD | NEI avg EF - PM, fuel type, firing type | 2018
2019 | PA | Liberty Electric Power Plant | 55231 | 0001 | CT | OP | CC | NG | 7769 | 14319540 | 49.4657 | 0.0069088 | EPA/CAMD | EPA/NEI | 2002
2019 | PA | Liberty Electric Power Plant | 55231 | 0002 | CT | OP | CC | NG | 7838 | 14354590 | 54.9394 | 0.0076546 | EPA/CAMD | EPA/NEI | 2002
2019 | PA | Lower Mount Bethel Energy, LLC | 55667 | CT01 | CT | OP | CC | NG | 5091 | 8976659 | 0.85278 | 0.00019 | EPA/CAMD | EPA/NEI | 2003
2019 | PA | Lower Mount Bethel Energy, LLC | 55667 | CT02 | CT | OP | CC | NG | 4873 | 8514821 | 0.80891 | 0.00019 | EPA/CAMD | EPA/NEI | 2003
2019 | PA | Marcus Hook 50, L.P. | 50074 | 001 | GT | OP | CT | NG | 29 | 10905.79 | 0.0010365 | 0.00019007 | EPA/CAMD | EPA/NEI | 1988
2019 | PA | Marcus Hook Energy, LP | 55801 | 0001 | CT | OP | CC | NG | 6089 | 10238240 | 0.97263 | 0.00019 | EPA/CAMD | EPA/NEI | 2004
2019 | PA | Marcus Hook Energy, LP | 55801 | 0002 | CT | OP | CC | NG | 6217 | 10795140 | 1.0255 | 0.00019 | EPA/CAMD | EPA/NEI | 2004
2019 | PA | Marcus Hook Energy, LP | 55801 | 0003 | CT | OP | CC | NG | 6228 | 10600470 | 1.007 | 0.00019 | EPA/CAMD | EPA/NEI | 2004
2019 | PA | Martins Creek, LLC | 3148 | 3 | ST | OP | TANGENTIAL | RFO | 1062 | 3515350 | 14.516 | 0.0082586 | EPA/CAMD | EPA/NEI | 1975
2019 | PA | Martins Creek, LLC | 3148 | 4 | ST | OP | TANGENTIAL | RFO | 612 | 1642559 | 12.0648 | 0.01469 | EPA/CAMD | EPA/NEI | 1977
2019 | PA | Merck & Company - West Point | 52149 | 039 | GT | OP | CT | NG | 1763 | 614146.6 | 2.3999 | 0.0078154 | EPA/CAMD | NEI avg EF - PM, fuel type, firing type | 1989
2019 | PA | Merck & Company - West Point | 52149 | 040 | GT | OP | CT | NG | 7404 | 3142502 | 12.28 | 0.0078154 | EPA/CAMD | NEI avg EF - PM, fuel type, firing type | 2001
2019 | PA | Montour, LLC | 3149 | 1 | ST | OP | TANGENTIAL | RC | 875 | 4293341 | 45.7026 | 0.02129 | EPA/CAMD | EPA/NEI | 1971
2019 | PA | Montour, LLC | 3149 | 2 | ST | OP | TANGENTIAL | RC | 1503 | 6921809 | 73.6826 | 0.02129 | EPA/CAMD | EPA/NEI | 1973
2019 | PA | Mountain | 3111 | 031 | GT | OP | CT | DFO | 30 | 8495.1 | 0.061765 | 0.014541 | EPA/CAMD | EPA/NEI | 1971
2019 | PA | Mountain | 3111 | 032 | GT | OP | CT | DFO | 99 | 25774.5 | 0.13455 | 0.01044 | EPA/CAMD | EPA/NEI | 1971
2019 | PA | Moxie Freedom Generation Plant | 59906 | 201 | CT | OP | CC | NG | 7736 | 24011750 | 69.111 | 0.0057564 | EPA/CAMD | NEI avg EF - PM, fuel type, firing type | 2018
2019 | PA | Moxie Freedom Generation Plant | 59906 | 202 | CT | OP | CC | NG | 7206 | 22254350 | 64.0528 | 0.0057564 | EPA/CAMD | NEI avg EF - PM, fuel type, firing type | 2018
2019 | PA | Mt. Carmel Cogeneration | 10343 | SG-101 | ST | OP | FLUIDIZED | WC | 2655 | 1465517 | 10.5339 | 0.014376 | EPA/CAMD | EPA/NEI | 1990
2019 | PA | New Castle | 3138 | 3 | ST | OP | WALL | NG | 2270 | 1161091 | 4.0425 | 0.0069633 | EPA/CAMD | EPA/NEI | 1952
2019 | PA | New Castle | 3138 | 4 | ST | OP | WALL | NG | 2244 | 1281214 | 3.8349 | 0.0059864 | EPA/CAMD | EPA/NEI | 1958
2019 | PA | New Castle | 3138 | 5 | ST | OP | WALL | NG | 2124 | 1610211 | 6.7229 | 0.0083503 | EPA/CAMD | EPA/NEI | 1964
2019 | PA | Northampton Generating Plant | 50888 | NGC01 | ST | OP | FLUIDIZED | WC | 1895 | 1875877 | 2.5563 | 0.0027254 | EPA/CAMD | EPA/NEI | 1995
2019 | PA | Ontelaunee Energy Center | 55193 | CT1 | CT | OP | CC | NG | 7933 | 14381260 | 28.8545 | 0.0040128 | EPA/CAMD | EPA/NEI | 2002
2019 | PA | Ontelaunee Energy Center | 55193 | CT2 | CT | OP | CC | NG | 7331 | 13260640 | 28.8548 | 0.0043519 | EPA/CAMD | EPA/NEI | 2002
2019 | PA | Panda Hummel Station | 60368 | CT1 | CT | OP | CC | NG | 7125 | 14810700 | 42.6284 | 0.0057564 | EPA/CAMD | NEI avg EF - PM, fuel type, firing type | 2018
2019 | PA | Panda Hummel Station | 60368 | CT2 | CT | OP | CC | NG | 6532 | 13698780 | 39.428 | 0.0057564 | EPA/CAMD | NEI avg EF - PM, fuel type, firing type | 2018
2019 | PA | Panda Hummel Station | 60368 | CT3 | CT | OP | CC | NG | 5426 | 11260540 | 32.4103 | 0.0057564 | EPA/CAMD | NEI avg EF - PM, fuel type, firing type | 2018
2019 | PA | Panther Creek Energy Facility | 50776 | 1 | ST | OP | FLUIDIZED | WC | 1642 | 590684.9 | 0.39371 | 0.0013331 | EPA/CAMD | EPA/NEI | 1992
2019 | PA | Panther Creek Energy Facility | 50776 | 2 | ST | OP | FLUIDIZED | WC | 1410 | 614962.6 | 0.40966 | 0.0013323 | EPA/CAMD | EPA/NEI | 1992
2019 | PA | PEI Power Corporation | 50279 | 2 | GT | OP | CT | NG | 1336 | 519308.8 | 1.6926 | 0.0065185 | EPA/CAMD | EPA/NEI | 2001
2019 | PA | Philadelphia Refinery | 52106 | 150137 | ST | OP | WALL | PRG | 5750 | 1800707 | 32.4545 | 0.036046 | EPA/CAMD | NEI avg EF - PM, fuel type, firing type | 1952
2019 | PA | Philadelphia Refinery | 52106 | 150138 | ST | OP | WALL | PRG | 0 |  |  | 0.039085 |  |  | 1952
2019 | PA | Philadelphia Refinery | 52106 | 150139 | ST | OP | WALL | PRG | 8578 | 2399314 | 43.2433 | 0.036046 | EPA/CAMD | NEI avg EF - PM, fuel type, firing type | 1952
2019 | PA | Philadelphia Refinery | 52106 | 150140 | ST | OP | WALL | PRG | 3699 | 1439827 | 25.9503 | 0.036046 | EPA/CAMD | NEI avg EF - PM, fuel type, firing type | 1954
2019 | PA | Philadelphia Refinery | 52106 | 150145 | ST | OP | WALL | PRG | 6977 | 1198919 | 21.6084 | 0.036046 | EPA/CAMD | NEI avg EF - PM, fuel type, firing type | 2015
2019 | PA | Pixelle Specialty Solutions | 50397 | 036 | ST | OP | FLUIDIZED | BIT | 8387 | 3242209 | 26.0666 | 0.01608 | EPA/CAMD | EPA/NEI | 1988
2019 | PA | Pixelle Specialty Solutions | 50397 | 038 | ST | OP | OTHER BOILER | NG | 3418 | 2655894 | 3.892 | 0.0029309 | EIA non-ozone season distributed and EPA/CAMD ozone season | EPA/NEI | 2017
2019 | PA | Pixelle Specialty Solutions | 50397 | 039 | ST | OP | OTHER BOILER | NG | 3556 | 2461480 | 3.1686 | 0.0025745 | EIA non-ozone season distributed and EPA/CAMD ozone season | EPA/NEI | 2016
2019 | PA | Portland | 3113 | 5 | GT | OP | CT | NG | 22 | 15631.82 | 0.048755 | 0.006238 | EPA/CAMD | EPA/NEI | 1995
2019 | PA | Procter & Gamble Paper Products | 50463 | 328001 | GT | OP | CT | NG | 3672 | 4505410 | 16.2821 | 0.0072278 | EIA non-ozone season distributed and EPA/CAMD ozone season | EPA/NEI | 1985
2019 | PA | Procter & Gamble Paper Products | 50463 | 328002 | GT | OP | CT | NG | 3559 | 4622298 | 18.0626 | 0.0078154 | EIA non-ozone season distributed and EPA/CAMD ozone season | NEI avg EF - PM, fuel type, firing type | 2013
2019 | PA | Richmond | 3168 | 91 | GT | OP | CT | DFO | 17 | 5896.9 | 0.0094005 | 0.0031883 | EPA/CAMD | EPA/NEI | 1973
2019 | PA | Richmond | 3168 | 92 | GT | OP | CT | DFO | 15 | 5468.9 | 0.010769 | 0.0039384 | EPA/CAMD | EPA/NEI | 1973
2019 | PA | Scrubgrass Generating Plant | 50974 | 1 | ST | OP | FLUIDIZED | WC | 5158 | 2092762 | 13.6061 | 0.013003 | EPA/CAMD | EPA/NEI | 1993
2019 | PA | Scrubgrass Generating Plant | 50974 | 2 | ST | OP | FLUIDIZED | WC | 4673 | 1900887 | 12.5663 | 0.013222 | EPA/CAMD | EPA/NEI | 1993
2019 | PA | Seward | 3130 | 1 | ST | OP | FLUIDIZED | WC | 5527 | 10266720 | 54.3623 | 0.01059 | EPA/CAMD | EPA/NEI | 2004
2019 | PA | Seward | 3130 | 2 | ST | OP | FLUIDIZED | WC | 5294 | 9951752 | 52.6945 | 0.01059 | EPA/CAMD | EPA/NEI | 2004
2019 | PA | Shawville | 3131 | 1 | ST | OP | WALL | NG | 872 | 569572.6 | 6.1622 | 0.021638 | EPA/CAMD | EPA/NEI | 1954
2019 | PA | Shawville | 3131 | 2 | ST | OP | WALL | NG | 1022 | 728593.8 | 8.6998 | 0.023881 | EPA/CAMD | EPA/NEI | 1954
2019 | PA | Shawville | 3131 | 3 | ST | OP | TANGENTIAL | NG | 973 | 1077475 | 7.7007 | 0.014294 | EPA/CAMD | EPA/NEI | 1959
2019 | PA | Shawville | 3131 | 4 | ST | OP | TANGENTIAL | NG | 972 | 1023730 | 6.2283 | 0.012168 | EPA/CAMD | EPA/NEI | 1960
2019 | PA | Springdale Generating Station (55196) | 55196 | 1 | GT | OP | CT | NG | 1664 | 628458.6 | 0.088003 | 0.00028006 | EPA/CAMD | EPA/NEI | 1999
2019 | PA | Springdale Generating Station (55196) | 55196 | 2 | GT | OP | CT | NG | 1642 | 620349.8 | 0.083754 | 0.00027002 | EPA/CAMD | EPA/NEI | 1999
2019 | PA | Springdale Generating Station (55710) | 55710 | 3 | CT | OP | CC | NG | 7941 | 14236730 | 36.1335 | 0.0050761 | EPA/CAMD | EPA/NEI | 2003
2019 | PA | Springdale Generating Station (55710) | 55710 | 4 | CT | OP | CC | NG | 8327 | 14799650 | 30.6003 | 0.0041353 | EPA/CAMD | EPA/NEI | 2003
2019 | PA | St. Nicholas Cogeneration Project | 54634 | 1 | ST | OP | FLUIDIZED | WC | 7847 | 10490650 | 71.8151 | 0.013691 | EPA/CAMD | EPA/NEI | 1990
2019 | PA | Tenaska Westmoreland Generating Station | 60464 | 101 | CT | OP | CC | NG | 5771 | 17226040 | 49.5802 | 0.0057564 | EPA/CAMD | NEI avg EF - PM, fuel type, firing type | 2018
2019 | PA | Tenaska Westmoreland Generating Station | 60464 | 102 | CT | OP | CC | NG | 6367 | 19326270 | 55.6252 | 0.0057564 | EPA/CAMD | NEI avg EF - PM, fuel type, firing type | 2018
2019 | PA | Tolna | 3116 | 031 | GT | OP | CT | DFO | 75 | 17604.5 | 0.062761 | 0.0071301 | EPA/CAMD | EPA/NEI | 1971
2019 | PA | Tolna | 3116 | 032 | GT | OP | CT | DFO | 68 | 15647.6 | 0.036184 | 0.0046248 | EPA/CAMD | EPA/NEI | 1971
2019 | PA | US Steel (Clairton Coke) | 50729 | CLBLR1 | ST | OP | CYCLONE | COG | 2300 | 3264461 | 18.9426 | 0.011605 | EIA non-ozone season distributed and EPA/CAMD ozone season | NEI avg EF - PM, fuel type | 1959
2019 | PA | US Steel (Clairton Coke) | 50729 | CLBLR2 | ST | OP | WALL | COG | 3223 | 3436214 | 19.9392 | 0.011605 | EIA non-ozone season distributed and EPA/CAMD ozone season | NEI avg EF - PM, fuel type, firing type | 1965
2019 | PA | US Steel (Edgar Thomson) | 50732 | ETBLR1 | ST | OP | WALL | PRG | 7652 | 3358939 | 60.5389 | 0.036046 | EPA/CAMD | NEI avg EF - PM, fuel type, firing type | 1943
2019 | PA | US Steel (Edgar Thomson) | 50732 | ETBLR2 | ST | OP | WALL | PRG | 8095 | 3422815 | 61.6901 | 0.036046 | EPA/CAMD | NEI avg EF - PM, fuel type, firing type | 1943
2019 | PA | US Steel (Edgar Thomson) | 50732 | ETBLR3 | ST | OP | WALL | PRG | 8204 | 3419346 | 61.6276 | 0.036046 | EPA/CAMD | NEI avg EF - PM, fuel type, firing type | 1943
2019 | PA | Warren | 3132 | 005 | GT | OP | CT | NG | 76 | 38851.85 | 0.69075 | 0.035558 | EPA/CAMD | EPA/NEI | 1972
2019 | PA | Wheelabrator Frackville Energy | 50879 | GEN1 | ST | OP | FLUIDIZED | WC | 8469 | 5422009 | 265.0248 | 0.097759 | EPA/CAMD | EPA/NEI | 1989
2019 | PA | WPS Westwood Generation, LLC | 50611 | 031 | ST | OP | FLUIDIZED | WC | 5233 | 2602120 | 0.79068 | 0.00060772 | EPA/CAMD | EPA/NEI | 1987
2019 | PA | York Energy Center | 55524 | 1 | CT | OP | CC | NG | 3677 | 3785755 | 24.2045 | 0.012787 | EPA/CAMD | EPA/NEI | 2011
2019 | PA | York Energy Center | 55524 | 2 | CT | OP | CC | NG | 3575 | 3647784 | 15.8022 | 0.008664 | EPA/CAMD | EPA/NEI | 2011
2019 | PA | York Energy Center | 55524 | 3 | CT | OP | CC | NG | 3468 | 3628569 | 16.8161 | 0.0092687 | EPA/CAMD | EPA/NEI | 2011
2019 | PA | York Energy Center | 55524 | 5 | CT | OP | CC | NG | 4971 | 12368530 | 35.5993 | 0.0057564 | EPA/CAMD | NEI avg EF - PM, fuel type, firing type | 2018
2019 | PA | York Energy Center | 55524 | 6 | CT | OP | CC | NG | 4784 | 11905280 | 34.266 | 0.0057564 | EPA/CAMD | NEI avg EF - PM, fuel type, firing type | 2018
2019 | PR | AES ILUMINA | 61036 | ILUMI | PV | OP | NA | SUN |  | 338059 |  | 0 | EIA Prime Mover-level Data | Estimated using an emission factor
2019 | PR | AES Puerto Rico | 61082 | UNIT1 | ST | OP | FLUIDIZED | BIT |  | 18536330 | 116.256 | 0.012544 | EIA Prime Mover-level Data | NEI avg EF - PM, fuel type, firing type
2019 | PR | AES Puerto Rico | 61082 | UNIT2 | ST | OP | FLUIDIZED | BIT |  | 18536330 | 116.256 | 0.012544 | EIA Prime Mover-level Data | NEI avg EF - PM, fuel type, firing type
2019 | PR | Aguirre Plant | 61146 | 1 | ST | OP | NA | RFO |  | 12185440 | 55.7442 | 0.0091493 | EIA Prime Mover-level Data | NEI avg EF - PM, fuel type, firing type
2019 | PR | Aguirre Plant | 61146 | 2 | ST | OP | NA | RFO |  | 12185440 | 55.7442 | 0.0091493 | EIA Prime Mover-level Data | NEI avg EF - PM, fuel type, firing type
2019 | PR | Aguirre Plant | 61146 | CA-1 | CA | OP | NA | DFO |  | 0 | 0 | 0.011 | EIA Prime Mover-level Data | NEI avg EF - PM, fuel type, firing type
2019 | PR | Aguirre Plant | 61146 | CA-2 | CA | OP | NA | DFO |  | 0 | 0 | 0.011 | EIA Prime Mover-level Data | NEI avg EF - PM, fuel type, firing type
2019 | PR | Aguirre Plant | 61146 | CT1-1 | CT | OP | NA | DFO |  | 1204808 | 4.601 | 0.0076377 | EIA Prime Mover-level Data | NEI avg EF - PM, fuel type, firing type
2019 | PR | Aguirre Plant | 61146 | CT1-2 | CT | OP | NA | DFO |  | 1204808 | 4.601 | 0.0076377 | EIA Prime Mover-level Data | NEI avg EF - PM, fuel type, firing type
2019 | PR | Aguirre Plant | 61146 | CT1-3 | CT | OP | NA | DFO |  | 1204808 | 4.601 | 0.0076377 | EIA Prime Mover-level Data | NEI avg EF - PM, fuel type, firing type
2019 | PR | Aguirre Plant | 61146 | CT1-4 | CT | OP | NA | DFO |  | 1204808 | 4.601 | 0.0076377 | EIA Prime Mover-level Data | NEI avg EF - PM, fuel type, firing type
2019 | PR | Aguirre Plant | 61146 | CT2-1 | CT | OP | NA | DFO |  | 1204808 | 4.601 | 0.0076377 | EIA Prime Mover-level Data | NEI avg EF - PM, fuel type, firing type
2019 | PR | Aguirre Plant | 61146 | CT2-2 | CT | OP | NA | DFO |  | 1204808 | 4.601 | 0.0076377 | EIA Prime Mover-level Data | NEI avg EF - PM, fuel type, firing type
2019 | PR | Aguirre Plant | 61146 | CT2-3 | CT | OP | NA | DFO |  | 1204808 | 4.601 | 0.0076377 | EIA Prime Mover-level Data | NEI avg EF - PM, fuel type, firing type
2019 | PR | Aguirre Plant | 61146 | CT2-4 | CT | OP | NA | DFO |  | 1204808 | 4.601 | 0.0076377 | EIA Prime Mover-level Data | NEI avg EF - PM, fuel type, firing type
2019 | PR | Aguirre Plant | 61146 | GT2-1 | GT | OP | NA | DFO |  | 1372 | 0.01184 | 0.017259 | EIA Prime Mover-level Data | NEI avg EF - PM, fuel type, firing type
2019 | PR | Aguirre Plant | 61146 | GT2-2 | GT | OP | NA | DFO |  | 1372 | 0.01184 | 0.017259 | EIA Prime Mover-level Data | NEI avg EF - PM, fuel type, firing type
2019 | PR | Arecibo Filtration Plant | 61113 | AREC | PV | OP | NA | SUN |  | 15441 |  | 0 | EIA Prime Mover-level Data | Estimated using an emission factor
2019 | PR | Cambalache Plant | 61150 | GT-1 | GT | OP | NA | DFO |  | 599763.7 | 5.1758 | 0.017259 | EIA Prime Mover-level Data | NEI avg EF - PM, fuel type, firing type
2019 | PR | Cambalache Plant | 61150 | GT-2 | GT | OP | NA | DFO |  | 599763.7 | 5.1758 | 0.017259 | EIA Prime Mover-level Data | NEI avg EF - PM, fuel type, firing type
2019 | PR | Cambalache Plant | 61150 | GT-3 | GT | OP | NA | DFO |  | 599763.7 | 5.1758 | 0.017259 | EIA Prime Mover-level Data | NEI avg EF - PM, fuel type, firing type
2019 | PR | Canovanas Filtration Plant | 61114 | CANO | PV | OP | NA | SUN |  | 15119 |  | 0 | EIA Prime Mover-level Data | Estimated using an emission factor
2019 | PR | Caonillas | 61225 | 1 | HY | OP | NA | WAT |  |  |  | 1.5381e-07
2019 | PR | Caonillas | 61225 | 2 | HY | OP | NA | WAT |  |  |  | 1.5381e-07
2019 | PR | Caonillas | 61225 | 3 | HY | OP | NA | WAT |  |  |  | 1.5381e-07
2019 | PR | Central San Juan Plant | 61148 | 7 | ST | OP | NA | RFO |  | 916035.5 | 4.1905 | 0.0091493 | EIA Prime Mover-level Data | NEI avg EF - PM, fuel type, firing type
2019 | PR | Central San Juan Plant | 61148 | 8 | ST | OP | NA | RFO |  | 916035.5 | 4.1905 | 0.0091493 | EIA Prime Mover-level Data | NEI avg EF - PM, fuel type, firing type
2019 | PR | Central San Juan Plant | 61148 | 9 | ST | OP | NA | RFO |  | 916035.5 | 4.1905 | 0.0091493 | EIA Prime Mover-level Data | NEI avg EF - PM, fuel type, firing type
2019 | PR | Central San Juan Plant | 61148 | 10 | ST | OP | NA | RFO |  | 916035.5 | 4.1905 | 0.0091493 | EIA Prime Mover-level Data | NEI avg EF - PM, fuel type, firing type
2019 | PR | Central San Juan Plant | 61148 | CA5 | CA | OP | NA | DFO |  | 0 | 0 | 0.011 | EIA Prime Mover-level Data | NEI avg EF - PM, fuel type, firing type
2019 | PR | Central San Juan Plant | 61148 | CA6 | CA | OP | NA | DFO |  | 0 | 0 | 0.011 | EIA Prime Mover-level Data | NEI avg EF - PM, fuel type, firing type
2019 | PR | Central San Juan Plant | 61148 | CT5 | CT | OP | NA | DFO |  | 7908924 | 30.2032 | 0.0076377 | EIA Prime Mover-level Data | NEI avg EF - PM, fuel type, firing type
2019 | PR | Central San Juan Plant | 61148 | CT6 | CT | OP | NA | DFO |  | 7908924 | 30.2032 | 0.0076377 | EIA Prime Mover-level Data | NEI avg EF - PM, fuel type, firing type
2019 | PR | Cervecera de Puerto Rico | 62410 | GCC01 | IC | SB | NA | DFO |  |  |  | 0.30942
2019 | PR | Cervecera de Puerto Rico | 62410 | GDC01 | IC | SB | NA | DFO |  |  |  | 0.30942
2019 | PR | Costa Sur Plant | 61147 | 1 | ST | RE | NA | RFO
2019 | PR | Costa Sur Plant | 61147 | 2 | ST | RE | NA | RFO
2019 | PR | Costa Sur Plant | 61147 | 3 | ST | OP | NA | RFO |  | 4021385 | 18.3964 | 0.0091493 | EIA Prime Mover-level Data | NEI avg EF - PM, fuel type, firing type
2019 | PR | Costa Sur Plant | 61147 | 4 | ST | OP | NA | RFO |  | 4021385 | 18.3964 | 0.0091493 | EIA Prime Mover-level Data | NEI avg EF - PM, fuel type, firing type
2019 | PR | Costa Sur Plant | 61147 | 5 | ST | OP | NA | NG |  | 19397270 | 78.0976 | 0.0080524 | EIA Prime Mover-level Data | NEI avg EF - PM, fuel type, firing type
2019 | PR | Costa Sur Plant | 61147 | 6 | ST | OP | NA | NG |  | 19397270 | 78.0976 | 0.0080524 | EIA Prime Mover-level Data | NEI avg EF - PM, fuel type, firing type
2019 | PR | Costa Sur Plant | 61147 | GT-1 | GT | OP | NA | DFO |  |  |  | 0.022973
2019 | PR | Costa Sur Plant | 61147 | GT-2 | GT | OP | NA | DFO |  |  |  | 0.022973
2019 | PR | Coto Laurel Solar Farm | 61062 | CLSF | PV | TS | NA | SUN
2019 | PR | Culebra | 61226 | 1 | IC | OP | NA | RFO |  | 24.857 | 0.0038528 | 0.31 | EIA Prime Mover-level Data | NEI avg EF - PM, fuel type, firing type
2019 | PR | Culebra | 61226 | 2 | IC | OP | NA | RFO |  | 24.857 | 0.0038528 | 0.31 | EIA Prime Mover-level Data | NEI avg EF - PM, fuel type, firing type
2019 | PR | Culebra | 61226 | 3 | IC | OP | NA | RFO |  | 58 | 0.00899 | 0.31 | EIA Prime Mover-level Data | NEI avg EF - PM, fuel type, firing type
2019 | PR | Culebra | 61226 | 4 | IC | OP | NA | RFO |  | 66.286 | 0.010274 | 0.31 | EIA Prime Mover-level Data | NEI avg EF - PM, fuel type, firing type
2019 | PR | Daguao | 61227 | GT-1 | GT | OP | NA | DFO |  | 111592 | 0.963 | 0.017259 | EIA Prime Mover-level Data | NEI avg EF - PM, fuel type, firing type
2019 | PR | Daguao | 61227 | GT-2 | GT | OP | NA | DFO |  | 111592 | 0.963 | 0.017259 | EIA Prime Mover-level Data | NEI avg EF - PM, fuel type, firing type
2019 | PR | Dos Bocas | 61228 | 1 | HY | OP | NA | WAT |  |  |  | 1.5381e-07
2019 | PR | Dos Bocas | 61228 | 2 | HY | OP | NA | WAT |  |  |  | 1.5381e-07
2019 | PR | Dos Bocas | 61228 | 3 | HY | OP | NA | WAT |  |  |  | 1.5381e-07
2019 | PR | EcoElectrica | 61034 | CT1 | CT | OP | NA | NG |  | 13159500 | 37.8759 | 0.0057564 | EIA Prime Mover-level Data | NEI avg EF - PM, fuel type, firing type
2019 | PR | EcoElectrica | 61034 | CT2 | CT | OP | NA | NG |  | 13159500 | 37.8759 | 0.0057564 | EIA Prime Mover-level Data | NEI avg EF - PM, fuel type, firing type
2019 | PR | EcoElectrica | 61034 | STG | CA | OP | NA | NG |  | 197033 | 0.17549 | 0.0017814 | EIA Prime Mover-level Data | NEI avg EF - PM, fuel type, firing type
2019 | PR | El Yunque Filtration Plant | 61112 | YUNQ | PV | OP | NA | SUN |  | 33185 |  | 0 | EIA Prime Mover-level Data | Estimated using an emission factor
2019 | PR | Fajardo MSWL | 61109 | PE558 | IC | OP | NA | LFG |  |  |  | 0.0147
2019 | PR | Fajardo MSWL | 61109 | PE559 | IC | OP | NA | LFG |  |  |  | 0.0147
2019 | PR | Fort Buchanan Distributed Generation | 61254 | SOLAR | PV | OP | NA | SUN
2019 | PR | Fort Buchanan Distributed Generation | 61254 | WIND | WT | OP | NA | WND
2019 | PR | Garzas | 61229 | 1 | HY | OP | NA | WAT |  |  |  | 1.5381e-07
2019 | PR | Garzas | 61229 | 2 | HY | OP | NA | WAT |  |  |  | 1.5381e-07
2019 | PR | Garzas | 61229 | 3 | HY | OP | NA | WAT |  |  |  | 1.5381e-07
2019 | PR | GASNA 18P, LLC | 61102 | UNIT1 | PV | OA | NA | SUN |  | 61438 |  | 0 | EIA Prime Mover-level Data | Estimated using an emission factor
2019 | PR | HIMA San Pablo - Caguas | 61808 | CAG1 | IC | SB | NA | DFO |  | 126.667 | 0.019596 | 0.30942 | EIA Prime Mover-level Data | NEI avg EF - PM, fuel type, firing type
2019 | PR | HIMA San Pablo - Caguas | 61808 | CAG2 | IC | SB | NA | DFO |  | 126.667 | 0.019596 | 0.30942 | EIA Prime Mover-level Data | NEI avg EF - PM, fuel type, firing type
2019 | PR | HIMA San Pablo - Caguas | 61808 | CAG3 | IC | SB | NA | DFO |  | 168.889 | 0.026129 | 0.30942 | EIA Prime Mover-level Data | NEI avg EF - PM, fuel type, firing type
2019 | PR | HIMA San Pablo - Caguas | 61808 | CAG4 | IC | SB | NA | DFO |  | 168.889 | 0.026129 | 0.30942 | EIA Prime Mover-level Data | NEI avg EF - PM, fuel type, firing type
2019 | PR | HIMA San Pablo - Caguas | 61808 | CAG5 | IC | SB | NA | DFO |  | 168.889 | 0.026129 | 0.30942 | EIA Prime Mover-level Data | NEI avg EF - PM, fuel type, firing type
2019 | PR | HIMA San Pablo Bayamon | 62841 | BAY1 | IC | SB | NA | DFO |  | 1273.333 | 0.197 | 0.30942 | EIA Prime Mover-level Data | NEI avg EF - PM, fuel type, firing type
2019 | PR | HIMA San Pablo Bayamon | 62841 | BAY2 | IC | SB | NA | DFO |  | 1273.333 | 0.197 | 0.30942 | EIA Prime Mover-level Data | NEI avg EF - PM, fuel type, firing type
2019 | PR | HIMA San Pablo Bayamon | 62841 | BAY3 | IC | SB | NA | DFO |  | 1273.333 | 0.197 | 0.30942 | EIA Prime Mover-level Data | NEI avg EF - PM, fuel type, firing type
2019 | PR | HIMA San Pablo Cupey | 62851 | CUP1 | IC | SB | NA | DFO |  | 146.5 | 0.022665 | 0.30942 | EIA Prime Mover-level Data | NEI avg EF - PM, fuel type, firing type
2019 | PR | HIMA San Pablo Cupey | 62851 | CUP2 | IC | SB | NA | DFO |  | 146.5 | 0.022665 | 0.30942 | EIA Prime Mover-level Data | NEI avg EF - PM, fuel type, firing type
2019 | PR | HIMA San Pablo Fajardo | 62850 | FAJ1 | IC | SB | NA | DFO |  | 249.6 | 0.038615 | 0.30942 | EIA Prime Mover-level Data | NEI avg EF - PM, fuel type, firing type
2019 | PR | HIMA San Pablo Fajardo | 62850 | FAJ2 | IC | SB | NA | DFO |  | 288 | 0.044556 | 0.30942 | EIA Prime Mover-level Data | NEI avg EF - PM, fuel type, firing type
2019 | PR | HIMA San Pablo Fajardo | 62850 | FAJ3 | IC | SB | NA | DFO |  | 38.4 | 0.0059408 | 0.30942 | EIA Prime Mover-level Data | NEI avg EF - PM, fuel type, firing type
2019 | PR | HIMA San Pablo Humacao | 62852 | HUM1 | IC | SB | NA | DFO |  | 60 | 0.0092825 | 0.30942 | EIA Prime Mover-level Data | NEI avg EF - PM, fuel type, firing type
2019 | PR | HIMA San Pablo Humacao | 62852 | HUM2 | IC | SB | NA | DFO |  | 60 | 0.0092825 | 0.30942 | EIA Prime Mover-level Data | NEI avg EF - PM, fuel type, firing type
2019 | PR | Holsum de Puerto Rico, Inc. | 61639 | EU-16 | IC | SB | NA | DFO |  |  |  | 0.30942
2019 | PR | Holsum de Puerto Rico, Inc. | 61639 | EU-17 | IC | SB | NA | DFO |  |  |  | 0.30942
2019 | PR | Holsum de Puerto Rico, Inc. | 61639 | EU-18 | IC | SB | NA | DFO |  |  |  | 0.30942
2019 | PR | Horizon Energy (PR) Hybrid | 61136 | BAT1 | BA | OA | NA | MWH |  | 0 |  |  | EIA Prime Mover-level Data
2019 | PR | Horizon Energy (PR) Hybrid | 61136 | G001 | PV | OA | NA | SUN |  | 214575 |  | 0 | EIA Prime Mover-level Data | Estimated using an emission factor
2019 | PR | Humacao Solar Project, LLC | 61133 | HUM01 | PV | OA | NA | SUN |  | 391527 |  | 0 | EIA Prime Mover-level Data | Estimated using an emission factor
2019 | PR | Humacao Solar Project, LLC | 61133 | SSO01 | PV | TS | NA | SUN
2019 | PR | Janssen Ortho LLC | 61659 | 2GEN1 | IC | SB | NA | DFO |  | 8197.839 | 1.2683 | 0.30942 | EIA Prime Mover-level Data | NEI avg EF - PM, fuel type, firing type
2019 | PR | Janssen Ortho LLC | 61659 | 2GEN2 | IC | SB | NA | DFO |  | 8197.839 | 1.2683 | 0.30942 | EIA Prime Mover-level Data | NEI avg EF - PM, fuel type, firing type
2019 | PR | Janssen Ortho LLC | 61659 | 2GEN3 | IC | SB | NA | DFO |  | 8197.839 | 1.2683 | 0.30942 | EIA Prime Mover-level Data | NEI avg EF - PM, fuel type, firing type
2019 | PR | Janssen Ortho LLC | 61659 | GEN-1 | IC | SB | NA | DFO |  | 8197.839 | 1.2683 | 0.30942 | EIA Prime Mover-level Data | NEI avg EF - PM, fuel type, firing type
2019 | PR | Janssen Ortho LLC | 61659 | GEN-2 | IC | SB | NA | DFO |  | 8197.839 | 1.2683 | 0.30942 | EIA Prime Mover-level Data | NEI avg EF - PM, fuel type, firing type
2019 | PR | Janssen Ortho LLC | 61659 | GEN-3 | IC | SB | NA | DFO |  | 8197.839 | 1.2683 | 0.30942 | EIA Prime Mover-level Data | NEI avg EF - PM, fuel type, firing type
2019 | PR | Janssen Ortho LLC | 61659 | GEN-4 | IC | SB | NA | DFO |  | 10930.45 | 1.691 | 0.30942 | EIA Prime Mover-level Data | NEI avg EF - PM, fuel type, firing type
2019 | PR | Janssen Ortho LLC | 61659 | GEN-5 | IC | SB | NA | DFO |  | 8197.839 | 1.2683 | 0.30942 | EIA Prime Mover-level Data | NEI avg EF - PM, fuel type, firing type
2019 | PR | Janssen Ortho LLC | 61659 | PGEN1 | IC | SB | NA | DFO |  | 8197.839 | 1.2683 | 0.30942 | EIA Prime Mover-level Data | NEI avg EF - PM, fuel type, firing type
2019 | PR | Janssen Ortho LLC | 61659 | PGEN2 | IC | SB | NA | DFO |  | 8197.839 | 1.2683 | 0.30942 | EIA Prime Mover-level Data | NEI avg EF - PM, fuel type, firing type
2019 | PR | Janssen Ortho LLC | 61659 | SOLAR | PV | OA | NA | SUN |  | 31716 |  | 0 | EIA Prime Mover-level Data | Estimated using an emission factor
2019 | PR | Jobos | 61171 | GT-1 | GT | OP | NA | DFO |  | 107183.5 | 0.92496 | 0.017259 | EIA Prime Mover-level Data | NEI avg EF - PM, fuel type, firing type
2019 | PR | Jobos | 61171 | GT-2 | GT | OP | NA | DFO |  | 107183.5 | 0.92496 | 0.017259 | EIA Prime Mover-level Data | NEI avg EF - PM, fuel type, firing type
2019 | PR | Martino | 61063 | MATNO | PV | OP | NA | SUN |  | 46248 |  | 0 | EIA Prime Mover-level Data | Estimated using an emission factor
2019 | PR | Mayaguez Plant | 61151 | GT-1 | GT | OP | NA | DFO |  | 233386 | 2.014 | 0.017259 | EIA Prime Mover-level Data | NEI avg EF - PM, fuel type, firing type
2019 | PR | Mayaguez Plant | 61151 | GT-2 | GT | OP | NA | DFO |  | 233386 | 2.014 | 0.017259 | EIA Prime Mover-level Data | NEI avg EF - PM, fuel type, firing type
2019 | PR | Mayaguez Plant | 61151 | GT-3 | GT | OP | NA | DFO |  | 233386 | 2.014 | 0.017259 | EIA Prime Mover-level Data | NEI avg EF - PM, fuel type, firing type
2019 | PR | Mayaguez Plant | 61151 | GT-4 | GT | OP | NA | DFO |  | 233386 | 2.014 | 0.017259 | EIA Prime Mover-level Data | NEI avg EF - PM, fuel type, firing type
2019 | PR | Medtronic Solar | 61137 | PV1 | PV | OS | NA | SUN
2019 | PR | Oriana Energy Hybrid | 61083 | BAT1 | BA | OA | NA | MWH |  | 0 |  |  | EIA Prime Mover-level Data
2019 | PR | Oriana Energy Hybrid | 61083 | G001 | PV | OA | NA | SUN |  | 714751 |  | 0 | EIA Prime Mover-level Data | Estimated using an emission factor
2019 | PR | Palo Seco Plant | 61149 | 1 | ST | OP | NA | RFO |  | 1907694 | 8.727 | 0.0091493 | EIA Prime Mover-level Data | NEI avg EF - PM, fuel type, firing type
2019 | PR | Palo Seco Plant | 61149 | 2 | ST | OP | NA | RFO |  | 1907694 | 8.727 | 0.0091493 | EIA Prime Mover-level Data | NEI avg EF - PM, fuel type, firing type
2019 | PR | Palo Seco Plant | 61149 | 3 | ST | OP | NA | RFO |  | 4847787 | 22.1769 | 0.0091493 | EIA Prime Mover-level Data | NEI avg EF - PM, fuel type, firing type
2019 | PR | Palo Seco Plant | 61149 | 4 | ST | OP | NA | RFO |  | 4847787 | 22.1769 | 0.0091493 | EIA Prime Mover-level Data | NEI avg EF - PM, fuel type, firing type
2019 | PR | Palo Seco Plant | 61149 | 1-1 | GT | OP | NA | DFO |  | 301498.3 | 2.6018 | 0.017259 | EIA Prime Mover-level Data | NEI avg EF - PM, fuel type, firing type
2019 | PR | Palo Seco Plant | 61149 | 1-2 | GT | OP | NA | DFO |  | 301498.3 | 2.6018 | 0.017259 | EIA Prime Mover-level Data | NEI avg EF - PM, fuel type, firing type
2019 | PR | Palo Seco Plant | 61149 | 2-1 | GT | OP | NA | DFO |  | 301498.3 | 2.6018 | 0.017259 | EIA Prime Mover-level Data | NEI avg EF - PM, fuel type, firing type
2019 | PR | Palo Seco Plant | 61149 | 2-2 | GT | OP | NA | DFO |  | 301498.3 | 2.6018 | 0.017259 | EIA Prime Mover-level Data | NEI avg EF - PM, fuel type, firing type
2019 | PR | Palo Seco Plant | 61149 | 3-1 | GT | OP | NA | DFO |  | 301498.3 | 2.6018 | 0.017259 | EIA Prime Mover-level Data | NEI avg EF - PM, fuel type, firing type
2019 | PR | Palo Seco Plant | 61149 | 3-2 | GT | OP | NA | DFO |  | 301498.3 | 2.6018 | 0.017259 | EIA Prime Mover-level Data | NEI avg EF - PM, fuel type, firing type
2019 | PR | Patillas | 61230 | 1 | HY | OP | NA | WAT |  |  |  | 1.5381e-07
2019 | PR | Patillas | 61230 | 2 | HY | OP | NA | WAT |  |  |  | 1.5381e-07
2019 | PR | Pattern Santa Isabel LLC | 61014 | 1 | WT | OP | NA | WND |  | 1390004 |  | 0 | EIA Prime Mover-level Data | Estimated using an emission factor
2019 | PR | Pfizer Guayama | 61064 | PFGY | PV | OP | NA | SUN |  | 46321 |  | 0 | EIA Prime Mover-level Data | Estimated using an emission factor
2019 | PR | Pfizer Vega Baja | 61065 | PFVB | PV | OP | NA | SUN |  | 52800 |  | 0 | EIA Prime Mover-level Data | Estimated using an emission factor
2019 | PR | Punta Lima Wind Farm | 61132 | WTGS | WT | OS | NA | WND
2019 | PR | Rio Blanco | 61236 | 1 | HY | OP | NA | WAT |  |  |  | 1.5381e-07
2019 | PR | Rio Blanco | 61236 | 2 | HY | OP | NA | WAT |  |  |  | 1.5381e-07
2019 | PR | San Fermin Solar Farm Hybrid | 61110 | BESS | BA | OA | NA | MWH |  | 0 |  |  | EIA Prime Mover-level Data
2019 | PR | San Fermin Solar Farm Hybrid | 61110 | DSL | IC | OA | NA | DFO |  | 1341 | 0.20746 | 0.30942 | EIA Prime Mover-level Data | NEI avg EF - PM, fuel type, firing type
2019 | PR | San Fermin Solar Farm Hybrid | 61110 | PV | PV | OA | NA | SUN |  | 319423 |  | 0 | EIA Prime Mover-level Data | Estimated using an emission factor
2019 | PR | Toa Baja MSWL | 61122 | PE563 | IC | TS | NA | LFG
2019 | PR | Toa Baja MSWL | 61122 | PE564 | IC | TS | NA | LFG
2019 | PR | Toro Negro | 61231 | 1 | HY | SB | NA | WAT |  |  |  | 1.5381e-07
2019 | PR | Toro Negro | 61231 | 2 | HY | OP | NA | WAT |  |  |  | 1.5381e-07
2019 | PR | Toro Negro | 61231 | 3 | HY | OP | NA | WAT |  |  |  | 1.5381e-07
2019 | PR | Toro Negro | 61231 | 4 | HY | OP | NA | WAT |  |  |  | 1.5381e-07
2019 | PR | USCG Puerto Rico PV | 61273 | 865 | PV | OA | NA | SUN
2019 | PR | Vega Baja | 61232 | GT-1 | GT | OP | NA | DFO |  | 92619.5 | 0.79927 | 0.017259 | EIA Prime Mover-level Data | NEI avg EF - PM, fuel type, firing type
2019 | PR | Vega Baja | 61232 | GT-2 | GT | OP | NA | DFO |  | 92619.5 | 0.79927 | 0.017259 | EIA Prime Mover-level Data | NEI avg EF - PM, fuel type, firing type
2019 | PR | Vieques | 61233 | 1 | IC | OP | NA | RFO |  | 117 | 0.018135 | 0.31 | EIA Prime Mover-level Data | NEI avg EF - PM, fuel type, firing type
2019 | PR | Vieques | 61233 | 2 | IC | OP | NA | RFO |  | 117 | 0.018135 | 0.31 | EIA Prime Mover-level Data | NEI avg EF - PM, fuel type, firing type
2019 | PR | Yabucoa | 61234 | GT-1 | GT | OP | NA | DFO |  | 95438.5 | 0.8236 | 0.017259 | EIA Prime Mover-level Data | NEI avg EF - PM, fuel type, firing type
2019 | PR | Yabucoa | 61234 | GT-2 | GT | OP | NA | DFO |  | 95438.5 | 0.8236 | 0.017259 | EIA Prime Mover-level Data | NEI avg EF - PM, fuel type, firing type
2019 | PR | Yauco | 61235 | 1 | HY | OP | NA | WAT |  |  |  | 1.5381e-07
2019 | PR | Yauco | 61235 | 2 | HY | OP | NA | WAT |  |  |  | 1.5381e-07
2019 | PR | Yauco | 61235 | 3 | HY | OP | NA | WAT |  |  |  | 1.5381e-07
2019 | RI | 10 Briggs Solar NG, LLC (East) | 62781 | 02818 | PV | T | NA | SUN
2019 | RI | Blackstone/Tupperware | 50177 | GEN1 | HY | OP | NA | WAT |  | 8102.5 |  | 1.5381e-07 | EIA Prime Mover-level Data | NEI avg EF - PM, fuel type, firing type
2019 | RI | Blackstone/Tupperware | 50177 | GEN2 | HY | OP | NA | WAT |  | 8102.5 |  | 1.5381e-07 | EIA Prime Mover-level Data | NEI avg EF - PM, fuel type, firing type
2019 | RI | Blackstone/Tupperware | 50177 | GEN3 | HY | OP | NA | WAT |  | 8102.5 |  | 1.5381e-07 | EIA Prime Mover-level Data | NEI avg EF - PM, fuel type, firing type
2019 | RI | Blackstone/Tupperware | 50177 | GEN4 | HY | OP | NA | WAT |  | 8102.5 |  | 1.5381e-07 | EIA Prime Mover-level Data | NEI avg EF - PM, fuel type, firing type
2019 | RI | Block Island | 6567 | 11 | IC | RE | NA | DFO
2019 | RI | Block Island | 6567 | 19 | IC | RE | NA | DFO
2019 | RI | Block Island | 6567 | 21 | IC | RE | NA | DFO
2019 | RI | Block Island | 6567 | 22 | IC | RE | NA | DFO
2019 | RI | Block Island | 6567 | 23 | IC | SB | NA | DFO |  | 191.324 | 0.029655 | 0.31 | EIA Prime Mover-level Data | Estimated using an emission factor
2019 | RI | Block Island | 6567 | 24 | IC | SB | NA | DFO |  | 255.099 | 0.03954 | 0.31 | EIA Prime Mover-level Data | Estimated using an emission factor
2019 | RI | Block Island | 6567 | 25 | IC | SB | NA | DFO |  | 286.986 | 0.044483 | 0.31 | EIA Prime Mover-level Data | Estimated using an emission factor
2019 | RI | Block Island | 6567 | 26 | IC | RE | NA | DFO
2019 | RI | Block Island | 6567 | 27 | IC | SB | NA | DFO |  | 398.592 | 0.061782 | 0.31 | EIA Prime Mover-level Data | Estimated using an emission factor
2019 | RI | Block Island Wind Farm | 58035 | BIWF | WS | OP | NA | WND |  | 1048820 |  | 0 | EIA Prime Mover-level Data | Estimated using an emission factor
2019 | RI | Brookside | 60451 | PVBR | PV | OP | NA | SUN |  | 12475 |  | 0 | EIA Prime Mover-level Data | Estimated using an emission factor
2019 | RI | CED Foster | 61499 | FORI | PV | OP | NA | SUN |  | 28467 |  | 0 | EIA Prime Mover-level Data | Estimated using an emission factor
2019 | RI | Central Power Plant | 50621 | GEN1 | ST | RE | NA | RFO
2019 | RI | Central Power Plant | 50621 | GEN3 | ST | RE | NA | DFO
2019 | RI | Central Power Plant | 50621 | GEN4 | ST | OA | NA | NG |  |  |  | 0.0080534
2019 | RI | Central Power Plant | 50621 | GEN5 | GT | OP | NA | NG |  | 214826 | 0.58899 | 0.0054834 | EIA Prime Mover-level Data | NEI avg EF - PM, fuel type, firing type
2019 | RI | Central Power Plant | 50621 | GEN6 | GT | OP | NA | NG |  | 214826 | 0.58899 | 0.0054834 | EIA Prime Mover-level Data | NEI avg EF - PM, fuel type, firing type
2019 | RI | Central Power Plant | 50621 | GEN7 | IC | OP | NA | NG |  | 19564 | 0.004128 | 0.000422 | EIA Prime Mover-level Data | Estimated using an emission factor
2019 | RI | Dry Bridge Solar (Brown University) | 62771 | DBS1 | PV | T | NA | SUN
2019 | RI | Dry Bridge Solar (Brown University) | 62771 | DBS2 | PV | T | NA | SUN
2019 | RI | Dry Bridge Solar (Brown University) | 62771 | DBS3 | PV | T | NA | SUN
2019 | RI | Dry Bridge Solar (Brown University) | 62771 | DBS4 | PV | T | NA | SUN
2019 | RI | Forbes Street Solar | 58583 | FSS1 | PV | OP | NA | SUN |  | 34219 |  | 0 | EIA Prime Mover-level Data | Estimated using an emission factor
2019 | RI | Founders Homestead Farms Solar | 62302 | RFH01 | PV | OP | NA | SUN
2019 | RI | GD Hopkinton Main I, LLC | 63893 | MAIN1 | PV | U | NA | SUN
2019 | RI | GD Hopkinton Main I, LLC | 63893 | MAIN2 | PV | U | NA | SUN
2019 | RI | GD Hopkinton Main I, LLC | 63893 | MAIN3 | PV | U | NA | SUN
2019 | RI | GD Richmond Buttonwoods I, LLC | 62567 | GDBUT | PV | OP | NA | SUN
2019 | RI | GD West Greenwich Victory I, LLC | 62568 | GDVIC | PV | OP | NA | SUN
2019 | RI | Hope Farm Solar, LLC | 61840 | HOPE | PV | OP | NA | SUN |  | 22269 |  | 0 | EIA Prime Mover-level Data | Estimated using an emission factor
2019 | RI | Hopkins Hill CSG | 63136 | HH1 | PV | U | NA | SUN
2019 | RI | Hopkins Hill CSG | 63136 | HH2 | PV | U | NA | SUN
2019 | RI | Hopkinton Phase 2 | 63191 | HTP2 | PV | L | NA | SUN
2019 | RI | ISM Solar Cranston | 63718 | CR | PV | U | NA | SUN
2019 | RI | Johnston LFG Turbine Plant | 59254 | GENT1 | CT |  | NA | LFG |  | 527401.6 | 5.6959 | 0.0216 | EIA Unit-level Data | Estimated using an emission factor
2019 | RI | Johnston LFG Turbine Plant | 59254 | GENT2 | CT |  | NA | LFG |  | 486954.5 | 5.2591 | 0.0216 | EIA Unit-level Data | Estimated using an emission factor
2019 | RI | Johnston LFG Turbine Plant | 59254 | GENT3 | CT |  | NA | LFG |  | 487205 | 5.2618 | 0.0216 | EIA Unit-level Data | Estimated using an emission factor
2019 | RI | Johnston LFG Turbine Plant | 59254 | GENT4 | CT |  | NA | LFG |  | 530134.8 | 5.7255 | 0.0216 | EIA Unit-level Data | Estimated using an emission factor
2019 | RI | Johnston LFG Turbine Plant | 59254 | HRSG1 | CA | OP | NA | LFG |  | 0 | 0 | 0.0029 | EIA Unit-level Data | NEI avg EF - PM, fuel type, firing type
2019 | RI | Johnston Solar | 59858 | JSI01 | PV | OP | NA | SUN |  | 16001 |  | 0 | EIA Prime Mover-level Data | Estimated using an emission factor
2019 | RI | Kearsarge SKSC1 LLC | 62551 | SKSC1 | PV | OP | NA | SUN |  | 58759 |  | 0 | EIA Prime Mover-level Data | Estimated using an emission factor
2019 | RI | Kearsarge SKSC2 LLC | 62558 | SKSC2 | PV | OP | NA | SUN |  | 49748 |  | 0 | EIA Prime Mover-level Data | Estimated using an emission factor
2019 | RI | King CSG | 63135 | KING1 | PV | U | NA | SUN
2019 | RI | King CSG | 63135 | KING2 | PV | U | NA | SUN
2019 | RI | Little Bay | 60495 | 1 | PV | OP | NA | SUN |  | 14924 |  | 0 | EIA Prime Mover-level Data | Estimated using an emission factor
2019 | RI | Nautilus Goat Island Solar CSG LLC | 62672 | GI | PV | OP | NA | SUN |  | 9144 |  | 0 | EIA Prime Mover-level Data | Estimated using an emission factor
2019 | RI | NBC Field's Point Wind Farm | 59692 | FPWTG | WT | OP | NA | WND |  | 68356 |  | 0 | EIA Prime Mover-level Data | Estimated using an emission factor
2019 | RI | North Smithfield Solar Power 1 | 61461 | NSS01 | PV | OP | NA | SUN |  | 27147 |  | 0 | EIA Prime Mover-level Data | Estimated using an emission factor
2019 | RI | Orbit Energy RI | 60831 | 1 | IC | SB | NA | OBG |  |  |  | 0.0147
2019 | RI | Rhode Island Hospital | 52024 | 2 | ST | OP | NA | NG |  | 237595.7 | 0.95661 | 0.0080524 | EIA Unit-level Data | NEI avg EF - PM, fuel type
2019 | RI | Rhode Island Hospital | 52024 | 3 | ST | OP | NA | NG |  | 148852 | 0.59931 | 0.0080524 | EIA Unit-level Data | NEI avg EF - PM, fuel type
2019 | RI | Rhode Island Hospital | 52024 | 4 | ST | OP | NA | NG |  | 137773.1 | 0.5547 | 0.0080524 | EIA Unit-level Data | NEI avg EF - PM, fuel type
2019 | RI | Rhode Island Hospital | 52024 | 5 | ST | OP | NA | NG |  | 135121.5 | 0.54403 | 0.0080524 | EIA Unit-level Data | NEI avg EF - PM, fuel type, firing type
2019 | RI | Rhode Island Hospital | 52024 | 6 | ST | OA | NA | NG |  | 388417.7 | 1.5639 | 0.0080524 | EIA Unit-level Data | NEI avg EF - PM, fuel type
2019 | RI | Richmond NMCA | 62301 | RNM02 | PV | OP | NA | SUN |  | 42846 |  | 0 | EIA Prime Mover-level Data | Estimated using an emission factor
2019 | RI | Ridgewood Providence Power | 50365 | GEN1 | IC | RE | NA | LFG
2019 | RI | Ridgewood Providence Power | 50365 | GEN2 | IC | RE | NA | LFG
2019 | RI | Ridgewood Providence Power | 50365 | GEN3 | IC | RE | NA | LFG
2019 | RI | Ridgewood Providence Power | 50365 | GEN4 | IC | RE | NA | LFG
2019 | RI | Ridgewood Providence Power | 50365 | GEN5 | IC | RE | NA | LFG
2019 | RI | Ridgewood Providence Power | 50365 | GEN6 | IC | RE | NA | LFG
2019 | RI | Ridgewood Providence Power | 50365 | GEN7 | IC | RE | NA | LFG
2019 | RI | Ridgewood Providence Power | 50365 | GEN8 | IC | RE | NA | LFG
2019 | RI | Ridgewood Providence Power | 50365 | GEN9 | IC | RE | NA | LFG
2019 | RI | Ridgewood Providence Power | 50365 | PH21 | IC | OS | NA | LFG |  | 1032.75 | 0.0075907 | 0.0147 | EIA Prime Mover-level Data | NEI avg EF - PM, fuel type, firing type
2019 | RI | Ridgewood Providence Power | 50365 | PH22 | IC | OS | NA | LFG |  | 1032.75 | 0.0075907 | 0.0147 | EIA Prime Mover-level Data | NEI avg EF - PM, fuel type, firing type
2019 | RI | Ridgewood Providence Power | 50365 | PH23 | IC | OS | NA | LFG |  | 1032.75 | 0.0075907 | 0.0147 | EIA Prime Mover-level Data | NEI avg EF - PM, fuel type, firing type
2019 | RI | Ridgewood Providence Power | 50365 | PH24 | IC | OS | NA | LFG |  | 1032.75 | 0.0075907 | 0.0147 | EIA Prime Mover-level Data | NEI avg EF - PM, fuel type, firing type
2019 | RI | Ridgewood Providence Power | 50365 | PHI1 | IC | RE | NA | LFG
2019 | RI | Ridgewood Providence Power | 50365 | PHI2 | IC | RE | NA | LFG
2019 | RI | Scituate RI Solar, LLC | 61841 | SCITU | PV | P | NA | SUN
2019 | RI | Thundermist Hydro | 54688 | HYD1 | HY | OS | NA | WAT |  |  |  | 1.5381e-07
2019 | RI | Toray Plastic America's CHP Plant | 61857 | CG1 | GT | OP | NA | NG |  | 776000 | 2.1276 | 0.0054834 | EIA Prime Mover-level Data | NEI avg EF - PM, fuel type, firing type
2019 | RI | Toray Plastic America's CHP Plant | 61857 | KG12 | IC | OP | NA | NG |  | 312426.8 | 0.065922 | 0.000422 | EIA Prime Mover-level Data | Estimated using an emission factor
2019 | RI | Toray Plastic America's CHP Plant | 61857 | KG18 | IC | OP | NA | NG |  | 468640.2 | 0.098883 | 0.000422 | EIA Prime Mover-level Data | Estimated using an emission factor
2019 | RI | Town of Burrillville Solar | 62898 | X0042 | PV | P | NA | SUN
2019 | RI | University Solar, LLC | 63668 | URI | PV | OP | NA | SUN
2019 | RI | WED Coventry 1 | 59301 | WEDC1 | WT | OP | NA | WND |  | 25020 |  | 0 | EIA Prime Mover-level Data | Estimated using an emission factor
2019 | RI | WED Coventry 2 | 59302 | COV2 | WT | OP | NA | WND |  | 30749 |  | 0 | EIA Prime Mover-level Data | Estimated using an emission factor
2019 | RI | WED Coventry 2 | 59302 | COV2A | WT | OP | NA | WND |  | 30749 |  | 0 | EIA Prime Mover-level Data | Estimated using an emission factor
2019 | RI | WED Coventry 2 | 59302 | COV2B | WT | OP | NA | WND |  | 30749 |  | 0 | EIA Prime Mover-level Data | Estimated using an emission factor
2019 | RI | WED Coventry 3 | 59305 | WEDC3 | WT | OP | NA | WND |  | 29223 |  | 0 | EIA Prime Mover-level Data | Estimated using an emission factor
2019 | RI | WED Coventry 4 | 59306 | WEDC4 | WT | OP | NA | WND |  | 22883 |  | 0 | EIA Prime Mover-level Data | Estimated using an emission factor
2019 | RI | WED Coventry 5 | 59313 | COV5 | WT | OP | NA | WND |  | 29516 |  | 0 | EIA Prime Mover-level Data | Estimated using an emission factor
2019 | RI | WED Coventry 6 | 59314 | COV6 | WT | OP | NA | WND |  | 26732.33 |  | 0 | EIA Prime Mover-level Data | Estimated using an emission factor
2019 | RI | WED Coventry 6 | 59314 | COV6A | WT | OP | NA | WND |  | 26732.33 |  | 0 | EIA Prime Mover-level Data | Estimated using an emission factor
2019 | RI | WED Coventry 6 | 59314 | COV6B | WT | OP | NA | WND |  | 26732.33 |  | 0 | EIA Prime Mover-level Data | Estimated using an emission factor
2019 | RI | WED Green Hill, LLC | 62106 | GHILL | WT | OP | NA | WND |  | 59131 |  | 0 | EIA Prime Mover-level Data | Estimated using an emission factor
2019 | RI | WED GW Solar, LLC | 62118 | GWSOL | PV | OP | NA | SUN |  | 34583 |  | 0 | EIA Prime Mover-level Data | Estimated using an emission factor
2019 | RI | WED Kingstown Solar I - East Array | 61622 | KTNWA | PV | OP | NA | SUN |  | 40666 |  | 0 | EIA Prime Mover-level Data | Estimated using an emission factor
2019 | RI | WED Kingstown Solar I, LLC - West | 61612 | KTNEA | PV | OP | NA | SUN |  | 17203 |  | 0 | EIA Prime Mover-level Data | Estimated using an emission factor
2019 | RI | WED NK Green | 59295 | NKG1 | WT | OP | NA | WND |  | 24325 |  | 0 | EIA Prime Mover-level Data | Estimated using an emission factor
2019 | RI | WED Plainfield II, LLC | 62107 | PLAI2 | WT | OP | NA | WND |  | 54731 |  | 0 | EIA Prime Mover-level Data | Estimated using an emission factor
2019 | RI | WED Plainfield III, LLC | 62108 | PLAI3 | WT | OP | NA | WND |  | 44109 |  | 0 | EIA Prime Mover-level Data | Estimated using an emission factor
2019 | RI | WED Plainfield, LLC | 62109 | PLAI1 | WT | OP | NA | WND |  | 51588 |  | 0 | EIA Prime Mover-level Data | Estimated using an emission factor
2019 | RI | WED Portsmouth One, LLC | 61002 | PORT1 | WT | OP | NA | WND |  | 44262 |  | 0 | EIA Prime Mover-level Data | Estimated using an emission factor
2019 | RI | WED Shun I, LLC | 62110 | SHUN1 | WT | OP | NA | WND |  | 58643 |  | 0 | EIA Prime Mover-level Data | Estimated using an emission factor
2019 | RI | WED Shun II, LLC | 62111 | SHUN2 | WT | OP | NA | WND |  | 55186 |  | 0 | EIA Prime Mover-level Data | Estimated using an emission factor
2019 | RI | WED Shun III, LLC | 62112 | SHUN3 | WT | OP | NA | WND |  | 47718 |  | 0 | EIA Prime Mover-level Data | Estimated using an emission factor
2019 | RI | WED Stilson Solar | 61613 | STILS | PV | OP | NA | SUN |  | 28198 |  | 0 | EIA Prime Mover-level Data | Estimated using an emission factor
2019 | RI | West Davisville Solar | 59043 | PV1 | PV | OP | NA | SUN |  | 25652 |  | 0 | EIA Prime Mover-level Data | Estimated using an emission factor
2019 | RI | West Greenwich Solar | 58214 | WGRI | PV | OP | NA | SUN |  | 23401 |  | 0 | EIA Prime Mover-level Data | Estimated using an emission factor
2019 | RI | Manchester Street Station | 3236 | 9 | CT | OP | CC | NG | 4179 | 4511741 | 5.4034 | 0.0023953 | EPA/CAMD | EPA/NEI | 1995
2019 | RI | Manchester Street Station | 3236 | 10 | CT | OP | CC | NG | 4077 | 4440457 | 4.5859 | 0.0020655 | EPA/CAMD | EPA/NEI | 1995
2019 | RI | Manchester Street Station | 3236 | 11 | CT | OP | CC | NG | 3480 | 3699756 | 3.9672 | 0.0021446 | EPA/CAMD | EPA/NEI | 1995
2019 | RI | Ocean State Power | 51030 | 1 | CT | OP | CC | NG | 3109 | 2645813 | 5.0092 | 0.0037865 | EPA/CAMD | EPA/NEI | 1990
2019 | RI | Ocean State Power | 51030 | 2 | CT | OP | CC | NG | 3256 | 2729478 | 4.9865 | 0.0036538 | EPA/CAMD | EPA/NEI | 1990
2019 | RI | Ocean State Power II | 54324 | 3 | CT | OP | CC | NG | 2973 | 2515447 | 3.8419 | 0.0030546 | EPA/CAMD | EPA/NEI | 1991
2019 | RI | Ocean State Power II | 54324 | 4 | CT | OP | CC | NG | 3025 | 2580947 | 3.3288 | 0.0025795 | EPA/CAMD | EPA/NEI | 1991
2019 | RI | Pawtucket Power Associates, LP | 54056 | 1 | CT | OP | CC | NG | 112 | 43962.18 | 0.094669 | 0.0043068 | EPA/CAMD | EPA/NEI | 1991
2019 | RI | Rhode Island State Energy Center | 55107 | RISEP1 | CT | OP | CC | NG | 6575 | 10955070 | 50.9043 | 0.0092933 | EPA/CAMD | EPA/NEI | 2002
2019 | RI | Rhode Island State Energy Center | 55107 | RISEP2 | CT | OP | CC | NG | 6541 | 10693510 | 50.8405 | 0.0095087 | EPA/CAMD | EPA/NEI | 2002
2019 | RI | Tiverton Power, LLC | 55048 | 1 | CT | OP | CC | NG | 5166 | 8222906 | 16.6124 | 0.0040405 | EPA/CAMD | EPA/NEI | 2000
2019 | SC | 1634 Solar | 61935 | 3 | PV | T | NA | SUN
2019 | SC | 99 Islands | 3272 | 1 | HY | OP | NA | WAT |  | 150486.3 |  | 1.5381e-07 | EIA Prime Mover-level Data | NEI avg EF - PM, fuel type, firing type
2019 | SC | 99 Islands | 3272 | 2 | HY | OP | NA | WAT |  | 150486.3 |  | 1.5381e-07 | EIA Prime Mover-level Data | NEI avg EF - PM, fuel type, firing type
2019 | SC | 99 Islands | 3272 | 3 | HY | OP | NA | WAT |  | 150486.3 |  | 1.5381e-07 | EIA Prime Mover-level Data | NEI avg EF - PM, fuel type, firing type
2019 | SC | 99 Islands | 3272 | 4 | HY | OP | NA | WAT |  | 150486.3 |  | 1.5381e-07 | EIA Prime Mover-level Data | NEI avg EF - PM, fuel type, firing type
2019 | SC | 99 Islands | 3272 | 5 | HY | RE | NA | WAT |  |  |  | 0
2019 | SC | 99 Islands | 3272 | 6 | HY | RE | NA | WAT |  |  |  | 0
2019 | SC | Abbot Solar | 61936 | 2 | PV | OP | NA | SUN |  | 36702 |  | 0 | EIA Prime Mover-level Data | Estimated using an emission factor
2019 | SC | Ace Solar | 61937 | 18 | PV | TS | NA | SUN
2019 | SC | AGA TAG Solar III LLC | 63243 | SCAG | PV | T | NA | SUN
2019 | SC | Allendale Biomass | 58706 | B001 | ST | OP | NA | WDS |  | 2722296 | 31.0508 | 0.022812 | EIA Unit-level Data | NEI avg EF - PM, fuel type
2019 | SC | Allora Solar, LLC | 63808 | PGR30 | PV | L | NA | SUN
2019 | SC | Anderson Regional Landfill | 56121 | A2 | IC | OP | NA | LFG |  | 40935.5 | 0.30088 | 0.0147 | EIA Prime Mover-level Data | Estimated using an emission factor
2019 | SC | Anderson Regional Landfill | 56121 | A3 | IC | OP | NA | LFG |  | 40935.5 | 0.30088 | 0.0147 | EIA Prime Mover-level Data | Estimated using an emission factor
2019 | SC | Ashley Solar (SC) | 62179 | 21 | PV | T | NA | SUN
2019 | SC | Atlantic Solar | 62180 | 22 | PV | T | NA | SUN
2019 | SC | Atood II | 61960 | GEN1 | PV | OP | NA | SUN |  | 14353 |  | 0 | EIA Prime Mover-level Data | Estimated using an emission factor
2019 | SC | ATOOD Solar III LLC | 63242 | SCAT | PV | OP | NA | SUN |  | 445 |  | 0 | EIA Prime Mover-level Data | Estimated using an emission factor
2019 | SC | Augusta Solar | 63720 | PGR23 | PV | T | NA | SUN
2019 | SC | B & K Solar | 62181 | 23 | PV | T | NA | SUN
2019 | SC | Bad Creek | 7125 | 1 | PS | OP | NA | WAT |  | 0 |  |  | EIA Prime Mover-level Data
2019 | SC | Bad Creek | 7125 | 2 | PS | OP | NA | WAT |  | 0 |  |  | EIA Prime Mover-level Data
2019 | SC | Bad Creek | 7125 | 3 | PS | OP | NA | WAT |  | 0 |  |  | EIA Prime Mover-level Data
2019 | SC | Bad Creek | 7125 | 4 | PS | OP | NA | WAT |  | 0 |  |  | EIA Prime Mover-level Data
2019 | SC | Ballenger Road Solar A | 63759 | BALGR | PV | L | NA | SUN
2019 | SC | Bani Solar | 61938 | 4 | PV | T | NA | SUN
2019 | SC | Barnwell Solar | 61327 | PGRB1 | PV | OP | NA | SUN |  | 96341 |  | 0 | EIA Prime Mover-level Data | Estimated using an emission factor
2019 | SC | Battle Solar | 62182 | 24 | PV | T | NA | SUN
2019 | SC | Bell Bay Solar Farm | 62395 | 1 | PV | OP | NA | SUN |  | 23220 |  | 0 | EIA Prime Mover-level Data | Estimated using an emission factor
2019 | SC | Bell Solar | 62183 | 25 | PV | T | NA | SUN
2019 | SC | Berkeley County Landfill | 57945 | B1 | IC | OP | NA | LFG |  | 26645.5 | 0.19584 | 0.0147 | EIA Prime Mover-level Data | Estimated using an emission factor
2019 | SC | Berkeley County Landfill | 57945 | B2 | IC | OP | NA | LFG |  | 26645.5 | 0.19584 | 0.0147 | EIA Prime Mover-level Data | Estimated using an emission factor
2019 | SC | Big Fork Solar | 62184 | 26 | PV | T | NA | SUN
2019 | SC | Birch Solar | 62185 | 27 | PV | T | NA | SUN
2019 | SC | Blacktip Solar | 61939 | 5 | PV | OP | NA | SUN |  | 36986 |  | 0 | EIA Prime Mover-level Data | Estimated using an emission factor
2019 | SC | Blackville Solar Farm, LLC | 61918 | 1 | PV | U | NA | SUN
2019 | SC | Blackville Solar II | 61973 | C2BV | PV | OP | NA | SUN |  | 317873 |  | 0 | EIA Prime Mover-level Data | Estimated using an emission factor
2019 | SC | Bloom Solar | 61940 | 6 | PV | OP | NA | SUN |  | 29686 |  | 0 | EIA Prime Mover-level Data | Estimated using an emission factor
2019 | SC | Bluebird Solar SC LLC | 63833 | BB | PV | P | NA | SUN
2019 | SC | BMW Manufacturing Co | 58173 | GT601 | GT | OP | NA | LFG |  | 315952.5 | 3.4123 | 0.0216 | EIA Prime Mover-level Data | Estimated using an emission factor
2019 | SC | BMW Manufacturing Co | 58173 | GT602 | GT | OP | NA | LFG |  | 315952.5 | 3.4123 | 0.0216 | EIA Prime Mover-level Data | Estimated using an emission factor
2019 | SC | Bond Solar | 61941 | 7 | PV | OP | NA | SUN |  | 35028 |  | 0 | EIA Prime Mover-level Data | Estimated using an emission factor
2019 | SC | Bonefish Solar | 63461 | PGR15 | PV | OP | NA | SUN
2019 | SC | Boyds Mill Hydro | 3253 | 1 | HY | OP | NA | WAT |  | 24402 |  | 1.5381e-07 | EIA Prime Mover-level Data | NEI avg EF - PM, fuel type, firing type
2019 | SC | Boyds Mill Hydro | 3253 | 2 | HY | OP | NA | WAT |  | 24402 |  | 1.5381e-07 | EIA Prime Mover-level Data | NEI avg EF - PM, fuel type, firing type
2019 | SC | Bull Street Plant | 59727 | GEN1 | GT | OP | NA | NG |  | 284 | 0.00077864 | 0.0054834 | EIA Prime Mover-level Data | NEI avg EF - PM, fuel type, firing type
2019 | SC | Burton | 3277 | 1 | GT | RE | NA | NG
2019 | SC | Burton | 3277 | 2 | GT | RE | NA | NG
2019 | SC | Burton | 3277 | 3 | GT | RE | NA | NG
2019 | SC | Buzzard Roost | 3254 | HC1 | HY | OP | NA | WAT |  | 125504.7 |  | 1.5381e-07 | EIA Prime Mover-level Data | NEI avg EF - PM, fuel type, firing type
2019 | SC | Buzzard Roost | 3254 | HC2 | HY | OP | NA | WAT |  | 125504.7 |  | 1.5381e-07 | EIA Prime Mover-level Data | NEI avg EF - PM, fuel type, firing type
2019 | SC | Buzzard Roost | 3254 | HC3 | HY | OP | NA | WAT |  | 125504.7 |  | 1.5381e-07 | EIA Prime Mover-level Data | NEI avg EF - PM, fuel type, firing type
2019 | SC | Buzzard Roost GT | 58212 | 6 | GT | RE | NA | NG
2019 | SC | Buzzard Roost GT | 58212 | 7 | GT | RE | NA | NG
2019 | SC | Buzzard Roost GT | 58212 | 8 | GT | RE | NA | NG
2019 | SC | Buzzard Roost GT | 58212 | 9 | GT | RE | NA | NG
2019 | SC | Buzzard Roost GT | 58212 | 10 | GT | RE | NA | NG
2019 | SC | Buzzard Roost GT | 58212 | 11 | GT | RE | NA | NG
2019 | SC | Buzzard Roost GT | 58212 | 12 | GT | RE | NA | NG
2019 | SC | Buzzard Roost GT | 58212 | 13 | GT | RE | NA | NG
2019 | SC | Buzzard Roost GT | 58212 | 14 | GT | RE | NA | NG
2019 | SC | Buzzard Roost GT | 58212 | 15 | GT | RE | NA | NG
2019 | SC | Camden South Carolina | 10795 | BLR3 | ST | OP | NA | NG |  | 67916.41 | 0.27345 | 0.0080524 | EIA Unit-level Data | NEI avg EF - PM, fuel type
2019 | SC | Camden South Carolina | 10795 | BLR6 | ST | OP | NA | NG |  | 375136.2 | 1.5104 | 0.0080524 | EIA Unit-level Data | NEI avg EF - PM, fuel type
2019 | SC | Camden South Carolina | 10795 | BLR7 | ST | OP | NA | NG |  | 307585.3 | 1.2384 | 0.0080524 | EIA Unit-level Data | NEI avg EF - PM, fuel type
2019 | SC | Camden South Carolina | 10795 | BLR8 | ST | OP | NA | NG |  | 332493.7 | 1.3387 | 0.0080524 | EIA Unit-level Data | NEI avg EF - PM, fuel type
2019 | SC | Cameron Solar | 61489 | CAM | PV | OP | NA | SUN |  | 387635 |  | 0 | EIA Prime Mover-level Data | Estimated using an emission factor
2019 | SC | Cameron Solar II | 61326 | PGRB2 | PV | OP | NA | SUN |  | 77117 |  | 0 | EIA Prime Mover-level Data | Estimated using an emission factor
2019 | SC | Canadys Steam | 3280 | 1 | ST | RE | NA | BIT
2019 | SC | Canadys Steam | 3280 | 2 | ST | RE | NA | BIT
2019 | SC | Canadys Steam | 3280 | 3 | ST | RE | NA | BIT
2019 | SC | Catawba | 6036 | 1 | ST | OP | NA | NUC |  | 107023800 |  | 0 | EIA Prime Mover-level Data | Estimated using an emission factor
2019 | SC | Catawba | 6036 | 2 | ST | OP | NA | NUC |  | 97564950 |  | 0 | EIA Prime Mover-level Data | Estimated using an emission factor
2019 | SC | Cedar Creek | 3255 | 1 | HY | OP | NA | WAT |  | 545720 |  | 1.5381e-07 | EIA Prime Mover-level Data | NEI avg EF - PM, fuel type, firing type
2019 | SC | Cedar Creek | 3255 | 2 | HY | OP | NA | WAT |  | 545720 |  | 1.5381e-07 | EIA Prime Mover-level Data | NEI avg EF - PM, fuel type, firing type
2019 | SC | Cedar Creek | 3255 | 3 | HY | OP | NA | WAT |  | 545720 |  | 1.5381e-07 | EIA Prime Mover-level Data | NEI avg EF - PM, fuel type, firing type
2019 | SC | Centerfield Cooper Solar, LLC | 63810 | PGR24 | PV | T | NA | SUN
2019 | SC | Central Energy Facility | 58400 | GT01 | GT | OP | NA | NG |  | 3416 | 0.0093656 | 0.0054834 | EIA Prime Mover-level Data | NEI avg EF - PM, fuel type, firing type
2019 | SC | Central Energy Facility | 58400 | GT02 | GT | RE | NA | NG |  |  |  | 0.0054834
2019 | SC | Central Plant | 10280 | ENG1 | IC | SB | NA | DFO |  |  |  | 0.30942
2019 | SC | Central Plant | 10280 | ENG2 | IC | RE | NA | NG
2019 | SC | Central Plant | 10280 | ENG3 | IC | RE | NA | NG
2019 | SC | Central Plant | 10280 | ENG4 | IC | RE | NA | NG
2019 | SC | Central Plant | 10280 | ENG5 | IC | SB | NA | DFO |  |  |  | 0.30942
2019 | SC | Central Plant | 10280 | ENG6 | IC | SB | NA | DFO |  |  |  | 0.30942
2019 | SC | Central Plant | 10280 | ENG7 | IC | SB | NA | DFO |  |  |  | 0.30942
2019 | SC | Champion Solar | 61522 | PGRD3 | PV | OP | NA | SUN |  | 205060 |  | 0 | EIA Prime Mover-level Data | Estimated using an emission factor
2019 | SC | Chapman Solar | 62186 | 28 | PV | T | NA | SUN
2019 | SC | Cherokee Falls | 10173 | T-1 | HY | OP | NA | WAT |  | 77302 |  | 1.5381e-07 | EIA Prime Mover-level Data | NEI avg EF - PM, fuel type, firing type
2019 | SC | Cherry Blossom Solar LLC | 63505 | CB | PV | OP | NA | SUN |  | 3428 |  | 0 | EIA Prime Mover-level Data | Estimated using an emission factor
2019 | SC | City West Diesel Plant | 57886 | DI1 | IC | OP | NA | DFO |  | 55.5 | 0.0086025 | 0.31 | EIA Prime Mover-level Data | Estimated using an emission factor
2019 | SC | City West Diesel Plant | 57886 | DI2 | IC | OP | NA | DFO |  | 55.5 | 0.0086025 | 0.31 | EIA Prime Mover-level Data | Estimated using an emission factor
2019 | SC | City West Diesel Plant | 57886 | DI3 | IC | OP | NA | DFO |  | 55.5 | 0.0086025 | 0.31 | EIA Prime Mover-level Data | Estimated using an emission factor
2019 | SC | City West Diesel Plant | 57886 | DI4 | IC | OP | NA | DFO |  | 55.5 | 0.0086025 | 0.31 | EIA Prime Mover-level Data | Estimated using an emission factor
2019 | SC | Clark Solar | 62187 | 29 | PV | T | NA | SUN
2019 | SC | Clifton Dam 3 Power Station | 52049 | 1H | HY | OP | NA | WAT |  | 26146.17 |  | 1.5381e-07 | EIA Prime Mover-level Data | NEI avg EF - PM, fuel type, firing type
2019 | SC | Clifton Dam 3 Power Station | 52049 | 2V | HY | OP | NA | WAT |  | 18675.83 |  | 1.5381e-07 | EIA Prime Mover-level Data | NEI avg EF - PM, fuel type, firing type
2019 | SC | Coit GT | 3281 | 1 | GT | OP | NA | NG |  | 3360.5 | 0.0092135 | 0.0054834 | EIA Prime Mover-level Data | NEI avg EF - PM, fuel type, firing type
2019 | SC | Coit GT | 3281 | 2 | GT | OP | NA | NG |  | 3360.5 | 0.0092135 | 0.0054834 | EIA Prime Mover-level Data | NEI avg EF - PM, fuel type, firing type
2019 | SC | Colleton Solar | 62188 | 30 | PV | T | NA | SUN
2019 | SC | Colleton Solar Farm | 58700 | CS300 | PV | OP | NA | SUN |  | 35287 |  | 0 | EIA Prime Mover-level Data | Estimated using an emission factor
2019 | SC | Collins Farm Solar | 62189 | 31 | PV | T | NA | SUN
2019 | SC | Columbia Canal Hydro | 3283 | 1 | HY | OS | NA | WAT |  |  |  | 1.5381e-07
2019 | SC | Columbia Canal Hydro | 3283 | 2 | HY | OS | NA | WAT |  |  |  | 1.5381e-07
2019 | SC | Columbia Canal Hydro | 3283 | 3 | HY | OS | NA | WAT |  |  |  | 1.5381e-07
2019 | SC | Columbia Canal Hydro | 3283 | 4 | HY | OS | NA | WAT |  |  |  | 1.5381e-07
2019 | SC | Columbia Canal Hydro | 3283 | 5 | HY | OS | NA | WAT |  |  |  | 1.5381e-07
2019 | SC | Columbia Canal Hydro | 3283 | 6 | HY | OS | NA | WAT |  |  |  | 1.5381e-07
2019 | SC | Columbia Canal Hydro | 3283 | 7 | HY | OS | NA | WAT |  |  |  | 1.5381e-07
2019 | SC | Cornell Dubilier | 56130 | 1 | IC | RE | NA | DFO
2019 | SC | Cotton Solar | 59572 | PV1 | PV | L | NA | SUN
2019 | SC | Crossroads Solar | 62190 | 32 | PV | T | NA | SUN
2019 | SC | Crown | 63635 | CROWN | PV | V | NA | SUN
2019 | SC | Culpepper Solar | 62221 | 33 | PV | T | NA | SUN
2019 | SC | Dadswell Solar | 62222 | 34 | PV | T | NA | SUN
2019 | SC | Darlington Solar, LLC | 60993 | PV1 | PV | OP | NA | SUN |  | 167313 |  | 0 | EIA Prime Mover-level Data | Estimated using an emission factor
2019 | SC | Dearborn | 3256 | 1 | HY | OP | NA | WAT |  | 493441.7 |  | 1.5381e-07 | EIA Prime Mover-level Data | NEI avg EF - PM, fuel type, firing type
2019 | SC | Dearborn | 3256 | 2 | HY | OP | NA | WAT |  | 493441.7 |  | 1.5381e-07 | EIA Prime Mover-level Data | NEI avg EF - PM, fuel type, firing type
2019 | SC | Dearborn | 3256 | 3 | HY | OP | NA | WAT |  | 493441.7 |  | 1.5381e-07 | EIA Prime Mover-level Data | NEI avg EF - PM, fuel type, firing type
2019 | SC | Denmark Solar | 62211 | 35 | PV | T | NA | SUN
2019 | SC | Diamond Solar | 61974 | C2BV | PV | OP | NA | SUN |  | 114916 |  | 0 | EIA Prime Mover-level Data | Estimated using an emission factor
2019 | SC | Dolphus M Grainger | 3317 | 1 | ST | RE | WALL | BIT
2019 | SC | Dolphus M Grainger | 3317 | 2 | ST | RE | WALL | BIT
2019 | SC | Dorchester Biomass | 58707 | B001 | ST | OP | NA | WDS |  | 2501118 | 28.528 | 0.022812 | EIA Unit-level Data | NEI avg EF - PM, fuel type
2019 | SC | Duke Energy CHP at Clemson University | 63063 | GT01 | GT | OP | NA | NG |  |  |  | 0.0070853
2019 | SC | Edison Solar | 61975 | C2BV | PV | OP | NA | SUN |  | 47538 |  | 0 | EIA Prime Mover-level Data | Estimated using an emission factor
2019 | SC | Enoree Phase II Landfill Gas Recovery | 56951 | 1 | IC | OP | NA | LFG |  | 61340.5 | 0.45085 | 0.0147 | EIA Prime Mover-level Data | Estimated using an emission factor
2019 | SC | Enoree Phase II Landfill Gas Recovery | 56951 | 2 | IC | OP | NA | LFG |  | 61340.5 | 0.45085 | 0.0147 | EIA Prime Mover-level Data | Estimated using an emission factor
2019 | SC | Estill Solar | 61490 | EST1 | PV | OP | NA | SUN |  | 349366 |  | 0 | EIA Prime Mover-level Data | Estimated using an emission factor
2019 | SC | Estill Solar II | 61529 | GEN1 | PV | OP | NA | SUN |  | 179407 |  | 0 | EIA Prime Mover-level Data | Estimated using an emission factor
2019 | SC | Faber Place | 3284 | 1 | GT | RE | NA | NG
2019 | SC | Fairfield Pumped Storage | 6126 | 1 | PS | OP | NA | WAT |  | 0 |  |  | EIA Prime Mover-level Data
2019 | SC | Fairfield Pumped Storage | 6126 | 2 | PS | OP | NA | WAT |  | 0 |  |  | EIA Prime Mover-level Data
2019 | SC | Fairfield Pumped Storage | 6126 | 3 | PS | OP | NA | WAT |  | 0 |  |  | EIA Prime Mover-level Data
2019 | SC | Fairfield Pumped Storage | 6126 | 4 | PS | OP | NA | WAT |  | 0 |  |  | EIA Prime Mover-level Data
2019 | SC | Fairfield Pumped Storage | 6126 | 5 | PS | OP | NA | WAT |  | 0 |  |  | EIA Prime Mover-level Data
2019 | SC | Fairfield Pumped Storage | 6126 | 6 | PS | OP | NA | WAT |  | 0 |  |  | EIA Prime Mover-level Data
2019 | SC | Fairfield Pumped Storage | 6126 | 7 | PS | OP | NA | WAT |  | 0 |  |  | EIA Prime Mover-level Data
2019 | SC | Fairfield Pumped Storage | 6126 | 8 | PS | OP | NA | WAT |  | 0 |  |  | EIA Prime Mover-level Data
2019 | SC | Fairfield Solar | 62212 | 36 | PV | T | NA | SUN
2019 | SC | Fishing Creek | 3257 | 1 | HY | OP | NA | WAT |  | 357533.6 |  | 1.5381e-07 | EIA Prime Mover-level Data | NEI avg EF - PM, fuel type, firing type
2019 | SC | Fishing Creek | 3257 | 2 | HY | OP | NA | WAT |  | 338311.3 |  | 1.5381e-07 | EIA Prime Mover-level Data | NEI avg EF - PM, fuel type, firing type
2019 | SC | Fishing Creek | 3257 | 3 | HY | OP | NA | WAT |  | 338311.3 |  | 1.5381e-07 | EIA Prime Mover-level Data | NEI avg EF - PM, fuel type, firing type
2019 | SC | Fishing Creek | 3257 | 4 | HY | OP | NA | WAT |  | 361378 |  | 1.5381e-07 | EIA Prime Mover-level Data | NEI avg EF - PM, fuel type, firing type
2019 | SC | Fishing Creek | 3257 | 5 | HY | OP | NA | WAT |  | 230666.8 |  | 1.5381e-07 | EIA Prime Mover-level Data | NEI avg EF - PM, fuel type, firing type
2019 | SC | Fishwater Solar | 62213 | 37 | PV | T | NA | SUN
2019 | SC | Flip Solar | 62214 | 38 | PV | CN | NA | SUN
2019 | SC | Foreman Solar | 62215 | 39 | PV | T | NA | SUN
2019 | SC | Freedom Solar | 61833 | PGRC9 | PV | OP | NA | SUN |  | 86084 |  | 0 | EIA Prime Mover-level Data | Estimated using an emission factor
2019 | SC | Gaines Solar | 62216 | 41 | PV | T | NA | SUN
2019 | SC | Gary Solar | 61942 | 8 | PV | OP | NA | SUN |  | 36497 |  | 0 | EIA Prime Mover-level Data | Estimated using an emission factor
2019 | SC | Gaston II | 61961 | GEN1 | PV | OP | NA | SUN |  | 105770 |  | 0 | EIA Prime Mover-level Data | Estimated using an emission factor
2019 | SC | Gaston Shoals | 3258 | 3 | HY | OP | NA | WAT |  | 27686.57 |  | 1.5381e-07 | EIA Prime Mover-level Data | NEI avg EF - PM, fuel type, firing type
2019 | SC | Gaston Shoals | 3258 | 4 | HY | OP | NA | WAT |  | 27686.57 |  | 1.5381e-07 | EIA Prime Mover-level Data | NEI avg EF - PM, fuel type, firing type
2019 | SC | Gaston Shoals | 3258 | 5 | HY | OP | NA | WAT |  | 27686.57 |  | 1.5381e-07 | EIA Prime Mover-level Data | NEI avg EF - PM, fuel type, firing type
2019 | SC | Gaston Shoals | 3258 | 6 | HY | OP | NA | WAT |  | 49440.3 |  | 1.5381e-07 | EIA Prime Mover-level Data | NEI avg EF - PM, fuel type, firing type
2019 | SC | Gaston Solar I - SC | 61530 | GEN1 | PV | OP | NA | SUN |  | 185463 |  | 0 | EIA Prime Mover-level Data | Estimated using an emission factor
2019 | SC | GEB Solar | 62217 | 40 | PV | T | NA | SUN
2019 | SC | Gedosch Solar II | 62218 | 42 | PV | T | NA | SUN
2019 | SC | Georgetown LFGTE | 56995 | G1 | IC | OP | NA | LFG |  |  |  | 0.0147
2019 | SC | Goldenrod Solar | 61943 | 9 | PV | OP | NA | SUN |  | 29685 |  | 0 | EIA Prime Mover-level Data | Estimated using an emission factor
2019 | SC | Great Falls (SC) | 3259 | 1 | HY | OP | NA | WAT |  | 0 |  | 1.5381e-07 | EIA Prime Mover-level Data | NEI avg EF - PM, fuel type, firing type
2019 | SC | Great Falls (SC) | 3259 | 2 | HY | OP | NA | WAT |  | 0 |  | 1.5381e-07 | EIA Prime Mover-level Data | NEI avg EF - PM, fuel type, firing type
2019 | SC | Great Falls (SC) | 3259 | 3 | HY | RE | NA | WAT
2019 | SC | Great Falls (SC) | 3259 | 4 | HY | RE | NA | WAT
2019 | SC | Great Falls (SC) | 3259 | 5 | HY | OP | NA | WAT |  | 0 |  | 1.5381e-07 | EIA Prime Mover-level Data | NEI avg EF - PM, fuel type, firing type
2019 | SC | Great Falls (SC) | 3259 | 6 | HY | OP | NA | WAT |  | 0 |  | 1.5381e-07 | EIA Prime Mover-level Data | NEI avg EF - PM, fuel type, firing type
2019 | SC | Great Falls (SC) | 3259 | 7 | HY | RE | NA | WAT
2019 | SC | Great Falls (SC) | 3259 | 8 | HY | RE | NA | WAT
2019 | SC | Gunsight Solar, LLC | 63813 | PGR26 | PV | L | NA | SUN
2019 | SC | H B Robinson | 3251 | 1 | ST | RE | TANGENTIAL | BIT
2019 | SC | H B Robinson | 3251 | 2 | ST | OP | NA | NUC |  | 66579030 |  | 0 | EIA Prime Mover-level Data | Estimated using an emission factor
2019 | SC | H B Robinson | 3251 | GT1 | GT | RE | NA | NG
2019 | SC | Haley Solar | 61523 | PGRD1 | PV | OP | NA | SUN |  | 154483 |  | 0 | EIA Prime Mover-level Data | Estimated using an emission factor
2019 | SC | Hampton Solar 2 | 61498 | HAM2 | PV | OP | NA | SUN |  | 372080 |  | 0 | EIA Prime Mover-level Data | Estimated using an emission factor
2019 | SC | Hampton Solar I | 61325 | PGRB3 | PV | OP | NA | SUN |  | 117061 |  | 0 | EIA Prime Mover-level Data | Estimated using an emission factor
2019 | SC | Hardeeville | 3286 | 1 | GT | OS | NA | DFO |  |  |  | 0.022973
2019 | SC | Holliday Solar I | 62229 | 43 | PV | T | NA | SUN
2019 | SC | Hollidays Bridge Hydro | 3261 | 1 | HY | OP | NA | WAT |  | 25630.25 |  | 1.5381e-07 | EIA Prime Mover-level Data | NEI avg EF - PM, fuel type, firing type
2019 | SC | Hollidays Bridge Hydro | 3261 | 2 | HY | OP | NA | WAT |  | 25630.25 |  | 1.5381e-07 | EIA Prime Mover-level Data | NEI avg EF - PM, fuel type, firing type
2019 | SC | Hollidays Bridge Hydro | 3261 | 3 | HY | OP | NA | WAT |  | 25630.25 |  | 1.5381e-07 | EIA Prime Mover-level Data | NEI avg EF - PM, fuel type, firing type
2019 | SC | Hollidays Bridge Hydro | 3261 | 4 | HY | OP | NA | WAT |  | 25630.25 |  | 1.5381e-07 | EIA Prime Mover-level Data | NEI avg EF - PM, fuel type, firing type
2019 | SC | Honea Path | 56132 | 1 | IC | OP | NA | DFO |  | 1710 | 0.26505 | 0.31 | EIA Prime Mover-level Data | Estimated using an emission factor
2019 | SC | Horry Land Fill Gas Site | 7958 | HG1 | IC | OP | NA | LFG |  | 36434.84 | 0.2678 | 0.0147 | EIA Prime Mover-level Data | Estimated using an emission factor
2019 | SC | Horry Land Fill Gas Site | 7958 | HG2 | IC | OP | NA | LFG |  | 36434.84 | 0.2678 | 0.0147 | EIA Prime Mover-level Data | Estimated using an emission factor
2019 | SC | Horry Land Fill Gas Site | 7958 | HG3 | IC | OP | NA | LFG |  | 40078.32 | 0.29458 | 0.0147 | EIA Prime Mover-level Data | Estimated using an emission factor
2019 | SC | Horry Land Fill Gas Site | 7958 | HG4 | IC | IP | NA | LFG
2019 | SC | Huntley | 63271 | 1295 | PV | V | NA | SUN
2019 | SC | Indigo Solar | 62230 | 44 | PV | T | NA | SUN
2019 | SC | International Paper Georgetown Mill | 54087 | PB01 | ST | OP | NA | WDS |  | 3475528 | 39.6422 | 0.022812 | EIA Unit-level Data | NEI avg EF - PM, fuel type
2019 | SC | International Paper Georgetown Mill | 54087 | PB02 | ST | OP | NA | WDS |  | 3271329 | 37.3131 | 0.022812 | EIA Unit-level Data | NEI avg EF - PM, fuel type
2019 | SC | International Paper Georgetown Mill | 54087 | RB01 | ST | OP | NA | BLQ |  | 6277648 | 4.8809 | 0.001555 | EIA Unit-level Data | Estimated using an emission factor
2019 | SC | International Paper Georgetown Mill | 54087 | RB02 | ST | OP | NA | BLQ |  | 7402467 | 5.7554 | 0.001555 | EIA Unit-level Data | Estimated using an emission factor
2019 | SC | International Paper-Eastover Mill | 52151 | PB2 | ST | OP | VERTICAL/ARCH | NG |  | 210353.8 | 0.84703 | 0.0080534 | EIA Unit-level Data | NEI avg EF - PM, fuel type
2019 | SC | International Paper-Eastover Mill | 52151 | RF2 | ST | OP | FLUIDIZED | BLQ |  | 9444014 | 0.14685 | 3.11e-05 | EIA Unit-level Data | Estimated using an emission factor
2019 | SC | Ion Solar | 62231 | 45 | PV | CN | NA | SUN
2019 | SC | J Strom Thurmond | 3323 | 1 | HY | OP | NA | WAT |  | 1143148 |  | 1.5381e-07 | EIA Prime Mover-level Data | NEI avg EF - PM, fuel type, firing type
2019 | SC | J Strom Thurmond | 3323 | 2 | HY | OP | NA | WAT |  | 1143148 |  | 1.5381e-07 | EIA Prime Mover-level Data | NEI avg EF - PM, fuel type, firing type
2019 | SC | J Strom Thurmond | 3323 | 3 | HY | OP | NA | WAT |  | 1143148 |  | 1.5381e-07 | EIA Prime Mover-level Data | NEI avg EF - PM, fuel type, firing type
2019 | SC | J Strom Thurmond | 3323 | 4 | HY | OS | NA | WAT |  | 1143148 |  | 1.5381e-07 | EIA Prime Mover-level Data | NEI avg EF - PM, fuel type, firing type
2019 | SC | J Strom Thurmond | 3323 | 5 | HY | OP | NA | WAT |  | 1143148 |  | 1.5381e-07 | EIA Prime Mover-level Data | NEI avg EF - PM, fuel type, firing type
2019 | SC | J Strom Thurmond | 3323 | 6 | HY | OP | NA | WAT |  | 1143148 |  | 1.5381e-07 | EIA Prime Mover-level Data | NEI avg EF - PM, fuel type, firing type
2019 | SC | J Strom Thurmond | 3323 | 7 | HY | OP | NA | WAT |  | 1143148 |  | 1.5381e-07 | EIA Prime Mover-level Data | NEI avg EF - PM, fuel type, firing type
2019 | SC | Jackson Solar | 62232 | 46 | PV | T | NA | SUN
2019 | SC | Jamison Solar Farm | 62396 | 1 | PV | OP | NA | SUN |  | 14770 |  | 0 | EIA Prime Mover-level Data | Estimated using an emission factor
2019 | SC | Jefferies | 3319 | 1 | ST | RE | WALL | WO
2019 | SC | Jefferies | 3319 | 2 | ST | RE | WALL | WO
2019 | SC | Jefferies | 3319 | 3 | ST | RE | WALL | BIT
2019 | SC | Jefferies | 3319 | 4 | ST | RE | WALL | BIT
2019 | SC | Jefferies | 3319 | H1 | HY | OP | NA | WAT |  | 455621.8 |  | 1.5381e-07 | EIA Prime Mover-level Data | NEI avg EF - PM, fuel type, firing type
2019 | SC | Jefferies | 3319 | H2 | HY | OP | NA | WAT |  | 549426.3 |  | 1.5381e-07 | EIA Prime Mover-level Data | NEI avg EF - PM, fuel type, firing type
2019 | SC | Jefferies | 3319 | H3 | HY | OP | NA | WAT |  | 455621.8 |  | 1.5381e-07 | EIA Prime Mover-level Data | NEI avg EF - PM, fuel type, firing type
2019 | SC | Jefferies | 3319 | H4 | HY | OP | NA | WAT |  | 549426.3 |  | 1.5381e-07 | EIA Prime Mover-level Data | NEI avg EF - PM, fuel type, firing type
2019 | SC | Jefferies | 3319 | H6 | HY | OP | NA | WAT |  | 151873.9 |  | 1.5381e-07 | EIA Prime Mover-level Data | NEI avg EF - PM, fuel type, firing type
2019 | SC | Jefferson Solar | 62233 | 47 | PV | T | NA | SUN
2019 | SC | Jessamine Solar | 61944 | 10 | PV | OP | NA | SUN |  | 27397 |  | 0 | EIA Prime Mover-level Data | Estimated using an emission factor
2019 | SC | Jocassee | 3262 | 1 | PS | OP | NA | WAT |  | 0 |  |  | EIA Prime Mover-level Data
2019 | SC | Jocassee | 3262 | 2 | PS | OP | NA | WAT |  | 0 |  |  | EIA Prime Mover-level Data
2019 | SC | Jocassee | 3262 | 3 | PS | OP | NA | WAT |  | 0 |  |  | EIA Prime Mover-level Data
2019 | SC | Jocassee | 3262 | 4 | PS | OP | NA | WAT |  | 0 |  |  | EIA Prime Mover-level Data
2019 | SC | Juniper Solar | 62234 | 48 | PV | T | NA | SUN
2019 | SC | Keowee | 6517 | 1 | HY | OP | NA | WAT |  | 375584 |  | 1.5381e-07 | EIA Prime Mover-level Data | NEI avg EF - PM, fuel type, firing type
2019 | SC | Keowee | 6517 | 2 | HY | OP | NA | WAT |  | 375584 |  | 1.5381e-07 | EIA Prime Mover-level Data | NEI avg EF - PM, fuel type, firing type
2019 | SC | Lee County Landfill | 56120 | L1 | IC | OP | NA | LFG |  | 35936.67 | 0.26413 | 0.0147 | EIA Prime Mover-level Data | Estimated using an emission factor
2019 | SC | Lee County Landfill | 56120 | L2 | IC | OP | NA | LFG |  | 35936.67 | 0.26413 | 0.0147 | EIA Prime Mover-level Data | Estimated using an emission factor
2019 | SC | Lee County Landfill | 56120 | L3 | IC | OP | NA | LFG |  | 35936.67 | 0.26413 | 0.0147 | EIA Prime Mover-level Data | Estimated using an emission factor
2019 | SC | Lee County Landfill | 56120 | L4 | GT | OP | NA | LFG |  | 285435 | 3.0827 | 0.0216 | EIA Prime Mover-level Data | Estimated using an emission factor
2019 | SC | Lily Solar | 63548 | 1 | PV | V | NA | SUN
2019 | SC | Limelight Solar II LLC | 63241 | SCLL | PV | OP | NA | SUN |  | 169 |  | 0 | EIA Prime Mover-level Data | Estimated using an emission factor
2019 | SC | Lockhart | 3275 | 2 | HY | OP | NA | WAT |  | 193553.5 |  | 1.5381e-07 | EIA Prime Mover-level Data | NEI avg EF - PM, fuel type, firing type
2019 | SC | Lockhart | 3275 | HY1 | HY | OP | NA | WAT |  | 193553.5 |  | 1.5381e-07 | EIA Prime Mover-level Data | NEI avg EF - PM, fuel type, firing type
2019 | SC | Lockhart | 3275 | HY3 | HY | OP | NA | WAT |  | 193553.5 |  | 1.5381e-07 | EIA Prime Mover-level Data | NEI avg EF - PM, fuel type, firing type
2019 | SC | Lockhart | 3275 | HY4 | HY | OP | NA | WAT |  | 193553.5 |  | 1.5381e-07 | EIA Prime Mover-level Data | NEI avg EF - PM, fuel type, firing type
2019 | SC | Lockhart | 3275 | HY5 | HY | OP | NA | WAT |  | 55301 |  | 1.5381e-07 | EIA Prime Mover-level Data | NEI avg EF - PM, fuel type, firing type
2019 | SC | Lone Star Solar | 62235 | 49 | PV | T | NA | SUN
2019 | SC | Luz Solar | 62236 | 50 | PV | T | NA | SUN
2019 | SC | Marlboro Mill | 57470 | RF-P1 | ST | OP | NA | BLQ |  | 8113355 | 0.25233 | 6.22e-05 | EIA Unit-level Data | Estimated using an emission factor
2019 | SC | Marlboro Mill | 57470 | UA-P2 | ST | OP | NA | WDS |  | 1589272 | 18.1274 | 0.022812 | EIA Unit-level Data | NEI avg EF - PM, fuel type
2019 | SC | Marshall Solar | 62238 | 52 | PV | T | NA | SUN
2019 | SC | Martin Central Solar | 62285 | 53 | PV | T | NA | SUN
2019 | SC | Martin East Solar | 62276 | 54 | PV | T | NA | SUN
2019 | SC | Martin West Solar | 62277 | 55 | PV | T | NA | SUN
2019 | SC | McClain Solar | 62278 | 56 | PV | T | NA | SUN
2019 | SC | McCormick Solar | 62279 | 57 | PV | T | NA | SUN
2019 | SC | MCRD Parris Island PV Hybrid | 61956 | BAKUP | IC | OP | NA | DFO |  | 150.714 | 0.023317 | 0.30942 | EIA Prime Mover-level Data | NEI avg EF - PM, fuel type, firing type
2019 | SC | MCRD Parris Island PV Hybrid | 61956 | BLKST | IC | OP | NA | DFO |  | 60.286 | 0.0093268 | 0.30942 | EIA Prime Mover-level Data | NEI avg EF - PM, fuel type, firing type
2019 | SC | MCRD Parris Island PV Hybrid | 61956 | CARPT | PV | OP | NA | SUN |  | 10884.27 |  | 0 | EIA Prime Mover-level Data | Estimated using an emission factor
2019 | SC | MCRD Parris Island PV Hybrid | 61956 | CHPP | GT | OP | NA | NG |  | 152790 | 0.4189 | 0.0054834 | EIA Prime Mover-level Data | NEI avg EF - PM, fuel type, firing type
2019 | SC | MCRD Parris Island PV Hybrid | 61956 | GRDMT | PV | OP | NA | SUN |  | 29931.73 |  | 0 | EIA Prime Mover-level Data | Estimated using an emission factor
2019 | SC | MCRD Parris Island PV Hybrid | 61956 | TBESS | BA | OP | NA | MWH |  | 0 |  |  | EIA Prime Mover-level Data
2019 | SC | Melsam Solar | 62280 | 58 | PV | T | NA | SUN
2019 | SC | Middleton Solar | 62281 | 59 | PV | T | NA | SUN
2019 | SC | Midlands | 63839 | 1113 | PV | TS | NA | SUN
2019 | SC | Moffett Solar Project | 60658 | PV1 | PV | OP | NA | SUN |  | 1284215 |  | 0 | EIA Prime Mover-level Data | Estimated using an emission factor
2019 | SC | Mohea Solar Energy Center, LLC | 63463 | PGR14 | PV | U | NA | SUN
2019 | SC | NA 1 (SC) | 7106 | GT1 | GT | IP | NA | NG
2019 | SC | NA 5 | 7253 | NA5 | GT | IP | NA | NG
2019 | SC | NA 8 | 7300 | GT8 | GT | IP | NA | NG
2019 | SC | Neal Shoals | 3289 | 1 | HY | OP | NA | WAT |  | 39834.25 |  | 1.5381e-07 | EIA Prime Mover-level Data | NEI avg EF - PM, fuel type, firing type
2019 | SC | Neal Shoals | 3289 | 2 | HY | OP | NA | WAT |  | 39834.25 |  | 1.5381e-07 | EIA Prime Mover-level Data | NEI avg EF - PM, fuel type, firing type
2019 | SC | Neal Shoals | 3289 | 3 | HY | OP | NA | WAT |  | 39834.25 |  | 1.5381e-07 | EIA Prime Mover-level Data | NEI avg EF - PM, fuel type, firing type
2019 | SC | Neal Shoals | 3289 | 4 | HY | OP | NA | WAT |  | 39834.25 |  | 1.5381e-07 | EIA Prime Mover-level Data | NEI avg EF - PM, fuel type, firing type
2019 | SC | North Road Peak | 7479 | EAST | IC | OP | NA | DFO |  | 848.5 | 0.13152 | 0.31 | EIA Prime Mover-level Data | Estimated using an emission factor
2019 | SC | North Road Peak | 7479 | WEST | IC | OP | NA | DFO |  | 848.5 | 0.13152 | 0.31 | EIA Prime Mover-level Data | Estimated using an emission factor
2019 | SC | Oconee | 3265 | 1 | ST | OP | NA | NUC |  | 78297900 |  | 0 | EIA Prime Mover-level Data | Estimated using an emission factor
2019 | SC | Oconee | 3265 | 2 | ST | OP | NA | NUC |  | 70986440 |  | 0 | EIA Prime Mover-level Data | Estimated using an emission factor
2019 | SC | Oconee | 3265 | 3 | ST | OP | NA | NUC |  | 79226940 |  | 0 | EIA Prime Mover-level Data | Estimated using an emission factor
2019 | SC | Odyssey Solar | 61324 | PGRB4 | PV | OP | NA | SUN |  | 158287 |  | 0 | EIA Prime Mover-level Data | Estimated using an emission factor
2019 | SC | Omtanke Solar | 63756 | DGSC1 | PV | T | NA | SUN
2019 | SC | Otarre Solar Park | 61699 | OTRRE | PV | OP | NA | SUN |  | 26465 |  | 0 | EIA Prime Mover-level Data | Estimated using an emission factor
2019 | SC | Otis Elevator Company Solar | 62228 | O1614 | PV | OP | NA | SUN |  | 31048 |  | 0 | EIA Prime Mover-level Data | Estimated using an emission factor
2019 | SC | Pacolet Diesel Generation Facility | 57030 | DI 1 | IC | OP | NA | DFO |  | 71.667 | 0.011108 | 0.31 | EIA Prime Mover-level Data | Estimated using an emission factor
2019 | SC | Pacolet Diesel Generation Facility | 57030 | DI 2 | IC | OP | NA | DFO |  | 71.667 | 0.011108 | 0.31 | EIA Prime Mover-level Data | Estimated using an emission factor
2019 | SC | Pacolet Diesel Generation Facility | 57030 | DI 3 | IC | OP | NA | DFO |  | 71.667 | 0.011108 | 0.31 | EIA Prime Mover-level Data | Estimated using an emission factor
2019 | SC | Palmetto Plains | 62679 | 1405 | PV | OP | NA | SUN |  | 561299 |  | 0 | EIA Prime Mover-level Data | Estimated using an emission factor
2019 | SC | Parr GT | 3291 | GT1 | GT | OP | NA | NG |  | 9909.461 | 0.027169 | 0.0054834 | EIA Prime Mover-level Data | NEI avg EF - PM, fuel type, firing type
2019 | SC | Parr GT | 3291 | GT2 | GT | OP | NA | NG |  | 9909.461 | 0.027169 | 0.0054834 | EIA Prime Mover-level Data | NEI avg EF - PM, fuel type, firing type
2019 | SC | Parr GT | 3291 | GT3 | GT | OP | NA | NG |  | 11274.54 | 0.030911 | 0.0054834 | EIA Prime Mover-level Data | NEI avg EF - PM, fuel type, firing type
2019 | SC | Parr GT | 3291 | GT4 | GT | OP | NA | NG |  | 11274.54 | 0.030911 | 0.0054834 | EIA Prime Mover-level Data | NEI avg EF - PM, fuel type, firing type
2019 | SC | Parr Hydro | 3290 | 1 | HY | OP | NA | WAT |  | 66598.66 |  | 1.5381e-07 | EIA Prime Mover-level Data | NEI avg EF - PM, fuel type, firing type
2019 | SC | Parr Hydro | 3290 | 2 | HY | OP | NA | WAT |  | 66598.66 |  | 1.5381e-07 | EIA Prime Mover-level Data | NEI avg EF - PM, fuel type, firing type
2019 | SC | Parr Hydro | 3290 | 3 | HY | OP | NA | WAT |  | 66598.66 |  | 1.5381e-07 | EIA Prime Mover-level Data | NEI avg EF - PM, fuel type, firing type
2019 | SC | Parr Hydro | 3290 | 4 | HY | OP | NA | WAT |  | 66598.66 |  | 1.5381e-07 | EIA Prime Mover-level Data | NEI avg EF - PM, fuel type, firing type
2019 | SC | Parr Hydro | 3290 | 5 | HY | OP | NA | WAT |  | 66598.66 |  | 1.5381e-07 | EIA Prime Mover-level Data | NEI avg EF - PM, fuel type, firing type
2019 | SC | Parr Hydro | 3290 | 6 | HY | OP | NA | WAT |  | 66598.66 |  | 1.5381e-07 | EIA Prime Mover-level Data | NEI avg EF - PM, fuel type, firing type
2019 | SC | Pee Dee Solar I | 62282 | 60 | PV | T | NA | SUN
2019 | SC | Pee Dee Solar II | 62283 | 61 | PV | T | NA | SUN
2019 | SC | Pelzer Lower | 10800 | GEN1 | HY | OP | NA | WAT |  | 91915 |  | 1.5381e-07 | EIA Prime Mover-level Data | NEI avg EF - PM, fuel type, firing type
2019 | SC | Pelzer Solar I | 61945 | 19 | PV | OP | NA | SUN |  | 16882 |  | 0 | EIA Prime Mover-level Data | Estimated using an emission factor
2019 | SC | Pelzer Upper | 10799 | GEN1 | HY | OP | NA | WAT |  | 50967 |  | 1.5381e-07 | EIA Prime Mover-level Data | NEI avg EF - PM, fuel type, firing type
2019 | SC | Peony Solar | 61976 | PGRG1 | PV | OP | NA | SUN |  | 400377 |  | 0 | EIA Prime Mover-level Data | Estimated using an emission factor
2019 | SC | Piedmont Hydro Power Project | 10787 | GEN1 | HY | OP | NA | WAT |  | 49836 |  | 1.5381e-07 | EIA Prime Mover-level Data | NEI avg EF - PM, fuel type, firing type
2019 | SC | Pinson Solar Farm | 63777 | 1310 | PV | T | NA | SUN
2019 | SC | Power Solar | 62284 | 62 | PV | T | NA | SUN
2019 | SC | Pruger Solar I | 62292 | 63 | PV | T | NA | SUN
2019 | SC | Pruger Solar II | 62293 | 64 | PV | T | NA | SUN
2019 | SC | Pruger Solar III | 62294 | 65 | PV | T | NA | SUN
2019 | SC | Quest Solar | 62299 | 66 | PV | T | NA | SUN
2019 | SC | Rankin Solar Center, LLC | 61996 | RANKI | PV | OP | NA | SUN
2019 | SC | Redwing Solar | 61946 | 11 | PV | OP | NA | SUN |  | 31823 |  | 0 | EIA Prime Mover-level Data | Estimated using an emission factor
2019 | SC | Rhubarb One SC | 59596 | PV1 | PV | L | NA | SUN
2019 | SC | Richardson Solar | 61972 | C2BV | PV | OP | NA | SUN |  | 36471 |  | 0 | EIA Prime Mover-level Data | Estimated using an emission factor
2019 | SC | Richland County Landfill | 56122 | R1 | GT | OP | NA | LFG |  | 9606 | 0.10374 | 0.0216 | EIA Prime Mover-level Data | Estimated using an emission factor
2019 | SC | Richland County Landfill | 56122 | R2 | IC | OP | NA | LFG |  | 92688.5 | 0.68126 | 0.0147 | EIA Prime Mover-level Data | Estimated using an emission factor
2019 | SC | Richland County Landfill | 56122 | R3 | IC | OP | NA | LFG |  | 92688.5 | 0.68126 | 0.0147 | EIA Prime Mover-level Data | Estimated using an emission factor
2019 | SC | Ridgeland Solar Project | 60659 | PV1 | PV | OP | NA | SUN |  | 176246 |  | 0 | EIA Prime Mover-level Data | Estimated using an emission factor
2019 | SC | River Solar | 61947 | 12 | PV | OP | NA | SUN |  | 35955 |  | 0 | EIA Prime Mover-level Data | Estimated using an emission factor
2019 | SC | Rocky Creek | 3266 | 1 | HY | RE | NA | WAT
2019 | SC | Rocky Creek | 3266 | 2 | HY | RE | NA | WAT
2019 | SC | Rocky Creek | 3266 | 3 | HY | RE | NA | WAT
2019 | SC | Rocky Creek | 3266 | 4 | HY | RE | NA | WAT
2019 | SC | Rocky Creek | 3266 | 5 | HY | RE | NA | WAT
2019 | SC | Rocky Creek | 3266 | 6 | HY | RE | NA | WAT
2019 | SC | Rocky Creek | 3266 | 7 | HY | RE | NA | WAT
2019 | SC | Rocky Creek | 3266 | 8 | HY | RE | NA | WAT
2019 | SC | Rocky River (SC) | 3305 | 1 | HY | OP | NA | WAT |  | 36510.92 |  | 1.5381e-07 | EIA Prime Mover-level Data | NEI avg EF - PM, fuel type, firing type
2019 | SC | Rocky River (SC) | 3305 | 2 | HY | OP | NA | WAT |  | 16227.08 |  | 1.5381e-07 | EIA Prime Mover-level Data | NEI avg EF - PM, fuel type, firing type
2019 | SC | Rocky River (SC) | 3305 | IC1 | IC | RE | NA | DFO
2019 | SC | Rocky River (SC) | 3305 | IC2 | IC | OP | NA | DFO |  | 1092 | 0.16926 | 0.31 | EIA Prime Mover-level Data | Estimated using an emission factor
2019 | SC | Rollins Solar | 62295 | 67 | PV | T | NA | SUN
2019 | SC | Ross Solar | 62296 | 68 | PV | T | NA | SUN
2019 | SC | Rowesville Rd Plant | 7480 | 3 | GT | IP | NA | NG
2019 | SC | Rowesville Rd Plant | 7480 | 4 | GT | IP | NA | NG
2019 | SC | Rowesville Rd Plant | 7480 | GEN3 | GT | OP | NA | NG |  | 746 | 0.0020453 | 0.0054834 | EIA Prime Mover-level Data | NEI avg EF - PM, fuel type, firing type
2019 | SC | Rowesville Rd Plant | 7480 | GEN4 | GT | OP | NA | NG |  | 746 | 0.0020453 | 0.0054834 | EIA Prime Mover-level Data | NEI avg EF - PM, fuel type, firing type
2019 | SC | Runway Solar Farm | 62397 | 1 | PV | OP | NA | SUN |  | 703 |  | 0 | EIA Prime Mover-level Data | Estimated using an emission factor
2019 | SC | Rutledge Solar | 62297 | 69 | PV | T | NA | SUN
2019 | SC | Saluda Dam | 3267 | 1 | HY | OP | NA | WAT |  | 24299 |  | 1.5381e-07 | EIA Prime Mover-level Data | NEI avg EF - PM, fuel type, firing type
2019 | SC | Saluda Dam | 3267 | 2 | HY | OP | NA | WAT |  | 24299 |  | 1.5381e-07 | EIA Prime Mover-level Data | NEI avg EF - PM, fuel type, firing type
2019 | SC | Saluda Dam | 3267 | 3 | HY | OP | NA | WAT |  | 24299 |  | 1.5381e-07 | EIA Prime Mover-level Data | NEI avg EF - PM, fuel type, firing type
2019 | SC | Saluda Dam | 3267 | 4 | HY | OP | NA | WAT |  | 24299 |  | 1.5381e-07 | EIA Prime Mover-level Data | NEI avg EF - PM, fuel type, firing type
2019 | SC | Saluda Lexington | 3293 | 1 | HY | OP | NA | WAT |  | 198848.4 |  | 1.5381e-07 | EIA Prime Mover-level Data | NEI avg EF - PM, fuel type, firing type
2019 | SC | Saluda Lexington | 3293 | 2 | HY | OP | NA | WAT |  | 198848.4 |  | 1.5381e-07 | EIA Prime Mover-level Data | NEI avg EF - PM, fuel type, firing type
2019 | SC | Saluda Lexington | 3293 | 3 | HY | OP | NA | WAT |  | 258808.9 |  | 1.5381e-07 | EIA Prime Mover-level Data | NEI avg EF - PM, fuel type, firing type
2019 | SC | Saluda Lexington | 3293 | 4 | HY | OP | NA | WAT |  | 198848.4 |  | 1.5381e-07 | EIA Prime Mover-level Data | NEI avg EF - PM, fuel type, firing type
2019 | SC | Saluda Lexington | 3293 | 5 | HY | OP | NA | WAT |  | 412992.9 |  | 1.5381e-07 | EIA Prime Mover-level Data | NEI avg EF - PM, fuel type, firing type
2019 | SC | Saluda Solar II | 61323 | PGRB5 | PV | OP | NA | SUN |  | 57537 |  | 0 | EIA Prime Mover-level Data | Estimated using an emission factor
2019 | SC | Saluda Solar, LLC | 60535 | PV1 | PV | OP | NA | SUN |  | 116456 |  | 0 | EIA Prime Mover-level Data | Estimated using an emission factor
2019 | SC | Sandifer Solar | 62298 | 70 | PV | T | NA | SUN
2019 | SC | Sapphire Solar | 61948 | 17 | PV | OP | NA | SUN |  | 36170 |  | 0 | EIA Prime Mover-level Data | Estimated using an emission factor
2019 | SC | Savannah River Site Biomass Cogen | 57138 | HRSG1 | ST | OP | NA | WDS |  | 1094847 | 12.4879 | 0.022812 | EIA Unit-level Data | NEI avg EF - PM, fuel type
2019 | SC | Savannah River Site Biomass Cogen | 57138 | HRSG2 | ST | OP | NA | WDS |  | 1133796 | 12.9322 | 0.022812 | EIA Unit-level Data | NEI avg EF - PM, fuel type
2019 | SC | Scarlet Solar | 62307 | 71 | PV | T | NA | SUN
2019 | SC | SCE&G Curie CSG | 61432 | SCCU1 | PV | OP | NA | SUN |  | 31369 |  | 0 | EIA Prime Mover-level Data | Estimated using an emission factor
2019 | SC | SCE&G Nimitz CSG | 61433 | SCNM1 | PV | OP | NA | SUN |  | 140692 |  | 0 | EIA Prime Mover-level Data | Estimated using an emission factor
2019 | SC | SCE&G Springfield CSG | 61434 | SCSP1 | PV | OP | NA | SUN |  | 99644 |  | 0 | EIA Prime Mover-level Data | Estimated using an emission factor
2019 | SC | Seabrook Solar | 61701 | GEN1 | PV | OP | NA | SUN |  | 40371 |  | 0 | EIA Prime Mover-level Data | Estimated using an emission factor
2019 | SC | Sediver | 7957 | 1 | IC | OP | NA | DFO |  | 1710 | 0.26505 | 0.31 | EIA Prime Mover-level Data | Estimated using an emission factor
2019 | SC | Sediver | 7957 | CT2A | CT | IP | NA | NG
2019 | SC | Sediver | 7957 | CT2B | CT | IP | NA | NG
2019 | SC | Sediver | 7957 | ST1S | CA | IP | NA | NG
2019 | SC | Seneca City of | 56545 | PPG1 | IC | OP | NA | DFO |  | 3524.6 | 0.54631 | 0.31 | EIA Prime Mover-level Data | Estimated using an emission factor
2019 | SC | Seneca City of | 56545 | PPG2 | IC | OP | NA | DFO |  | 3524.6 | 0.54631 | 0.31 | EIA Prime Mover-level Data | Estimated using an emission factor
2019 | SC | Seneca City of | 56545 | PPG3 | IC | OP | NA | DFO |  | 3524.6 | 0.54631 | 0.31 | EIA Prime Mover-level Data | Estimated using an emission factor
2019 | SC | Seneca City of | 56545 | WPG1 | IC | OP | NA | DFO |  | 3524.6 | 0.54631 | 0.31 | EIA Prime Mover-level Data | Estimated using an emission factor
2019 | SC | Seneca City of | 56545 | WPG2 | IC | OP | NA | DFO |  | 3524.6 | 0.54631 | 0.31 | EIA Prime Mover-level Data | Estimated using an emission factor
2019 | SC | Shaw Creek Solar, LLC | 61790 | SHAWC | PV | OP | NA | SUN |  | 292523 |  | 0 | EIA Prime Mover-level Data | Estimated using an emission factor
2019 | SC | Shem Solar | 62308 | 72 | PV | T | NA | SUN
2019 | SC | Shining Sun Solar | 62309 | 73 | PV | T | NA | SUN
2019 | SC | Shorthorn Holdings | 60028 | PV1 | PV | L | NA | SUN
2019 | SC | Shorthorn Solar | 62310 | 74 | PV | T | NA | SUN
2019 | SC | Snoopy Solar | 62311 | 75 | PV | T | NA | SUN
2019 | SC | Sonoco Products Co | 57919 | 9 | ST | OS | FLUIDIZED | WDS |  | 0 | 0 | 0.0053997 | EIA Unit-level Data | NEI avg EF - PM, fuel type, firing type
2019 | SC | Sonoco Products Co | 57919 | 10 | ST | OP | NA | NG |  | 529900 | 2.1335 | 0.0080524 | EIA Unit-level Data | NEI avg EF - PM, fuel type
2019 | SC | Sonoco Products Co | 57919 | 11 | ST | OP | NA | WDS |  | 3590475 | 40.9533 | 0.022812 | EIA Unit-level Data | NEI avg EF - PM, fuel type
2019 | SC | South Solar | 61949 | 13 | PV | OP | NA | SUN |  | 36099 |  | 0 | EIA Prime Mover-level Data | Estimated using an emission factor
2019 | SC | Southard Solar | 62312 | 76 | PV | T | NA | SUN
2019 | SC | Southern Current One, LLC | 61748 | PRGE1 | PV | OP | NA | SUN |  | 179514 |  | 0 | EIA Prime Mover-level Data | Estimated using an emission factor
2019 | SC | Spartanburg Water System | 54675 | DI1 | IC | RE | NA | DFO
2019 | SC | Spartanburg Water System | 54675 | DI2 | IC | OP | NA | DFO |  | 407.879 | 0.063221 | 0.31 | EIA Prime Mover-level Data | Estimated using an emission factor
2019 | SC | Spartanburg Water System | 54675 | DI3 | IC | OP | NA | DFO |  | 265.121 | 0.041094 | 0.31 | EIA Prime Mover-level Data | Estimated using an emission factor
2019 | SC | Spartanburg Water System | 54675 | HG1 | HY | SB | NA | WAT |  | 10908.5 |  | 1.5381e-07 | EIA Prime Mover-level Data | NEI avg EF - PM, fuel type, firing type
2019 | SC | Spartanburg Water System | 54675 | HG2 | HY | SB | NA | WAT |  | 10908.5 |  | 1.5381e-07 | EIA Prime Mover-level Data | NEI avg EF - PM, fuel type, firing type
2019 | SC | Spillway | 3321 | 1 | HY | OP | NA | WAT |  | 57038 |  | 1.5381e-07 | EIA Prime Mover-level Data | NEI avg EF - PM, fuel type, firing type
2019 | SC | St Stephen | 6789 | 1 | HY | OP | NA | WAT |  | 910873.3 |  | 1.5381e-07 | EIA Prime Mover-level Data | NEI avg EF - PM, fuel type, firing type
2019 | SC | St Stephen | 6789 | 2 | HY | OP | NA | WAT |  | 910873.3 |  | 1.5381e-07 | EIA Prime Mover-level Data | NEI avg EF - PM, fuel type, firing type
2019 | SC | St Stephen | 6789 | 3 | HY | OP | NA | WAT |  | 910873.3 |  | 1.5381e-07 | EIA Prime Mover-level Data | NEI avg EF - PM, fuel type, firing type
2019 | SC | St. Matthews Solar | 60293 | PV1 | PV | OP | NA | SUN |  | 188381 |  | 0 | EIA Prime Mover-level Data | Estimated using an emission factor
2019 | SC | Stamey Solar | 62313 | 77 | PV | T | NA | SUN
2019 | SC | Substation 20 Plant | 59728 | GEN1 | GT | OP | NA | NG |  | 865 | 0.0023716 | 0.0054834 | EIA Prime Mover-level Data | NEI avg EF - PM, fuel type, firing type
2019 | SC | Swamp Fox Solar | 61521 | PGRD2 | PV | OP | NA | SUN |  | 208612 |  | 0 | EIA Prime Mover-level Data | Estimated using an emission factor
2019 | SC | Tarpon Solar I | 62314 | 78 | PV | T | NA | SUN
2019 | SC | Tedder Solar | 62315 | 79 | PV | T | NA | SUN
2019 | SC | Ten Governors Solar | 62316 | 80 | PV | T | NA | SUN
2019 | SC | Thermal Kem | 56129 | 1 | IC | OP | NA | DFO |  | 1710 | 0.26505 | 0.31 | EIA Prime Mover-level Data | Estimated using an emission factor
2019 | SC | Thomas Solar | 62352 | 81 | PV | T | NA | SUN
2019 | SC | Topaz Solar (SC) | 62349 | 82 | PV | T | NA | SUN
2019 | SC | Trask East Solar | 62346 | 83 | PV | T | NA | SUN
2019 | SC | TWE Bowman Solar Project | 62828 | BOW | PV | U | NA | SUN
2019 | SC | Ulmer Solar | 62343 | 85 | PV | T | NA | SUN
2019 | SC | Union Renewable Energy Facility | 60241 | 00611 | IC | OP | NA | LFG |  | 87203.5 | 0.64095 | 0.0147 | EIA Prime Mover-level Data | Estimated using an emission factor
2019 | SC | Union Renewable Energy Facility | 60241 | 00677 | IC | OP | NA | LFG |  | 87203.5 | 0.64095 | 0.0147 | EIA Prime Mover-level Data | Estimated using an emission factor
2019 | SC | Upper Pacolet Hydro | 58257 | UP1 | HY | OP | NA | WAT |  | 47849 |  | 1.5381e-07 | EIA Prime Mover-level Data | NEI avg EF - PM, fuel type, firing type
2019 | SC | V C Summer | 6127 | 1 | ST | OP | NA | NUC |  | 86126940 |  | 0 | EIA Prime Mover-level Data | Estimated using an emission factor
2019 | SC | V C Summer | 6127 | 2 | ST | CN | NA | NUC
2019 | SC | V C Summer | 6127 | 3 | ST | CN | NA | NUC
2019 | SC | Valenite | 56131 | 1 | IC | OP | NA | DFO |  | 1710 | 0.26505 | 0.31 | EIA Prime Mover-level Data | Estimated using an emission factor
2019 | SC | Vincent Solar | 61950 | 14 | PV | OP | NA | SUN |  | 30558 |  | 0 | EIA Prime Mover-level Data | Estimated using an emission factor
2019 | SC | Ware Shoals Hydro Project | 10801 | GEN1 | HY | OP | NA | WAT |  | 30029.03 |  | 1.5381e-07 | EIA Prime Mover-level Data | NEI avg EF - PM, fuel type, firing type
2019 | SC | Ware Shoals Hydro Project | 10801 | GEN2 | HY | OP | NA | WAT |  | 32030.97 |  | 1.5381e-07 | EIA Prime Mover-level Data | NEI avg EF - PM, fuel type, firing type
2019 | SC | Washington Solar (SC) | 62342 | 87 | PV | T | NA | SUN
2019 | SC | Washington Solar II (SC) | 62344 | 88 | PV | T | NA | SUN
2019 | SC | Watauga Solar | 61951 | 15 | PV | OP | NA | SUN |  | 28155 |  | 0 | EIA Prime Mover-level Data | Estimated using an emission factor
2019 | SC | Wateree Hydro | 3270 | 1 | HY | OP | NA | WAT |  | 568716.4 |  | 1.5381e-07 | EIA Prime Mover-level Data | NEI avg EF - PM, fuel type, firing type
2019 | SC | Wateree Hydro | 3270 | 2 | HY | OP | NA | WAT |  | 568716.4 |  | 1.5381e-07 | EIA Prime Mover-level Data | NEI avg EF - PM, fuel type, firing type
2019 | SC | Wateree Hydro | 3270 | 3 | HY | OP | NA | WAT |  | 568716.4 |  | 1.5381e-07 | EIA Prime Mover-level Data | NEI avg EF - PM, fuel type, firing type
2019 | SC | Wateree Hydro | 3270 | 4 | HY | OP | NA | WAT |  | 568716.4 |  | 1.5381e-07 | EIA Prime Mover-level Data | NEI avg EF - PM, fuel type, firing type
2019 | SC | Wateree Hydro | 3270 | 5 | HY | OP | NA | WAT |  | 568716.4 |  | 1.5381e-07 | EIA Prime Mover-level Data | NEI avg EF - PM, fuel type, firing type
2019 | SC | Wayfair Solar | 62345 | 89 | PV | T | NA | SUN
2019 | SC | Weaver Solar | 62347 | 90 | PV | T | NA | SUN
2019 | SC | Webb Forging | 7814 | 1 | IC | OP | NA | DFO |  | 855 | 0.13252 | 0.31 | EIA Prime Mover-level Data | Estimated using an emission factor
2019 | SC | Webb Forging | 7814 | 2 | IC | OP | NA | DFO |  | 855 | 0.13252 | 0.31 | EIA Prime Mover-level Data | Estimated using an emission factor
2019 | SC | Wellford Renewable Energy Plant | 57885 | LFG1 | IC | OP | NA | LFG |  | 102393 | 0.75259 | 0.0147 | EIA Prime Mover-level Data | Estimated using an emission factor
2019 | SC | WestRock CP, LLC Florence Mill | 50806 | PB1 | ST | OP | OTHER BOILER | WDS |  |  |  | 0.022915
2019 | SC | WestRock CP, LLC Florence Mill | 50806 | PB3 | ST | SB | STOKER | NG |  | 193934.6 | 0.8391 | 0.0086534 | EIA Unit-level Data | NEI avg EF - PM, fuel type, firing type
2019 | SC | WestRock CP, LLC Florence Mill | 50806 | PB4 | ST | SB | STOKER | WDS |  | 4982275 | 86.2264 | 0.034613 | EIA Unit-level Data | NEI avg EF - PM, fuel type, firing type
2019 | SC | WestRock CP, LLC Florence Mill | 50806 | RBF | ST | OP | WALL | BLQ |  | 7189247 | 1.1179 | 0.000311 | EIA Unit-level Data | Estimated using an emission factor
2019 | SC | White Horse Solar A | 63760 | WHRSA | PV | L | NA | SUN
2019 | SC | Whitetail Solar | 59569 | PV1 | PV | L | NA | SUN
2019 | SC | Whitt Solar | 61952 | 20 | PV | OP | NA | SUN |  | 36391 |  | 0 | EIA Prime Mover-level Data | Estimated using an emission factor
2019 | SC | Willis Solar | 61953 | 16 | PV | OP | NA | SUN |  | 34271 |  | 0 | EIA Prime Mover-level Data | Estimated using an emission factor
2019 | SC | Woodfields Solar | 63552 | PGR21 | PV | T | NA | SUN
2019 | SC | WSW Solar | 62350 | 86 | PV | T | NA | SUN
2019 | SC | Wylie | 3271 | 1 | HY | OP | NA | WAT |  | 173236.3 |  | 1.5381e-07 | EIA Prime Mover-level Data | NEI avg EF - PM, fuel type, firing type
2019 | SC | Wylie | 3271 | 2 | HY | OP | NA | WAT |  | 173236.3 |  | 1.5381e-07 | EIA Prime Mover-level Data | NEI avg EF - PM, fuel type, firing type
2019 | SC | Wylie | 3271 | 3 | HY | OP | NA | WAT |  | 173236.3 |  | 1.5381e-07 | EIA Prime Mover-level Data | NEI avg EF - PM, fuel type, firing type
2019 | SC | Wylie | 3271 | 4 | HY | OA | NA | WAT |  | 173236.3 |  | 1.5381e-07 | EIA Prime Mover-level Data | NEI avg EF - PM, fuel type, firing type
2019 | SC | Wysong Solar | 62351 | 92 | PV | T | NA | SUN
2019 | SC | Yemassee Solar | 62353 | 93 | PV | T | NA | SUN
2019 | SC | York Solar | 62354 | 94 | PV | T | NA | SUN
2019 | SC | Broad River Energy Center | 55166 | CT-1 | GT | OP | CT | NG | 342 | 469028.2 | 1.4508 | 0.0061863 | EPA/CAMD | EPA/NEI | 2000
2019 | SC | Broad River Energy Center | 55166 | CT-2 | GT | OP | CT | NG | 698 | 976648.6 | 3.2253 | 0.0066048 | EPA/CAMD | EPA/NEI | 2000
2019 | SC | Broad River Energy Center | 55166 | CT-3 | GT | OP | CT | NG | 728 | 1025477 | 3.4452 | 0.0067192 | EPA/CAMD | EPA/NEI | 2000
2019 | SC | Broad River Energy Center | 55166 | CT-4 | GT | OP | CT | NG | 732 | 1060962 | 3.4615 | 0.0065253 | EPA/CAMD | EPA/NEI | 2001
2019 | SC | Broad River Energy Center | 55166 | CT-5 | GT | OP | CT | NG | 639 | 911427.8 | 2.9818 | 0.0065432 | EPA/CAMD | EPA/NEI | 2001
2019 | SC | Cherokee County Cogen | 55043 | CCCP1 | CT | OP | CC | NG | 6372 | 4595303 | 18.7234 | 0.0081489 | EPA/CAMD | EPA/NEI | 1998
2019 | SC | Columbia Energy Center (SC) | 55386 | B-1 | ST | OP | WALL | NG | 2478 | 190985.9 | 0.67199 | 0.0070371 | EPA/CAMD | EPA/NEI | 2004
2019 | SC | Columbia Energy Center (SC) | 55386 | B-2 | ST | OP | WALL | NG | 2706 | 177962.7 | 0.53777 | 0.0060436 | EPA/CAMD | EPA/NEI | 2004
2019 | SC | Columbia Energy Center (SC) | 55386 | B-3 | ST | OP | WALL | NG | 2188 | 385691.3 | 0.49389 | 0.0025611 | EPA/CAMD | EPA/NEI | 2004
2019 | SC | Columbia Energy Center (SC) | 55386 | CT-1 | CT | OP | CC | NG | 7524 | 12150320 | 33.6043 | 0.0055314 | EPA/CAMD | EPA/NEI | 2004
2019 | SC | Columbia Energy Center (SC) | 55386 | CT-2 | CT | OP | CC | NG | 7409 | 12003920 | 48.6731 | 0.0081095 | EPA/CAMD | EPA/NEI | 2004
2019 | SC | Cope Station | 7210 | COP1 | ST | OP | TANGENTIAL | BIT | 8117 | 16177860 | 297.2062 | 0.036742 | EPA/CAMD | NEI avg EF - PM, fuel type, firing type | 1996
2019 | SC | Cross | 130 | 1 | ST | OP | WALL | RC | 6008 | 23939570 | 268.1232 | 0.0224 | EPA/CAMD | EPA/NEI | 1994
2019 | SC | Cross | 130 | 2 | ST | OP | TANGENTIAL | RC | 618 | 1906244 | 19.8916 | 0.02087 | EPA/CAMD | EPA/NEI | 1984
2019 | SC | Cross | 130 | 3 | ST | OP | TANGENTIAL | RC | 8064 | 34195740 | 376.1532 | 0.022 | EPA/CAMD | EPA/NEI | 2006
2019 | SC | Cross | 130 | 4 | ST | OP | TANGENTIAL | RC | 7133 | 31174920 | 342.9242 | 0.022 | EPA/CAMD | EPA/NEI | 2008
2019 | SC | Darlington County | 3250 | 1 | GT | OP | CT | NG | 14 | 4623.1 | 0.012734 | 0.0055088 | EPA/CAMD | EPA/NEI | 1974
2019 | SC | Darlington County | 3250 | 2 | GT | OP | CT | DFO | 7 | 2475.9 | 0.00319 | 0.0025769 | EPA/CAMD | EPA/NEI | 1974
2019 | SC | Darlington County | 3250 | 3 | GT | OP | CT | NG | 18 | 6897 | 0.015622 | 0.0045299 | EPA/CAMD | EPA/NEI | 1974
2019 | SC | Darlington County | 3250 | 4 | GT | OP | CT | DFO | 10 | 3954.9 | 0.0065236 | 0.003299 | EPA/CAMD | EPA/NEI | 1974
2019 | SC | Darlington County | 3250 | 6 | GT | OP | CT | DFO | 8 | 2988 | 0.0039786 | 0.0026631 | EPA/CAMD | EPA/NEI | 1974
2019 | SC | Darlington County | 3250 | 7 | GT | OP | CT | NG | 33 | 15308.8 | 0.027441 | 0.003585 | EPA/CAMD | EPA/NEI | 1974
2019 | SC | Darlington County | 3250 | 8 | GT | OP | CT | DFO | 8 | 3480 | 0.0035905 | 0.0020635 | EPA/CAMD | EPA/NEI | 1974
2019 | SC | Darlington County | 3250 | 10 | GT | OP | CT | DFO | 12 | 2464.9 | 0.0027639 | 0.0022426 | EPA/CAMD | EPA/NEI | 1974
2019 | SC | Darlington County | 3250 | 12 | GT | OP | CT | NG | 166 | 168348.4 | 0.19789 | 0.002351 | EPA/CAMD | EPA/NEI | 1997
2019 | SC | Darlington County | 3250 | 13 | GT | OP | CT | NG | 139 | 128347.4 | 0.18372 | 0.0028629 | EPA/CAMD | EPA/NEI | 1997
2019 | SC | Hagood | 3285 | HAG4 | GT | OP | CT | NG | 172 | 128256.5 | 0.50119 | 0.0078154 | EPA/CAMD | NEI avg EF - PM, fuel type, firing type | 1991
2019 | SC | Hilton Head Gas Turbine Site | 3318 | CT1 | GT | OP | CT | DFO | 5 | 344.6 | 0.0040867 | 0.023718 | EPA/CAMD | NEI avg EF - PM, fuel type, firing type | 1973
2019 | SC | Hilton Head Gas Turbine Site | 3318 | CT2 | GT | OP | CT | DFO | 0 |  |  | 0.022973 |  |  | 1974
2019 | SC | Hilton Head Gas Turbine Site | 3318 | CT3 | GT | OP | CT | DFO | 29 | 8433.8 | 0.020221 | 0.0047951 | EPA/CAMD | EPA/NEI | 1979
2019 | SC | International Paper-Eastover Mill | 52151 | 001 | ST | OP | TANGENTIAL | NG | 3666 | 11138620 | 52.3381 | 0.0093976 | EIA non-ozone season distributed and EPA/CAMD ozone season | NEI avg EF - PM, fuel type, firing type | 1984
2019 | SC | Jasper County Generating Facility | 55927 | CT01 | CT | OP | CC | NG | 7672 | 12167680 | 120.5065 | 0.019808 | EPA/CAMD | EPA/NEI | 2003
2019 | SC | Jasper County Generating Facility | 55927 | CT02 | CT | OP | CC | NG | 7876 | 12423640 | 125.6445 | 0.020227 | EPA/CAMD | EPA/NEI | 2003
2019 | SC | Jasper County Generating Facility | 55927 | CT03 | CT | OP | CC | NG | 7895 | 12322830 | 127.0425 | 0.020619 | EPA/CAMD | EPA/NEI | 2003
2019 | SC | John S. Rainey Generating Station | 7834 | CT1A | CT | OP | CC | NG | 8191 | 13433540 | 95.3099 | 0.01419 | EPA/CAMD | EPA/NEI | 2001
2019 | SC | John S. Rainey Generating Station | 7834 | CT1B | CT | OP | CC | NG | 8096 | 13286110 | 93.7772 | 0.014117 | EPA/CAMD | EPA/NEI | 2001
2019 | SC | John S. Rainey Generating Station | 7834 | CT2A | GT | OP | CT | NG | 5874 | 9104410 | 86.2877 | 0.018955 | EPA/CAMD | EPA/NEI | 2002
2019 | SC | John S. Rainey Generating Station | 7834 | CT2B | GT | OP | CT | NG | 5061 | 7906366 | 68.5586 | 0.017343 | EPA/CAMD | EPA/NEI | 2002
2019 | SC | John S. Rainey Generating Station | 7834 | CT3 | GT | OP | CT | NG | 1021 | 661338.5 | 8.0331 | 0.024294 | EPA/CAMD | EPA/NEI | 2003
2019 | SC | John S. Rainey Generating Station | 7834 | CT4 | GT | OP | CT | NG | 1142 | 739944.9 | 8.589 | 0.023215 | EPA/CAMD | EPA/NEI | 2003
2019 | SC | John S. Rainey Generating Station | 7834 | CT5 | GT | OP | CT | NG | 1140 | 739049.4 | 8.4838 | 0.022959 | EPA/CAMD | EPA/NEI | 2003
2019 | SC | KapStone Charleston Kraft, LLC | 7737 | B001 | ST | OP | WALL | BIT | 3275 | 10814180 | 167.6123 | 0.030999 | EIA non-ozone season distributed and EPA/CAMD ozone season | EPA/NEI | 1999
2019 | SC | KapStone Charleston Kraft, LLC | 7737 | B002 | ST | OP | WALL | NG | 299 | 108828 | 0.39039 | 0.0071744 | EIA non-ozone season distributed and EPA/CAMD ozone season | NEI avg EF - PM, fuel type, firing type | 1999
2019 | SC | KapStone Charleston Kraft, LLC | 7737 | B003 | ST | OP | WALL | NG | 1414 | 472449 | 1.6948 | 0.0071744 | EIA non-ozone season distributed and EPA/CAMD ozone season | NEI avg EF - PM, fuel type, firing type | 1999
2019 | SC | KapStone Charleston Kraft, LLC | 7737 | B004 | ST | OP | WALL | NG | 1228 | 461856.6 | 1.6568 | 0.0071744 | EIA non-ozone season distributed and EPA/CAMD ozone season | NEI avg EF - PM, fuel type, firing type | 1999
2019 | SC | McMeekin | 3287 | MCM1 | ST | OP | TANGENTIAL | NG | 4535 | 3408583 | 0.37705 | 0.00022124 | EPA/CAMD | EPA/NEI | 1958
2019 | SC | McMeekin | 3287 | MCM2 | ST | OP | TANGENTIAL | NG | 4252 | 3378810 | 17.3237 | 0.010254 | EPA/CAMD | EPA/NEI | 1958
2019 | SC | Mill Creek Combustion Turbine Station | 7981 | 1 | GT | OP | CT | NG | 228 | 140241.4 | 0.13483 | 0.0019228 | EPA/CAMD | EPA/NEI | 2002
2019 | SC | Mill Creek Combustion Turbine Station | 7981 | 2 | GT | OP | CT | NG | 219 | 131257 | 0.15649 | 0.0023845 | EPA/CAMD | EPA/NEI | 2002
2019 | SC | Mill Creek Combustion Turbine Station | 7981 | 3 | GT | OP | CT | NG | 195 | 111503.1 | 0.1144 | 0.0020519 | EPA/CAMD | EPA/NEI | 2002
2019 | SC | Mill Creek Combustion Turbine Station | 7981 | 4 | GT | OP | CT | NG | 188 | 107245.8 | 0.10702 | 0.0019957 | EPA/CAMD | EPA/NEI | 2002
2019 | SC | Mill Creek Combustion Turbine Station | 7981 | 5 | GT | OP | CT | NG | 200 | 118818.3 | 0.10765 | 0.001812 | EPA/CAMD | EPA/NEI | 2003
2019 | SC | Mill Creek Combustion Turbine Station | 7981 | 6 | GT | OP | CT | NG | 186 | 109721.5 | 0.11772 | 0.0021458 | EPA/CAMD | EPA/NEI | 2003
2019 | SC | Mill Creek Combustion Turbine Station | 7981 | 7 | GT | OP | CT | NG | 185 | 112396.9 | 0.08747 | 0.0015565 | EPA/CAMD | EPA/NEI | 2003
2019 | SC | Mill Creek Combustion Turbine Station | 7981 | 8 | GT | OP | CT | NG | 180 | 110907.3 | 0.087873 | 0.0015846 | EPA/CAMD | EPA/NEI | 2003
2019 | SC | Myrtle Beach Gas Turbine Site | 3320 | CT3 | GT | OP | CT | DFO | 6 | 1485.4 | 0.015054 | 0.020269 | EPA/CAMD | EPA/NEI | 1972
2019 | SC | Myrtle Beach Gas Turbine Site | 3320 | CT4 | GT | OP | CT | DFO | 0 |  |  | 0.022973 |  |  | 1972
2019 | SC | Myrtle Beach Gas Turbine Site | 3320 | CT5 | GT | OP | CT | DFO | 2 | 220.6 | 0.0010353 | 0.0093866 | EPA/CAMD | EPA/NEI | 1976
2019 | SC | Urquhart | 3295 | URQ3 | ST | OP | TANGENTIAL | NG | 1130 | 535169.9 | 2.5704 | 0.0096059 | EPA/CAMD | EPA/NEI | 1955
2019 | SC | Urquhart | 3295 | URQ4 | GT | OP | CT | NG | 365 | 129363.6 | 0.32975 | 0.0050981 | EPA/CAMD | EPA/NEI | 1999
2019 | SC | Urquhart | 3295 | URQ5 | CT | OP | CC | NG | 5095 | 6908788 | 1.1883 | 0.00034398 | EPA/CAMD | EPA/NEI | 2002
2019 | SC | Urquhart | 3295 | URQ6 | CT | OP | CC | NG | 4461 | 6307593 | 1.3386 | 0.00042444 | EPA/CAMD | EPA/NEI | 2002
2019 | SC | W S Lee | 3264 | 3 | ST | OP | TANGENTIAL | NG | 0 | 5812.015 | 0.017786 | 0.0061204 | EIA Unit-level Data | EPA/NEI | 1958
2019 | SC | W S Lee | 3264 | 11 | CT | OP | CC | NG | 6902 | 18778220 | 0.32862 | 3.5e-05 | EPA/CAMD | EPA/NEI | 2017
2019 | SC | W S Lee | 3264 | 12 | CT | OP | CC | NG | 6873 | 18684400 | 0.256 | 2.7402e-05 | EPA/CAMD | EPA/NEI | 2017
2019 | SC | W S Lee | 3264 | 7C | GT | OP | CT | NG | 310 | 60323.02 | 0.0057307 | 0.00019 | EPA/CAMD | EPA/NEI | 2006
2019 | SC | W S Lee | 3264 | 8C | GT | OP | CT | NG | 869 | 124041.9 | 0.011784 | 0.00019 | EPA/CAMD | EPA/NEI | 2006
2019 | SC | Wateree | 3297 | WAT1 | ST | OP | WALL | BIT | 4723 | 11511800 | 1029.7303 | 0.1789 | EPA/CAMD | EPA/NEI | 1970
2019 | SC | Wateree | 3297 | WAT2 | ST | OP | WALL | BIT | 4089 | 9663259 | 743.5878 | 0.1539 | EPA/CAMD | EPA/NEI | 1971
2019 | SC | WestRock CP, LLC Florence Mill | 50806 | 16 | ST | OP | STOKER | BIT | 3617 | 10872310 | 77.2756 | 0.014215 | EIA non-ozone season distributed and EPA/CAMD ozone season | EPA/NEI | 1987
2019 | SC | Williams | 3298 | WIL1 | ST | OP | TANGENTIAL | RC | 6565 | 23936670 | 1364.3897 | 0.114 | EPA/CAMD | EPA/NEI | 1973
2019 | SC | Williams | 3298 | WIL4 | GT | OP | CT | DFO | 18 | 4142.8 | 0.017851 | 0.0086176 | EPA/CAMD | EPA/NEI | 1972
2019 | SC | Williams | 3298 | WIL5 | GT | OP | CT | DFO | 40 | 7847.6 | 0.032393 | 0.0082555 | EPA/CAMD | EPA/NEI | 1972
2019 | SC | Winyah | 6249 | 1 | ST | OP | WALL | RC | 1597 | 2510481 | 0.083567 | 6.6575e-05 | EPA/CAMD | EPA/NEI | 1975
2019 | SC | Winyah | 6249 | 2 | ST | OP | TURBO | RC | 2465 | 3839004 | 0.047021 | 2.4497e-05 | EPA/CAMD | EPA/NEI | 1977
2019 | SC | Winyah | 6249 | 3 | ST | OP | TURBO | RC | 1060 | 1693987 | 18.9727 | 0.0224 | EPA/CAMD | EPA/NEI | 1980
2019 | SC | Winyah | 6249 | 4 | ST | OP | TURBO | RC | 1015 | 1486677 | 16.6508 | 0.0224 | EPA/CAMD | EPA/NEI | 1981
2019 | SD | Astoria Station | 61144 | 1 | GT | U | NA | NG
2019 | SD | Aurora County Wind | 61745 | ACSD | WT | OP | NA | WND |  | 709881 |  | 0 | EIA Prime Mover-level Data | Estimated using an emission factor
2019 | SD | Beethoven Wind | 59187 | B&H80 | WT | OP | NA | WND |  | 2525513 |  | 0 | EIA Prime Mover-level Data | Estimated using an emission factor
2019 | SD | Ben French | 3325 | 1 | IC | OP | NA | DFO |  | 309.4 | 0.047957 | 0.31 | EIA Prime Mover-level Data | Estimated using an emission factor
2019 | SD | Ben French | 3325 | 2 | IC | OP | NA | DFO |  | 309.4 | 0.047957 | 0.31 | EIA Prime Mover-level Data | Estimated using an emission factor
2019 | SD | Ben French | 3325 | 3 | IC | OP | NA | DFO |  | 309.4 | 0.047957 | 0.31 | EIA Prime Mover-level Data | Estimated using an emission factor
2019 | SD | Ben French | 3325 | 4 | IC | OP | NA | DFO |  | 309.4 | 0.047957 | 0.31 | EIA Prime Mover-level Data | Estimated using an emission factor
2019 | SD | Ben French | 3325 | 5 | IC | OP | NA | DFO |  | 309.4 | 0.047957 | 0.31 | EIA Prime Mover-level Data | Estimated using an emission factor
2019 | SD | Ben French | 3325 | GT1 | GT | OP | NA | NG |  | 35485.25 | 0.09729 | 0.0054834 | EIA Prime Mover-level Data | NEI avg EF - PM, fuel type, firing type
2019 | SD | Ben French | 3325 | GT2 | GT | OP | NA | NG |  | 35485.25 | 0.09729 | 0.0054834 | EIA Prime Mover-level Data | NEI avg EF - PM, fuel type, firing type
2019 | SD | Ben French | 3325 | GT3 | GT | OP | NA | NG |  | 35485.25 | 0.09729 | 0.0054834 | EIA Prime Mover-level Data | NEI avg EF - PM, fuel type, firing type
2019 | SD | Ben French | 3325 | GT4 | GT | OP | NA | NG |  | 35485.25 | 0.09729 | 0.0054834 | EIA Prime Mover-level Data | NEI avg EF - PM, fuel type, firing type
2019 | SD | Ben French | 3325 | ST1 | ST | RE | NA | SUB
2019 | SD | Big Bend Dam | 3375 | 1 | HY | OP | NA | WAT |  | 1697703 |  | 1.5381e-07 | EIA Prime Mover-level Data | NEI avg EF - PM, fuel type, firing type
2019 | SD | Big Bend Dam | 3375 | 2 | HY | OP | NA | WAT |  | 1697703 |  | 1.5381e-07 | EIA Prime Mover-level Data | NEI avg EF - PM, fuel type, firing type
2019 | SD | Big Bend Dam | 3375 | 3 | HY | OP | NA | WAT |  | 1695180 |  | 1.5381e-07 | EIA Prime Mover-level Data | NEI avg EF - PM, fuel type, firing type
2019 | SD | Big Bend Dam | 3375 | 4 | HY | OP | NA | WAT |  | 1697703 |  | 1.5381e-07 | EIA Prime Mover-level Data | NEI avg EF - PM, fuel type, firing type
2019 | SD | Big Bend Dam | 3375 | 5 | HY | OP | NA | WAT |  | 1697703 |  | 1.5381e-07 | EIA Prime Mover-level Data | NEI avg EF - PM, fuel type, firing type
2019 | SD | Big Bend Dam | 3375 | 6 | HY | OP | NA | WAT |  | 1697703 |  | 1.5381e-07 | EIA Prime Mover-level Data | NEI avg EF - PM, fuel type, firing type
2019 | SD | Big Bend Dam | 3375 | 7 | HY | OP | NA | WAT |  | 1697703 |  | 1.5381e-07 | EIA Prime Mover-level Data | NEI avg EF - PM, fuel type, firing type
2019 | SD | Big Bend Dam | 3375 | 8 | HY | OP | NA | WAT |  | 1697703 |  | 1.5381e-07 | EIA Prime Mover-level Data | NEI avg EF - PM, fuel type, firing type
2019 | SD | Brule County Wind | 61746 | BCSD | WT | OP | NA | WND |  | 689126 |  | 0 | EIA Prime Mover-level Data | Estimated using an emission factor
2019 | SD | Buffalo Ridge I LLC | 56792 | 1 | WT | OP | NA | WND |  | 1255793 |  | 0 | EIA Prime Mover-level Data | Estimated using an emission factor
2019 | SD | Buffalo Ridge II LLC | 57424 | 1 | WT | OP | NA | WND |  | 4579488 |  | 0 | EIA Prime Mover-level Data | Estimated using an emission factor
2019 | SD | Campbell County Wind Farm | 59655 | CCWF1 | WT | OP | NA | WND |  | 3390439 |  | 0 | EIA Prime Mover-level Data | Estimated using an emission factor
2019 | SD | Chamberlain Wind Project | 7974 | WTC1 | WT | OP | NA | WND |  | 6973 |  | 0 | EIA Prime Mover-level Data | Estimated using an emission factor
2019 | SD | Chamberlain Wind Project | 7974 | WTC2 | WT | OP | NA | WND |  | 6973 |  | 0 | EIA Prime Mover-level Data | Estimated using an emission factor
2019 | SD | Clark (SD) | 3341 | 1 | IC | SB | NA | DFO |  | 36 | 0.00558 | 0.31 | EIA Prime Mover-level Data | Estimated using an emission factor
2019 | SD | Coyote Ridge | 61047 | WT1 | WT | OP | NA | WND |  | 69950 |  | 0 | EIA Prime Mover-level Data | Estimated using an emission factor
2019 | SD | Crocker Wind Farm | 60505 | CRCKR | WT | OP | NA | WND |  | 899882 |  | 0 | EIA Prime Mover-level Data | Estimated using an emission factor
2019 | SD | Crowned Ridge Wind Energy Center | 60503 | CTTL1 | WT | OP | NA | WND
2019 | SD | Crowned Ridge Wind II Energy Center | 63269 | CRW2 | WT | L | NA | WND
2019 | SD | Dakota Range III Wind Project | 63102 | WTG | WT | L | NA | WND
2019 | SD | Day County Wind LLC | 57194 | GE15 | WT | OP | NA | WND |  | 3412163 |  | 0 | EIA Prime Mover-level Data | Estimated using an emission factor
2019 | SD | Deuel Harvest Wind Energy LLC | 62943 | GEN1 | WT | U | NA | WND
2019 | SD | Faulkton | 3342 | 1 | IC | SB | NA | DFO |  | 153 | 0.023715 | 0.31 | EIA Prime Mover-level Data | Estimated using an emission factor
2019 | SD | Fort Randall | 3373 | 1 | HY | OP | NA | WAT |  | 2450332 |  | 1.5381e-07 | EIA Prime Mover-level Data | NEI avg EF - PM, fuel type, firing type
2019 | SD | Fort Randall | 3373 | 2 | HY | OP | NA | WAT |  | 2450332 |  | 1.5381e-07 | EIA Prime Mover-level Data | NEI avg EF - PM, fuel type, firing type
2019 | SD | Fort Randall | 3373 | 3 | HY | OP | NA | WAT |  | 2450332 |  | 1.5381e-07 | EIA Prime Mover-level Data | NEI avg EF - PM, fuel type, firing type
2019 | SD | Fort Randall | 3373 | 4 | HY | OP | NA | WAT |  | 2450332 |  | 1.5381e-07 | EIA Prime Mover-level Data | NEI avg EF - PM, fuel type, firing type
2019 | SD | Fort Randall | 3373 | 5 | HY | OP | NA | WAT |  | 2450332 |  | 1.5381e-07 | EIA Prime Mover-level Data | NEI avg EF - PM, fuel type, firing type
2019 | SD | Fort Randall | 3373 | 6 | HY | OP | NA | WAT |  | 2450332 |  | 1.5381e-07 | EIA Prime Mover-level Data | NEI avg EF - PM, fuel type, firing type
2019 | SD | Fort Randall | 3373 | 7 | HY | OP | NA | WAT |  | 2450332 |  | 1.5381e-07 | EIA Prime Mover-level Data | NEI avg EF - PM, fuel type, firing type
2019 | SD | Fort Randall | 3373 | 8 | HY | OP | NA | WAT |  | 2450332 |  | 1.5381e-07 | EIA Prime Mover-level Data | NEI avg EF - PM, fuel type, firing type
2019 | SD | Ft. Pierre | 56148 | 5 | IC | OP | NA | DFO |  | 102.667 | 0.015913 | 0.31 | EIA Prime Mover-level Data | Estimated using an emission factor
2019 | SD | Ft. Pierre | 56148 | 6 | IC | OP | NA | DFO |  | 102.667 | 0.015913 | 0.31 | EIA Prime Mover-level Data | Estimated using an emission factor
2019 | SD | Ft. Pierre | 56148 | 7 | IC | OP | NA | DFO |  | 102.667 | 0.015913 | 0.31 | EIA Prime Mover-level Data | Estimated using an emission factor
2019 | SD | Future CT | 7956 | 1 | GT | IP | NA | NG
2019 | SD | Future CT | 7956 | 2 | GT | IP | NA | NG
2019 | SD | Highmore | 3343 | 1 | IC | RE | NA | DFO
2019 | SD | Highmore | 3343 | 2 | IC | RE | NA | DFO
2019 | SD | Highmore | 3343 | 3 | IC | RE | NA | DFO
2019 | SD | Lake Preston | 3352 | 1 | GT | RE | NA | DFO
2019 | SD | Lake Preston | 3352 | 1A | GT | SB | NA | DFO |  | 7518 | 0.064878 | 0.017259 | EIA Prime Mover-level Data | NEI avg EF - PM, fuel type, firing type
2019 | SD | Mobile Unit | 3346 | 1 | IC | RE | NA | DFO
2019 | SD | Mobile Unit | 3346 | 2 | IC | RE | NA | DFO |  | 179.189 | 0.027774 | 0.31 | EIA Prime Mover-level Data | Estimated using an emission factor
2019 | SD | Mobile Unit | 3346 | 3 | IC | RE | NA | DFO |  | 210.811 | 0.032676 | 0.31 | EIA Prime Mover-level Data | Estimated using an emission factor
2019 | SD | Oahe | 3356 | 1 | HY | OP | NA | WAT |  | 5323819 |  | 1.5381e-07 | EIA Prime Mover-level Data | NEI avg EF - PM, fuel type, firing type
2019 | SD | Oahe | 3356 | 2 | HY | OP | NA | WAT |  | 5323819 |  | 1.5381e-07 | EIA Prime Mover-level Data | NEI avg EF - PM, fuel type, firing type
2019 | SD | Oahe | 3356 | 3 | HY | OP | NA | WAT |  | 5323819 |  | 1.5381e-07 | EIA Prime Mover-level Data | NEI avg EF - PM, fuel type, firing type
2019 | SD | Oahe | 3356 | 4 | HY | OP | NA | WAT |  | 5323819 |  | 1.5381e-07 | EIA Prime Mover-level Data | NEI avg EF - PM, fuel type, firing type
2019 | SD | Oahe | 3356 | 5 | HY | OP | NA | WAT |  | 5323819 |  | 1.5381e-07 | EIA Prime Mover-level Data | NEI avg EF - PM, fuel type, firing type
2019 | SD | Oahe | 3356 | 6 | HY | OP | NA | WAT |  | 5323819 |  | 1.5381e-07 | EIA Prime Mover-level Data | NEI avg EF - PM, fuel type, firing type
2019 | SD | Oahe | 3356 | 7 | HY | OP | NA | WAT |  | 5323819 |  | 1.5381e-07 | EIA Prime Mover-level Data | NEI avg EF - PM, fuel type, firing type
2019 | SD | Oak Tree Energy | 59435 | OTE14 | WT | OP | NA | WND |  | 623067 |  | 0 | EIA Prime Mover-level Data | Estimated using an emission factor
2019 | SD | Pathfinder | 3334 | 1 | ST | RE | NA | NG
2019 | SD | Pierre Solar | 60686 | PIERS | PV | OP | NA | SUN |  | 16284 |  | 0 | EIA Prime Mover-level Data | Estimated using an emission factor
2019 | SD | POET Biorefining - Chancellor | 63853 | 1 | ST | OP | NA | WDS |  |  |  | 0.022915
2019 | SD | POET Biorefining - Hudson | 63918 | 1 | ST |  | NA |  |  | 987618.3 |  |  | EIA Unit-level Data
2019 | SD | Prairie Winds SD1 | 56608 | SD1 | WT | OP | NA | WND |  | 3270077 |  | 0 | EIA Prime Mover-level Data | Estimated using an emission factor
2019 | SD | Prairie Winds SD1 | 56608 | SD2 | WT | OP | NA | WND |  | 228905.4 |  | 0 | EIA Prime Mover-level Data | Estimated using an emission factor
2019 | SD | Prairie Winds SD1 | 56608 | SD3 | WT | OP | NA | WND |  | 32700.77 |  | 0 | EIA Prime Mover-level Data | Estimated using an emission factor
2019 | SD | Prevailing Wind Park | 62247 | PWPSD | WT | V | NA | WND
2019 | SD | Redfield | 3347 | 1 | IC | RE | NA | NG
2019 | SD | Redfield | 3347 | 2 | IC | RE | NA | NG
2019 | SD | Redfield | 3347 | 3 | IC | RE | NA | NG
2019 | SD | Rolling Thunder Wind Farm Hybrid | 57045 | 1 | WT | OP | NA | WND |  | 712542 |  | 0 | EIA Prime Mover-level Data | Estimated using an emission factor
2019 | SD | Rolling Thunder Wind Farm Hybrid | 57045 | 2 | BA | OP | NA | MWH
2019 | SD | South Dakota Wind Energy Cente | 56092 | GE15 | WT | OP | NA | WND |  | 859352 |  | 0 | EIA Prime Mover-level Data | Estimated using an emission factor
2019 | SD | Spearfish Hydro | 58438 | TURB1 | HY | OP | NA | WAT |  | 14027.5 |  | 1.5381e-07 | EIA Prime Mover-level Data | NEI avg EF - PM, fuel type, firing type
2019 | SD | Spearfish Hydro | 58438 | TURB2 | HY | OP | NA | WAT |  | 14027.5 |  | 1.5381e-07 | EIA Prime Mover-level Data | NEI avg EF - PM, fuel type, firing type
2019 | SD | Spirit Mound | 6092 | 1 | GT | OP | NA | DFO |  | 37322.5 | 0.32208 | 0.017259 | EIA Prime Mover-level Data | NEI avg EF - PM, fuel type, firing type
2019 | SD | Spirit Mound | 6092 | 2 | GT | OP | NA | DFO |  | 37322.5 | 0.32208 | 0.017259 | EIA Prime Mover-level Data | NEI avg EF - PM, fuel type, firing type
2019 | SD | State Auto Insurance | 56244 | 1 | IC | SB | NA | DFO |  | 128 | 0.01984 | 0.31 | EIA Prime Mover-level Data | Estimated using an emission factor
2019 | SD | Tatanka Ridge | 61046 | WT1 | WT | V | NA | WND
2019 | SD | Triple H Wind Project | 63103 | WTG | WT | U | NA | WND
2019 | SD | Valley Queen Cheese | 56274 | 1 | IC | SB | NA | DFO |  | 53.667 | 0.0083184 | 0.31 | EIA Prime Mover-level Data | Estimated using an emission factor
2019 | SD | Valley Queen Cheese | 56274 | 2 | IC | SB | NA | DFO |  | 53.667 | 0.0083184 | 0.31 | EIA Prime Mover-level Data | Estimated using an emission factor
2019 | SD | Valley Queen Cheese | 56274 | 3 | IC | SB | NA | DFO |  | 53.667 | 0.0083184 | 0.31 | EIA Prime Mover-level Data | Estimated using an emission factor
2019 | SD | Watertown Power Plant | 7247 | 1 | GT | OP | NA | DFO |  | 29816 | 0.2573 | 0.017259 | EIA Prime Mover-level Data | NEI avg EF - PM, fuel type, firing type
2019 | SD | Webster IC | 3348 | 1 | IC | RE | NA | DFO
2019 | SD | Webster IC | 3348 | 2 | IC | RE | NA | DFO
2019 | SD | Wessington Springs | 56650 | 1 | WT | OP | NA | WND |  | 1563366 |  | 0 | EIA Prime Mover-level Data | Estimated using an emission factor
2019 | SD | Willow Creek Wind Power LLC | 62431 | 1 | WT | U | NA | WND
2019 | SD | Yankton | 8034 | 1 | IC | SB | NA | NG |  | 77.328 | 1.6316e-05 | 0.000422 | EIA Prime Mover-level Data | Estimated using an emission factor
2019 | SD | Yankton | 8034 | 2 | IC | SB | NA | DFO |  | 94.903 | 0.01471 | 0.31 | EIA Prime Mover-level Data | Estimated using an emission factor
2019 | SD | Yankton | 8034 | 3 | IC | SB | NA | NG |  | 228.47 | 4.8207e-05 | 0.000422 | EIA Prime Mover-level Data | Estimated using an emission factor
2019 | SD | Yankton | 8034 | 4 | IC | SB | NA | DFO |  | 70.299 | 0.010896 | 0.31 | EIA Prime Mover-level Data | Estimated using an emission factor
2019 | SD | Aberdeen Generating Station | 3338 | 2A | GT | OP | CT | NG | 1082 | 295152.8 | 1.1534 | 0.0078154 | EPA/CAMD | NEI avg EF - PM, fuel type, firing type | 2012
2019 | SD | Aberdeen Generating Station | 3338 | 2B | GT | OP | CT | NG | 1083 | 297121.9 | 1.1611 | 0.0078154 | EPA/CAMD | NEI avg EF - PM, fuel type, firing type | 2012
2019 | SD | Angus Anson | 7237 | 2 | GT | OP | CT | NG | 115 | 98971.8 | 0.38675 | 0.0078154 | EPA/CAMD | NEI avg EF - PM, fuel type, firing type | 1994
2019 | SD | Angus Anson | 7237 | 3 | GT | OP | CT | NG | 141 | 99093.11 | 0.38723 | 0.0078154 | EPA/CAMD | NEI avg EF - PM, fuel type, firing type | 1994
2019 | SD | Angus Anson | 7237 | 4 | GT | OP | CT | NG | 815 | 1155797 | 4.5165 | 0.0078154 | EPA/CAMD | NEI avg EF - PM, fuel type, firing type | 2005
2019 | SD | Big Stone | 6098 | 1 | ST | OP | CYCLONE | SUB | 8043 | 29549110 | 33.9559 | 0.0022983 | EPA/CAMD | EPA/NEI | 1975
2019 | SD | Deer Creek Station | 56610 | 01 | CT | OP | CC | NG | 4605 | 6986182 | 3.7094 | 0.0010619 | EPA/CAMD | EPA/NEI | 2012
2019 | SD | Groton Generating Station | 56238 | CT001 | GT | OP | CT | NG | 1578 | 478970 | 1.3261 | 0.0055371 | EPA/CAMD | EPA/NEI | 2006
2019 | SD | Groton Generating Station | 56238 | CT002 | GT | OP | CT | NG | 1962 | 673389.9 | 2.1493 | 0.0063835 | EPA/CAMD | EPA/NEI | 2008
2019 | SD | Huron | 3344 | **2A | GT | OP | CT | NG | 14 | 5059.6 | 0.019772 | 0.0078154 | EPA/CAMD | NEI avg EF - PM, fuel type, firing type | 1993
2019 | SD | Huron | 3344 | **2B | GT | OP | CT | NG | 14 | 6188 | 0.024181 | 0.0078154 | EPA/CAMD | NEI avg EF - PM, fuel type, firing type | 1993
2019 | SD | Lange | 55478 | CT1 | GT | OP | CT | NG | 874 | 241959.3 | 0.088541 | 0.00073186 | EPA/CAMD | EPA/NEI | 2002
2019 | TN | Apalachia | 3394 | 1 | HY | OP | NA | WAT |  | 2448270 |  | 1.5381e-07 | EIA Prime Mover-level Data | NEI avg EF - PM, fuel type, firing type
2019 | TN | Apalachia | 3394 | 2 | HY | OP | NA | WAT |  | 1941732 |  | 1.5381e-07 | EIA Prime Mover-level Data | NEI avg EF - PM, fuel type, firing type
2019 | TN | Bi-County Gas Producers | 58559 | GEN1 | IC | OP | NA | LFG |  | 54902.67 | 0.40353 | 0.0147 | EIA Prime Mover-level Data | Estimated using an emission factor
2019 | TN | Bi-County Gas Producers | 58559 | GEN2 | IC | OP | NA | LFG |  | 109805.3 | 0.80707 | 0.0147 | EIA Prime Mover-level Data | Estimated using an emission factor
2019 | TN | Boone Dam | 3395 | 1 | HY | OP | NA | WAT |  | 691119.5 |  | 1.5381e-07 | EIA Prime Mover-level Data | NEI avg EF - PM, fuel type, firing type
2019 | TN | Boone Dam | 3395 | 2 | HY | OP | NA | WAT |  | 696575.8 |  | 1.5381e-07 | EIA Prime Mover-level Data | NEI avg EF - PM, fuel type, firing type
2019 | TN | Boone Dam | 3395 | 3 | HY | OP | NA | WAT |  | 538345.8 |  | 1.5381e-07 | EIA Prime Mover-level Data | NEI avg EF - PM, fuel type, firing type
2019 | TN | Buffalo Mountain | 7927 | 1 | WT | OP | NA | WND
2019 | TN | Buffalo Mountain | 7927 | 2 | WT | OP | NA | WND
2019 | TN | Buffalo Mountain | 7927 | 3 | WT | OP | NA | WND
2019 | TN | Buffalo Mountain Energy Center | 56493 | 4 | WT | OP | NA | WND |  | 338137 |  | 0 | EIA Prime Mover-level Data | Estimated using an emission factor
2019 | TN | Calderwood | 54900 | 1 | HY | OP | NA | WAT |  | 2317183 |  | 1.5381e-07 | EIA Prime Mover-level Data | NEI avg EF - PM, fuel type, firing type
2019 | TN | Calderwood | 54900 | 2 | HY | OP | NA | WAT |  | 2317183 |  | 1.5381e-07 | EIA Prime Mover-level Data | NEI avg EF - PM, fuel type, firing type
2019 | TN | Calderwood | 54900 | 3 | HY | OP | NA | WAT |  | 2317183 |  | 1.5381e-07 | EIA Prime Mover-level Data | NEI avg EF - PM, fuel type, firing type
2019 | TN | Center Hill | 6417 | 1 | HY | OS | NA | WAT |  | 702060.4 |  | 1.5381e-07 | EIA Prime Mover-level Data | NEI avg EF - PM, fuel type, firing type
2019 | TN | Center Hill | 6417 | 2 | HY | OP | NA | WAT |  | 780067.1 |  | 1.5381e-07 | EIA Prime Mover-level Data | NEI avg EF - PM, fuel type, firing type
2019 | TN | Center Hill | 6417 | 3 | HY | OS | NA | WAT |  | 702060.4 |  | 1.5381e-07 | EIA Prime Mover-level Data | NEI avg EF - PM, fuel type, firing type
2019 | TN | Chattanooga Metropolitan Airport Solar | 58515 | GEN1 | PV | OP | NA | SUN |  | 10282.22 |  | 0 | EIA Prime Mover-level Data | Estimated using an emission factor
2019 | TN | Chattanooga Metropolitan Airport Solar | 58515 | GEN2 | PV | OP | NA | SUN |  | 11310.44 |  | 0 | EIA Prime Mover-level Data | Estimated using an emission factor
2019 | TN | Chattanooga Metropolitan Airport Solar | 58515 | GEN3 | PV | OP | NA | SUN |  | 6169.333 |  | 0 | EIA Prime Mover-level Data | Estimated using an emission factor
2019 | TN | Cheatham | 6418 | 1 | HY | OP | NA | WAT |  | 490096.3 |  | 1.5381e-07 | EIA Prime Mover-level Data | NEI avg EF - PM, fuel type, firing type
2019 | TN | Cheatham | 6418 | 2 | HY | OP | NA | WAT |  | 490096.3 |  | 1.5381e-07 | EIA Prime Mover-level Data | NEI avg EF - PM, fuel type, firing type
2019 | TN | Cheatham | 6418 | 3 | HY | OP | NA | WAT |  | 490096.3 |  | 1.5381e-07 | EIA Prime Mover-level Data | NEI avg EF - PM, fuel type, firing type
2019 | TN | Cherokee Dam | 3397 | 1 | HY | OP | NA | WAT |  | 936532.1 |  | 1.5381e-07 | EIA Prime Mover-level Data | NEI avg EF - PM, fuel type, firing type
2019 | TN | Cherokee Dam | 3397 | 2 | HY | OP | NA | WAT |  | 970179.9 |  | 1.5381e-07 | EIA Prime Mover-level Data | NEI avg EF - PM, fuel type, firing type
2019 | TN | Cherokee Dam | 3397 | 3 | HY | OP | NA | WAT |  | 970179.9 |  | 1.5381e-07 | EIA Prime Mover-level Data | NEI avg EF - PM, fuel type, firing type
2019 | TN | Cherokee Dam | 3397 | 4 | HY | OP | NA | WAT |  | 908492.2 |  | 1.5381e-07 | EIA Prime Mover-level Data | NEI avg EF - PM, fuel type, firing type
2019 | TN | Chestnut Ridge Gas Recovery | 50570 | GEN1 | IC | OP | NA | LFG |  | 55476.83 | 0.40775 | 0.0147 | EIA Prime Mover-level Data | Estimated using an emission factor
2019 | TN | Chestnut Ridge Gas Recovery | 50570 | GEN2 | IC | OP | NA | LFG |  | 55476.83 | 0.40775 | 0.0147 | EIA Prime Mover-level Data | Estimated using an emission factor
2019 | TN | Chestnut Ridge Gas Recovery | 50570 | GEN3 | IC | OP | NA | LFG |  | 55476.83 | 0.40775 | 0.0147 | EIA Prime Mover-level Data | Estimated using an emission factor
2019 | TN | Chestnut Ridge Gas Recovery | 50570 | GEN4 | IC | OP | NA | LFG |  | 55476.83 | 0.40775 | 0.0147 | EIA Prime Mover-level Data | Estimated using an emission factor
2019 | TN | Chestnut Ridge Gas Recovery | 50570 | GEN5 | IC | OP | NA | LFG |  | 110953.7 | 0.81551 | 0.0147 | EIA Prime Mover-level Data | Estimated using an emission factor
2019 | TN | Chickamauga | 3398 | 1 | HY | OP | NA | WAT |  | 1727866 |  | 1.5381e-07 | EIA Prime Mover-level Data | NEI avg EF - PM, fuel type, firing type
2019 | TN | Chickamauga | 3398 | 2 | HY | OP | NA | WAT |  | 1727866 |  | 1.5381e-07 | EIA Prime Mover-level Data | NEI avg EF - PM, fuel type, firing type
2019 | TN | Chickamauga | 3398 | 3 | HY | OP | NA | WAT |  | 1727866 |  | 1.5381e-07 | EIA Prime Mover-level Data | NEI avg EF - PM, fuel type, firing type
2019 | TN | Chickamauga | 3398 | 4 | HY | OP | NA | WAT |  | 1727866 |  | 1.5381e-07 | EIA Prime Mover-level Data | NEI avg EF - PM, fuel type, firing type
2019 | TN | Chilhowee | 54901 | 1 | HY | OP | NA | WAT |  | 652277 |  | 1.5381e-07 | EIA Prime Mover-level Data | NEI avg EF - PM, fuel type, firing type
2019 | TN | Chilhowee | 54901 | 2 | HY | OP | NA | WAT |  | 652277 |  | 1.5381e-07 | EIA Prime Mover-level Data | NEI avg EF - PM, fuel type, firing type
2019 | TN | Chilhowee | 54901 | 3 | HY | OP | NA | WAT |  | 652277 |  | 1.5381e-07 | EIA Prime Mover-level Data | NEI avg EF - PM, fuel type, firing type
2019 | TN | Cordell Hull | 3423 | 1 | HY | OP | NA | WAT |  | 1470305 |  | 1.5381e-07 | EIA Prime Mover-level Data | NEI avg EF - PM, fuel type, firing type
2019 | TN | Cordell Hull | 3423 | 2 | HY | OP | NA | WAT |  | 1470305 |  | 1.5381e-07 | EIA Prime Mover-level Data | NEI avg EF - PM, fuel type, firing type
2019 | TN | Cordell Hull | 3423 | 3 | HY | OP | NA | WAT |  | 1470305 |  | 1.5381e-07 | EIA Prime Mover-level Data | NEI avg EF - PM, fuel type, firing type
2019 | TN | Dale Hollow | 3424 | 1 | HY | OP | NA | WAT |  | 590801.3 |  | 1.5381e-07 | EIA Prime Mover-level Data | NEI avg EF - PM, fuel type, firing type
2019 | TN | Dale Hollow | 3424 | 2 | HY | OP | NA | WAT |  | 590801.3 |  | 1.5381e-07 | EIA Prime Mover-level Data | NEI avg EF - PM, fuel type, firing type
2019 | TN | Dale Hollow | 3424 | 3 | HY | OP | NA | WAT |  | 590801.3 |  | 1.5381e-07 | EIA Prime Mover-level Data | NEI avg EF - PM, fuel type, firing type
2019 | TN | Domtar Kingsport Mill | 10252 | NO.4 | ST | RE | NA | BIT
2019 | TN | Domtar Kingsport Mill | 10252 | REC 2 | ST | OP | NA | BLQ |  | 5265286 | 0.3275 | 0.0001244 | EIA Unit-level Data | Estimated using an emission factor
2019 | TN | Domtar Kingsport Mill | 10252 | THB | ST | OP | NA | WDS |  | 2711126 | 30.9234 | 0.022812 | EIA Unit-level Data | NEI avg EF - PM, fuel type
2019 | TN | Douglas Dam | 3400 | 1 | HY | OP | NA | WAT |  | 1253881 |  | 1.5381e-07 | EIA Prime Mover-level Data | NEI avg EF - PM, fuel type, firing type
2019 | TN | Douglas Dam | 3400 | 2 | HY | OP | NA | WAT |  | 1422210 |  | 1.5381e-07 | EIA Prime Mover-level Data | NEI avg EF - PM, fuel type, firing type
2019 | TN | Douglas Dam | 3400 | 3 | HY | OP | NA | WAT |  | 1082117 |  | 1.5381e-07 | EIA Prime Mover-level Data | NEI avg EF - PM, fuel type, firing type
2019 | TN | Douglas Dam | 3400 | 4 | HY | OP | NA | WAT |  | 1422210 |  | 1.5381e-07 | EIA Prime Mover-level Data | NEI avg EF - PM, fuel type, firing type
2019 | TN | Elora Solar | 63719 | ELO | PV | T | NA | SUN
2019 | TN | Fort Loudoun | 3402 | 1 | HY | OP | NA | WAT |  | 1921974 |  | 1.5381e-07 | EIA Prime Mover-level Data | NEI avg EF - PM, fuel type, firing type
2019 | TN | Fort Loudoun | 3402 | 2 | HY | OP | NA | WAT |  | 1851591 |  | 1.5381e-07 | EIA Prime Mover-level Data | NEI avg EF - PM, fuel type, firing type
2019 | TN | Fort Loudoun | 3402 | 3 | HY | OP | NA | WAT |  | 2328024 |  | 1.5381e-07 | EIA Prime Mover-level Data | NEI avg EF - PM, fuel type, firing type
2019 | TN | Fort Loudoun | 3402 | 4 | HY | OP | NA | WAT |  | 2198088 |  | 1.5381e-07 | EIA Prime Mover-level Data | NEI avg EF - PM, fuel type, firing type
2019 | TN | Fort Patrick Henry | 3401 | 1 | HY | OP | NA | WAT |  | 701612.5 |  | 1.5381e-07 | EIA Prime Mover-level Data | NEI avg EF - PM, fuel type, firing type
2019 | TN | Fort Patrick Henry | 3401 | 2 | HY | OP | NA | WAT |  | 701612.5 |  | 1.5381e-07 | EIA Prime Mover-level Data | NEI avg EF - PM, fuel type, firing type
2019 | TN | Franklin (TN) | 7950 | 1 | CC | CN | NA | NG
2019 | TN | Franklin (TN) | 7950 | 2 | CC | CN | NA | NG
2019 | TN | Franklin (TN) | 7950 | 3 | CC | CN | NA | NG
2019 | TN | Great Falls (TN) | 3404 | 1 | HY | OP | NA | WAT |  | 537903.1 |  | 1.5381e-07 | EIA Prime Mover-level Data | NEI avg EF - PM, fuel type, firing type
2019 | TN | Great Falls (TN) | 3404 | 2 | HY | OP | NA | WAT |  | 646889.9 |  | 1.5381e-07 | EIA Prime Mover-level Data | NEI avg EF - PM, fuel type, firing type
2019 | TN | Haywood Solar | 61733 | HWOOD | PV | OP | NA | SUN |  | 56638 |  | 0 | EIA Prime Mover-level Data | Estimated using an emission factor
2019 | TN | IKEA Memphis 508 | 61211 | PV | PV | OP | NA | SUN |  | 13114 |  | 0 | EIA Prime Mover-level Data | Estimated using an emission factor
2019 | TN | J P Priest | 3428 | 1 | HY | OP | NA | WAT |  | 751356 |  | 1.5381e-07 | EIA Prime Mover-level Data | NEI avg EF - PM, fuel type, firing type
2019 | TN | Latitude Solar Center | 61412 | LATSC | PV | OP | NA | SUN |  | 279780 |  | 0 | EIA Prime Mover-level Data | Estimated using an emission factor
2019 | TN | McMinnville | 55928 | 1 | IC | OP | NA | DFO |  | 104.333 | 0.016172 | 0.31 | EIA Prime Mover-level Data | Estimated using an emission factor
2019 | TN | McMinnville | 55928 | 2 | IC | OP | NA | DFO |  | 104.333 | 0.016172 | 0.31 | EIA Prime Mover-level Data | Estimated using an emission factor
2019 | TN | McMinnville | 55928 | 3 | IC | OP | NA | DFO |  | 104.333 | 0.016172 | 0.31 | EIA Prime Mover-level Data | Estimated using an emission factor
2019 | TN | McMinnville | 55928 | 4 | IC | OP | NA | DFO |  | 104.333 | 0.016172 | 0.31 | EIA Prime Mover-level Data | Estimated using an emission factor
2019 | TN | McMinnville | 55928 | 5 | IC | OP | NA | DFO |  | 104.333 | 0.016172 | 0.31 | EIA Prime Mover-level Data | Estimated using an emission factor
2019 | TN | McMinnville | 55928 | 6 | IC | OP | NA | DFO |  | 104.333 | 0.016172 | 0.31 | EIA Prime Mover-level Data | Estimated using an emission factor
2019 | TN | McMinnville | 55928 | 7 | IC | OP | NA | DFO |  | 104.333 | 0.016172 | 0.31 | EIA Prime Mover-level Data | Estimated using an emission factor
2019 | TN | McMinnville | 55928 | 8 | IC | OP | NA | DFO |  | 104.333 | 0.016172 | 0.31 | EIA Prime Mover-level Data | Estimated using an emission factor
2019 | TN | McMinnville | 55928 | 9 | IC | OP | NA | DFO |  | 104.333 | 0.016172 | 0.31 | EIA Prime Mover-level Data | Estimated using an emission factor
2019 | TN | McMinnville | 55928 | 10 | IC | OP | NA | DFO |  | 104.333 | 0.016172 | 0.31 | EIA Prime Mover-level Data | Estimated using an emission factor
2019 | TN | McMinnville | 55928 | 11 | IC | OP | NA | DFO |  | 104.333 | 0.016172 | 0.31 | EIA Prime Mover-level Data | Estimated using an emission factor
2019 | TN | McMinnville | 55928 | 12 | IC | OP | NA | OBL |  | 104.333 | 0.0092335 | 0.177 | EIA Prime Mover-level Data | Estimated using an emission factor
2019 | TN | Melton Hill | 3408 | 1 | HY | OP | NA | WAT |  | 863145 |  | 1.5381e-07 | EIA Prime Mover-level Data | NEI avg EF - PM, fuel type, firing type
2019 | TN | Melton Hill | 3408 | 2 | HY | OP | NA | WAT |  | 863145 |  | 1.5381e-07 | EIA Prime Mover-level Data | NEI avg EF - PM, fuel type, firing type
2019 | TN | Middle Point Landfill Gas Recovery | 56866 | 1 | IC | RE | NA | LFG
2019 | TN | Middle Point Landfill Gas Recovery | 56866 | 2 | IC | RE | NA | LFG
2019 | TN | Millington Solar Farm | 60560 | MILL | PV | OP | NA | SUN |  | 930200 |  | 0 | EIA Prime Mover-level Data | Estimated using an emission factor
2019 | TN | Mountain Home Energy Center | 59809 | GEN1 | IC | OP | NA | NG |  | 71235.77 | 0.015031 | 0.000422 | EIA Prime Mover-level Data | Estimated using an emission factor
2019 | TN | Mountain Home Energy Center | 59809 | GEN2 | IC | SB | NA | DFO |  | 40070.12 | 6.2109 | 0.31 | EIA Prime Mover-level Data | Estimated using an emission factor
2019 | TN | Mountain Home Energy Center | 59809 | GEN3 | IC | SB | NA | DFO |  | 40070.12 | 6.2109 | 0.31 | EIA Prime Mover-level Data | Estimated using an emission factor
2019 | TN | MTSU Power Co-Gen Plant | 58179 | GT-01 | GT | OP | NA | NG |  | 554403 | 1.52 | 0.0054834 | EIA Prime Mover-level Data | NEI avg EF - PM, fuel type, firing type
2019 | TN | MTSU Power Co-Gen Plant | 58179 | SG-01 | IC | RE | NA | DFO
2019 | TN | MTSU Power Co-Gen Plant | 58179 | SG-02 | IC | RE | NA | DFO
2019 | TN | MTSU Power Co-Gen Plant | 58179 | SG-03 | IC | RE | NA | DFO
2019 | TN | MTSU Power Co-Gen Plant | 58179 | SG-04 | IC | RE | NA | DFO
2019 | TN | MTSU Power Co-Gen Plant | 58179 | SG-05 | IC | RE | NA | DFO
2019 | TN | Mulberry Farm LLC | 59184 | PV1 | PV | OP | NA | SUN |  | 205139 |  | 0 | EIA Prime Mover-level Data | Estimated using an emission factor
2019 | TN | Music City Community Solar | 62468 | MCS01 | PV | OP | NA | SUN |  | 27 |  | 0 | EIA Prime Mover-level Data | Estimated using an emission factor
2019 | TN | Nickajack | 3409 | 1 | HY | OP | NA | WAT |  | 1373636 |  | 1.5381e-07 | EIA Prime Mover-level Data | NEI avg EF - PM, fuel type, firing type
2019 | TN | Nickajack | 3409 | 2 | HY | OP | NA | WAT |  | 1398703 |  | 1.5381e-07 | EIA Prime Mover-level Data | NEI avg EF - PM, fuel type, firing type
2019 | TN | Nickajack | 3409 | 3 | HY | OP | NA | WAT |  | 1218225 |  | 1.5381e-07 | EIA Prime Mover-level Data | NEI avg EF - PM, fuel type, firing type
2019 | TN | Nickajack | 3409 | 4 | HY | OP | NA | WAT |  | 1218225 |  | 1.5381e-07 | EIA Prime Mover-level Data | NEI avg EF - PM, fuel type, firing type
2019 | TN | Norris Dam | 3411 | 1 | HY | OP | NA | WAT |  | 1867191 |  | 1.5381e-07 | EIA Prime Mover-level Data | NEI avg EF - PM, fuel type, firing type
2019 | TN | Norris Dam | 3411 | 2 | HY | OP | NA | WAT |  | 1867191 |  | 1.5381e-07 | EIA Prime Mover-level Data | NEI avg EF - PM, fuel type, firing type
2019 | TN | Ocoee 1 | 3412 | 1 | HY | OP | NA | WAT |  | 193423.6 |  | 1.5381e-07 | EIA Prime Mover-level Data | NEI avg EF - PM, fuel type, firing type
2019 | TN | Ocoee 1 | 3412 | 2 | HY | OP | NA | WAT |  | 193423.6 |  | 1.5381e-07 | EIA Prime Mover-level Data | NEI avg EF - PM, fuel type, firing type
2019 | TN | Ocoee 1 | 3412 | 3 | HY | OP | NA | WAT |  | 193423.6 |  | 1.5381e-07 | EIA Prime Mover-level Data | NEI avg EF - PM, fuel type, firing type
2019 | TN | Ocoee 1 | 3412 | 4 | HY | OP | NA | WAT |  | 193423.6 |  | 1.5381e-07 | EIA Prime Mover-level Data | NEI avg EF - PM, fuel type, firing type
2019 | TN | Ocoee 1 | 3412 | 5 | HY | OP | NA | WAT |  | 193423.6 |  | 1.5381e-07 | EIA Prime Mover-level Data | NEI avg EF - PM, fuel type, firing type
2019 | TN | Ocoee 2 | 3413 | 1 | HY | OP | NA | WAT |  | 544935 |  | 1.5381e-07 | EIA Prime Mover-level Data | NEI avg EF - PM, fuel type, firing type
2019 | TN | Ocoee 2 | 3413 | 2 | HY | OP | NA | WAT |  | 544935 |  | 1.5381e-07 | EIA Prime Mover-level Data | NEI avg EF - PM, fuel type, firing type
2019 | TN | Ocoee 3 | 3414 | 1 | HY | OP | NA | WAT |  | 1317969 |  | 1.5381e-07 | EIA Prime Mover-level Data | NEI avg EF - PM, fuel type, firing type
2019 | TN | Old Hickory | 3426 | 1 | HY | OP | NA | WAT |  | 930150.9 |  | 1.5381e-07 | EIA Prime Mover-level Data | NEI avg EF - PM, fuel type, firing type
2019 | TN | Old Hickory | 3426 | 2 | HY | OS | NA | WAT |  | 810236 |  | 1.5381e-07 | EIA Prime Mover-level Data | NEI avg EF - PM, fuel type, firing type
2019 | TN | Old Hickory | 3426 | 3 | HY | OP | NA | WAT |  | 810236 |  | 1.5381e-07 | EIA Prime Mover-level Data | NEI avg EF - PM, fuel type, firing type
2019 | TN | Old Hickory | 3426 | 4 | HY | OS | NA | WAT |  | 810236 |  | 1.5381e-07 | EIA Prime Mover-level Data | NEI avg EF - PM, fuel type, firing type
2019 | TN | Opryland USA | 55037 | GTO1 | GT | OP | NA | NG |  | 486368 | 1.3335 | 0.0054834 | EIA Prime Mover-level Data | NEI avg EF - PM, fuel type, firing type
2019 | TN | Packaging Corporation of America | 50296 | C1 | ST | OP | NA | NG |  | 1892763 | 7.6207 | 0.0080524 | EIA Unit-level Data | NEI avg EF - PM, fuel type
2019 | TN | Packaging Corporation of America | 50296 | C2 | ST | OP | NA | NG |  | 1139006 | 4.5859 | 0.0080524 | EIA Unit-level Data | NEI avg EF - PM, fuel type
2019 | TN | Packaging Corporation of America | 50296 | R1 | ST | OP | NA | BLQ |  | 3377064 | 1.943 | 0.0011507 | EIA Unit-level Data | Estimated using an emission factor
2019 | TN | Packaging Corporation of America | 50296 | R2 | ST | OP | NA | BLQ |  | 3300576 | 1.899 | 0.0011507 | EIA Unit-level Data | Estimated using an emission factor
2019 | TN | Packaging Corporation of America | 50296 | R3 | ST | OP | NA | BLQ |  | 6550908 | 3.7691 | 0.0011507 | EIA Unit-level Data | Estimated using an emission factor
2019 | TN | Pickwick Landing Dam | 3415 | 1 | HY | OP | NA | WAT |  | 1057190 |  | 1.5381e-07 | EIA Prime Mover-level Data | NEI avg EF - PM, fuel type, firing type
2019 | TN | Pickwick Landing Dam | 3415 | 2 | HY | OP | NA | WAT |  | 1057190 |  | 1.5381e-07 | EIA Prime Mover-level Data | NEI avg EF - PM, fuel type, firing type
2019 | TN | Pickwick Landing Dam | 3415 | 3 | HY | OP | NA | WAT |  | 1057190 |  | 1.5381e-07 | EIA Prime Mover-level Data | NEI avg EF - PM, fuel type, firing type
2019 | TN | Pickwick Landing Dam | 3415 | 4 | HY | OP | NA | WAT |  | 1057190 |  | 1.5381e-07 | EIA Prime Mover-level Data | NEI avg EF - PM, fuel type, firing type
2019 | TN | Pickwick Landing Dam | 3415 | 5 | HY | OP | NA | WAT |  | 1057190 |  | 1.5381e-07 | EIA Prime Mover-level Data | NEI avg EF - PM, fuel type, firing type
2019 | TN | Pickwick Landing Dam | 3415 | 6 | HY | OP | NA | WAT |  | 1057190 |  | 1.5381e-07 | EIA Prime Mover-level Data | NEI avg EF - PM, fuel type, firing type
2019 | TN | Powell Valley | 7883 | 1 | IC | OP | NA | DFO |  | 62 | 0.00961 | 0.31 | EIA Prime Mover-level Data | Estimated using an emission factor
2019 | TN | Powell Valley | 7883 | 2 | IC | OP | NA | DFO |  | 62 | 0.00961 | 0.31 | EIA Prime Mover-level Data | Estimated using an emission factor
2019 | TN | Powell Valley | 7883 | 3 | IC | OP | NA | DFO |  | 62 | 0.00961 | 0.31 | EIA Prime Mover-level Data | Estimated using an emission factor
2019 | TN | Powell Valley | 7883 | 4 | IC | OP | NA | DFO |  | 62 | 0.00961 | 0.31 | EIA Prime Mover-level Data | Estimated using an emission factor
2019 | TN | Powell Valley | 7883 | 5 | IC | OP | NA | DFO |  | 62 | 0.00961 | 0.31 | EIA Prime Mover-level Data | Estimated using an emission factor
2019 | TN | Powell Valley | 7883 | 6 | IC | OP | NA | DFO |  | 62 | 0.00961 | 0.31 | EIA Prime Mover-level Data | Estimated using an emission factor
2019 | TN | Powell Valley | 7883 | 7 | IC | OP | NA | DFO |  | 62 | 0.00961 | 0.31 | EIA Prime Mover-level Data | Estimated using an emission factor
2019 | TN | Powell Valley | 7883 | 8 | IC | OP | NA | DFO |  | 62 | 0.00961 | 0.31 | EIA Prime Mover-level Data | Estimated using an emission factor
2019 | TN | Powell Valley | 7883 | 9 | IC | OP | NA | DFO |  | 62 | 0.00961 | 0.31 | EIA Prime Mover-level Data | Estimated using an emission factor
2019 | TN | Powell Valley | 7883 | 10 | IC | OP | NA | DFO |  | 62 | 0.00961 | 0.31 | EIA Prime Mover-level Data | Estimated using an emission factor
2019 | TN | Powell Valley | 7883 | 11 | IC | OP | NA | DFO |  | 62 | 0.00961 | 0.31 | EIA Prime Mover-level Data | Estimated using an emission factor
2019 | TN | Providence Solar | 60337 | PROV | PV | OP | NA | SUN |  | 268233 |  | 0 | EIA Prime Mover-level Data | Estimated using an emission factor
2019 | TN | Raccoon Mountain | 6151 | 1 | PS | OP | NA | WAT |  | 0 |  |  | EIA Prime Mover-level Data
2019 | TN | Raccoon Mountain | 6151 | 2 | PS | OP | NA | WAT |  | 0 |  |  | EIA Prime Mover-level Data
2019 | TN | Raccoon Mountain | 6151 | 3 | PS | OP | NA | WAT |  | 0 |  |  | EIA Prime Mover-level Data
2019 | TN | Raccoon Mountain | 6151 | 4 | PS | OP | NA | WAT |  | 0 |  |  | EIA Prime Mover-level Data
2019 | TN | Selmer Farm LLC | 59188 | PV1 | PV | OP | NA | SUN |  | 230791 |  | 0 | EIA Prime Mover-level Data | Estimated using an emission factor
2019 | TN | Selmer I | 60555 | SELMI | PV | OP | NA | SUN |  | 271741 |  | 0 | EIA Prime Mover-level Data | Estimated using an emission factor
2019 | TN | Selmer II | 60556 | SELM2 | PV | OP | NA | SUN |  | 137353 |  | 0 | EIA Prime Mover-level Data | Estimated using an emission factor
2019 | TN | Sequoyah | 6152 | 1 | ST | OP | NA | NUC |  | 85512980 |  | 0 | EIA Prime Mover-level Data | Estimated using an emission factor
2019 | TN | Sequoyah | 6152 | 2 | ST | OP | NA | NUC |  | 103110700 |  | 0 | EIA Prime Mover-level Data | Estimated using an emission factor
2019 | TN | Somerville Solar | 62900 | PV | PV | OP | NA | SUN |  | 11272 |  | 0 | EIA Prime Mover-level Data | Estimated using an emission factor
2019 | TN | South Holston | 3416 | 1 | HY | OP | NA | WAT |  | 1393538 |  | 1.5381e-07 | EIA Prime Mover-level Data | NEI avg EF - PM, fuel type, firing type
2019 | TN | SR Innovation - NIKE PV | 61332 | NIKE2 | PV | V | NA | SUN
2019 | TN | SR Jonesborough | 62173 | JONES | PV | OP | NA | SUN |  | 76557 |  | 0 | EIA Prime Mover-level Data | Estimated using an emission factor
2019 | TN | Tate & Lyle Loudon Plant | 63632 | Y9111 | GT | OP | NA | NG |  | 2303472 | 6.3154 | 0.0054834 | EIA Prime Mover-level Data | NEI avg EF - PM, fuel type, firing type
2019 | TN | Tate & Lyle Loudon Plant | 63632 | Y9121 | GT | OP | NA | NG |  | 2303472 | 6.3154 | 0.0054834 | EIA Prime Mover-level Data | NEI avg EF - PM, fuel type, firing type
2019 | TN | Tims Ford | 3417 | 1 | HY | OP | NA | WAT |  | 655449.1 |  | 1.5381e-07 | EIA Prime Mover-level Data | NEI avg EF - PM, fuel type, firing type
2019 | TN | Tims Ford | 3417 | 2 | HY | OP | NA | WAT |  | 10195.88 |  | 1.5381e-07 | EIA Prime Mover-level Data | NEI avg EF - PM, fuel type, firing type
2019 | TN | University of Tennessee Steam Plant | 55036 | GEN1 | GT | OP | NA | NG |  | 366726 | 1.0055 | 0.0054834 | EIA Prime Mover-level Data | NEI avg EF - PM, fuel type, firing type
2019 | TN | Vanderbilt University Power Plant | 52048 | GEN1 | ST | RE | NA | BIT
2019 | TN | Vanderbilt University Power Plant | 52048 | GEN2 | ST | RE | NA | BIT
2019 | TN | Vanderbilt University Power Plant | 52048 | GT1 | GT | RE | NA | NG
2019 | TN | Vanderbilt University Power Plant | 52048 | GT1B | GT | OP | NA | NG |  | 460713.9 | 1.2631 | 0.0054834 | EIA Prime Mover-level Data | NEI avg EF - PM, fuel type, firing type
2019 | TN | Vanderbilt University Power Plant | 52048 | GT2 | GT | OA | NA | NG |  | 380271.8 | 1.0426 | 0.0054834 | EIA Prime Mover-level Data | NEI avg EF - PM, fuel type, firing type
2019 | TN | Vanderbilt University Power Plant | 52048 | GT3 | GT | OP | NA | NG |  | 526530.3 | 1.4436 | 0.0054834 | EIA Prime Mover-level Data | NEI avg EF - PM, fuel type, firing type
2019 | TN | Volkswagen Solar System | 58401 | 1 | PV | OP | NA | SUN |  | 110250 |  | 0 | EIA Prime Mover-level Data | Estimated using an emission factor
2019 | TN | Watauga | 3418 | 1 | HY | OP | NA | WAT |  | 771211.5 |  | 1.5381e-07 | EIA Prime Mover-level Data | NEI avg EF - PM, fuel type, firing type
2019 | TN | Watauga | 3418 | 2 | HY | OP | NA | WAT |  | 771211.5 |  | 1.5381e-07 | EIA Prime Mover-level Data | NEI avg EF - PM, fuel type, firing type
2019 | TN | Watts Bar Fossil | 3419 | ST1 | ST | RE | NA | BIT
2019 | TN | Watts Bar Fossil | 3419 | ST2 | ST | RE | NA | BIT
2019 | TN | Watts Bar Fossil | 3419 | ST3 | ST | RE | NA | BIT
2019 | TN | Watts Bar Fossil | 3419 | ST4 | ST | RE | NA | BIT
2019 | TN | Watts Bar Hydro | 3420 | HY1 | HY | OP | NA | WAT |  | 2368178 |  | 1.5381e-07 | EIA Prime Mover-level Data | NEI avg EF - PM, fuel type, firing type
2019 | TN | Watts Bar Hydro | 3420 | HY2 | HY | OP | NA | WAT |  | 1929199 |  | 1.5381e-07 | EIA Prime Mover-level Data | NEI avg EF - PM, fuel type, firing type
2019 | TN | Watts Bar Hydro | 3420 | HY3 | HY | OP | NA | WAT |  | 1929199 |  | 1.5381e-07 | EIA Prime Mover-level Data | NEI avg EF - PM, fuel type, firing type
2019 | TN | Watts Bar Hydro | 3420 | HY4 | HY | OP | NA | WAT |  | 1929199 |  | 1.5381e-07 | EIA Prime Mover-level Data | NEI avg EF - PM, fuel type, firing type
2019 | TN | Watts Bar Hydro | 3420 | HY5 | HY | OP | NA | WAT |  | 1929199 |  | 1.5381e-07 | EIA Prime Mover-level Data | NEI avg EF - PM, fuel type, firing type
2019 | TN | Watts Bar Nuclear Plant | 7722 | 1 | ST | OP | NA | NUC |  | 91217830 |  | 0 | EIA Prime Mover-level Data | Estimated using an emission factor
2019 | TN | Watts Bar Nuclear Plant | 7722 | 2 | ST | OP | NA | NUC |  | 93399720 |  | 0 | EIA Prime Mover-level Data | Estimated using an emission factor
2019 | TN | West Camden | 57409 | GEN1 | IC | OP | NA | LFG |  | 127197 | 0.9349 | 0.0147 | EIA Prime Mover-level Data | Estimated using an emission factor
2019 | TN | West Camden | 57409 | GEN2 | IC | OP | NA | LFG |  | 127197 | 0.9349 | 0.0147 | EIA Prime Mover-level Data | Estimated using an emission factor
2019 | TN | West Camden | 57409 | GEN3 | IC | OP | NA | LFG |  | 127197 | 0.9349 | 0.0147 | EIA Prime Mover-level Data | Estimated using an emission factor
2019 | TN | West Tennessee Solar Farm | 58431 | SNVA | PV | OP | NA | SUN |  | 34975 |  | 0 | EIA Prime Mover-level Data | Estimated using an emission factor
2019 | TN | Wilbur | 3421 | 1 | HY | OP | NA | WAT |  | 20651.89 |  | 1.5381e-07 | EIA Prime Mover-level Data | NEI avg EF - PM, fuel type, firing type
2019 | TN | Wilbur | 3421 | 2 | HY | OP | NA | WAT |  | 20651.89 |  | 1.5381e-07 | EIA Prime Mover-level Data | NEI avg EF - PM, fuel type, firing type
2019 | TN | Wilbur | 3421 | 3 | HY | OP | NA | WAT |  | 20651.89 |  | 1.5381e-07 | EIA Prime Mover-level Data | NEI avg EF - PM, fuel type, firing type
2019 | TN | Wilbur | 3421 | 4 | HY | OP | NA | WAT |  | 120469.3 |  | 1.5381e-07 | EIA Prime Mover-level Data | NEI avg EF - PM, fuel type, firing type
2019 | TN | Wildberry | 62775 | WILDB | PV | OP | NA | SUN |  | 251752 |  | 0 | EIA Prime Mover-level Data | Estimated using an emission factor
2019 | TN | Yum Yum Solar LLC | 63026 | GEN1 | PV | U | NA | SUN
2019 | TN | Allen | 3393 | ACC1 | CT | OP | CC | NG | 7159 | 19700130 | 56.7012 | 0.0057564 | EPA/CAMD | NEI avg EF - PM, fuel type, firing type | 2017
2019 | TN | Allen | 3393 | ACC2 | CT | OP | CC | NG | 6654 | 18327700 | 52.7511 | 0.0057564 | EPA/CAMD | NEI avg EF - PM, fuel type, firing type | 2017
2019 | TN | Allen | 3393 | ACT17 | GT | OP | CT | NG | 16 | 7485 | 0.027168 | 0.0072594 | EPA/CAMD | EPA/NEI | 1972
2019 | TN | Allen | 3393 | ACT18 | GT | OP | CT | NG | 20 | 7933.8 | 0.027333 | 0.0068904 | EPA/CAMD | EPA/NEI | 1972
2019 | TN | Allen | 3393 | ACT19 | GT | OP | CT | NG | 21 | 8020.9 | 0.031343 | 0.0078154 | EPA/CAMD | NEI avg EF - PM, fuel type, firing type | 1972
2019 | TN | Allen | 3393 | ACT20 | GT | OP | CT | NG | 16 | 3807.9 | 0.030745 | 0.016148 | EPA/CAMD | EPA/NEI | 1972
2019 | TN | Brownsville Combustion Turbine Plant | 55081 | AA-001 | GT | OP | CT | NG | 1430 | 1582121 | 11.8217 | 0.014944 | EPA/CAMD | EPA/NEI | 1999
2019 | TN | Brownsville Combustion Turbine Plant | 55081 | AA-002 | GT | OP | CT | NG | 1495 | 1512952 | 11.3035 | 0.014942 | EPA/CAMD | EPA/NEI | 1999
2019 | TN | Brownsville Combustion Turbine Plant | 55081 | AA-003 | GT | OP | CT | NG | 1019 | 1297149 | 5.4054 | 0.0083342 | EPA/CAMD | EPA/NEI | 1999
2019 | TN | Brownsville Combustion Turbine Plant | 55081 | AA-004 | GT | OP | CT | NG | 1110 | 1359440 | 8.213 | 0.012083 | EPA/CAMD | EPA/NEI | 1999
2019 | TN | Bull Run | 3396 | 1 | ST | OP | TANGENTIAL | BIT | 2414 | 14648070 | 65.0844 | 0.0088864 | EPA/CAMD | EPA/NEI | 1967
2019 | TN | Cumberland | 3399 | 1 | ST | OP | CELL | RC | 5512 | 52046060 | 682.3534 | 0.026221 | EPA/CAMD | EPA/NEI | 1972
2019 | TN | Cumberland | 3399 | 2 | ST | OP | CELL | RC | 4858 | 45720970 | 574.086 | 0.025113 | EPA/CAMD | EPA/NEI | 1973
2019 | TN | Cumberland | 3399 | A1 | ST | OP | WALL | DFO | 719 | 238085.1 | 1.1902 | 0.0099981 | EPA/CAMD | NEI avg EF - PM, fuel type | 2007
2019 | TN | Cumberland | 3399 | B1 | ST | OP | WALL | DFO | 708 | 235448.7 | 1.177 | 0.0099981 | EPA/CAMD | NEI avg EF - PM, fuel type | 2008
2019 | TN | Eastman Chemical Company | 50481 | 253-25 | ST | OP | TANGENTIAL | PRG | 3378 | 4578294 | 17.6295 | 0.0077013 | EIA non-ozone season distributed and EPA/CAMD ozone season | NEI avg EF - PM, fuel type, firing type | 1966
2019 | TN | Eastman Chemical Company | 50481 | 253-26 | ST | OP | TANGENTIAL | PRG | 3672 | 4979039 | 19.1726 | 0.0077013 | EIA non-ozone season distributed and EPA/CAMD ozone season | NEI avg EF - PM, fuel type, firing type | 1966
2019 | TN | Eastman Chemical Company | 50481 | 253-27 | ST | OP | TANGENTIAL | PRG | 3397 | 4686167 | 18.0448 | 0.0077013 | EIA non-ozone season distributed and EPA/CAMD ozone season | NEI avg EF - PM, fuel type, firing type | 1967
2019 | TN | Eastman Chemical Company | 50481 | 253-28 | ST | OP | TANGENTIAL | PRG | 3191 | 4192901 | 16.1454 | 0.0077013 | EIA non-ozone season distributed and EPA/CAMD ozone season | NEI avg EF - PM, fuel type, firing type | 1970
2019 | TN | Eastman Chemical Company | 50481 | 253-29 | ST | OP | TANGENTIAL | PRG | 3535 | 4316112 | 16.6199 | 0.0077013 | EIA non-ozone season distributed and EPA/CAMD ozone season | NEI avg EF - PM, fuel type, firing type | 1972
2019 | TN | Eastman Chemical Company | 50481 | 325-30 | ST | OP | TANGENTIAL | BIT | 3019 | 4558278 | 83.7409 | 0.036742 | EIA non-ozone season distributed and EPA/CAMD ozone season | NEI avg EF - PM, fuel type, firing type | 1982
2019 | TN | Eastman Chemical Company | 50481 | 325-31 | ST | OP | WALL | BIT | 3660 | 5822319 | 140.3156 | 0.048199 | EIA non-ozone season distributed and EPA/CAMD ozone season | NEI avg EF - PM, fuel type, firing type | 1994
2019 | TN | Eastman Chemical Company | 50481 | 83-23 | ST | OP | STOKER | BIT | 2819 | 2175718 | 16.2249 | 0.014915 | EIA non-ozone season distributed and EPA/CAMD ozone season | NEI avg EF - PM, fuel type, firing type | 1959
2019 | TN | Eastman Chemical Company | 50481 | 83-24 | ST | OP | STOKER | BIT | 2710 | 2145176 | 15.9971 | 0.014915 | EIA non-ozone season distributed and EPA/CAMD ozone season | NEI avg EF - PM, fuel type, firing type | 1963
2019 | TN | Gallatin | 3403 | 1 | ST | OP | TANGENTIAL | SUB | 7373 | 12677200 | 46.7007 | 0.0073677 | EPA/CAMD | EPA/NEI | 1956
2019 | TN | Gallatin | 3403 | 2 | ST | OP | TANGENTIAL | SUB | 7047 | 11873360 | 35.5251 | 0.005984 | EPA/CAMD | EPA/NEI | 1957
2019 | TN | Gallatin | 3403 | 3 | ST | OP | TANGENTIAL | SUB | 5559 | 11302450 | 32.8945 | 0.0058208 | EPA/CAMD | EPA/NEI | 1959
2019 | TN | Gallatin | 3403 | 4 | ST | OP | TANGENTIAL | SUB | 4691 | 10996720 | 35.5779 | 0.0064706 | EPA/CAMD | EPA/NEI | 1959
2019 | TN | Gallatin | 3403 | GCT1 | GT | OP | CT | NG | 0 |  |  | 0.0070853 |  |  | 1975
2019 | TN | Gallatin | 3403 | GCT2 | GT | OP | CT | NG | 87 | 52218 | 0.48758 | 0.018675 | EPA/CAMD | EPA/NEI | 1975
2019 | TN | Gallatin | 3403 | GCT3 | GT | OP | CT | NG | 79 | 35904.7 | 0.91915 | 0.051199 | EPA/CAMD | EPA/NEI | 1975
2019 | TN | Gallatin | 3403 | GCT4 | GT | OP | CT | NG | 80 | 47709.6 | 0.34145 | 0.014314 | EPA/CAMD | EPA/NEI | 1975
2019 | TN | Gallatin | 3403 | GCT5 | GT | OP | CT | DFO | 350 | 274570.8 | 8.5658 | 0.062394 | EPA/CAMD | EPA/NEI | 2000
2019 | TN | Gallatin | 3403 | GCT6 | GT | OP | CT | DFO | 360 | 288900.3 | 14.7075 | 0.10182 | EPA/CAMD | EPA/NEI | 2000
2019 | TN | Gallatin | 3403 | GCT7 | GT | OP | CT | DFO | 369 | 308881.7 | 6.2995 | 0.040789 | EPA/CAMD | EPA/NEI | 2000
2019 | TN | Gallatin | 3403 | GCT8 | GT | OP | CT | DFO | 346 | 275320.8 | 6.7702 | 0.04918 | EPA/CAMD | EPA/NEI | 2000
2019 | TN | Gleason Combustion Turbine Plant | 55251 | CTG-1 | GT | OP | CT | NG | 1114 | 1769601 | 4.4915 | 0.0050763 | EPA/CAMD | EPA/NEI | 2000
2019 | TN | Gleason Combustion Turbine Plant | 55251 | CTG-2 | GT | OP | CT | NG | 1086 | 1730819 | 4.4908 | 0.0051893 | EPA/CAMD | EPA/NEI | 2000
2019 | TN | Gleason Combustion Turbine Plant | 55251 | CTG-3 | GT | OP | CT | NG | 957 | 1498968 | 4.7552 | 0.0063447 | EPA/CAMD | EPA/NEI | 2000
2019 | TN | John Sevier | 3405 | JCC1 | CT | OP | CC | NG | 7138 | 11152260 | 23.572 | 0.0042273 | EPA/CAMD | EPA/NEI | 2011
2019 | TN | John Sevier | 3405 | JCC2 | CT | OP | CC | NG | 7931 | 12366550 | 25.5797 | 0.0041369 | EPA/CAMD | EPA/NEI | 2012
2019 | TN | John Sevier | 3405 | JCC3 | CT | OP | CC | NG | 7756 | 11987460 | 25.394 | 0.0042368 | EPA/CAMD | EPA/NEI | 2012
2019 | TN | Johnsonville | 3406 | AUX1 | ST | OP | WALL | NG | 3489 | 572067.5 | 2.0521 | 0.0071744 | EPA/CAMD | NEI avg EF - PM, fuel type, firing type | 2017
2019 | TN | Johnsonville | 3406 | AUX2 | ST | OP | WALL | NG | 2505 | 446729.3 | 1.6025 | 0.0071744 | EPA/CAMD | NEI avg EF - PM, fuel type, firing type | 2017
2019 | TN | Johnsonville | 3406 | JCT1 | GT | OP | CT | NG | 30 | 12816 | 1.054 | 0.16448 | EPA/CAMD | EPA/NEI | 1974
2019 | TN | Johnsonville | 3406 | JCT10 | GT | OP | CT | NG | 12 | 3244.1 | 0.41941 | 0.25857 | EPA/CAMD | EPA/NEI | 1974
2019 | TN | Johnsonville | 3406 | JCT11 | GT | OP | CT | NG | 23 | 10091.3 | 1.2022 | 0.23827 | EPA/CAMD | EPA/NEI | 1974
2019 | TN | Johnsonville | 3406 | JCT12 | GT | OP | CT | NG | 53 | 20646.7 | 2.1724 | 0.21044 | EPA/CAMD | EPA/NEI | 1974
2019 | TN | Johnsonville | 3406 | JCT13 | GT | OP | CT | NG | 29 | 12071.2 | 1.3509 | 0.22381 | EPA/CAMD | EPA/NEI | 1974
2019 | TN | Johnsonville | 3406 | JCT14 | GT | OP | CT | NG | 56 | 19012.7 | 1.03 | 0.10834 | EPA/CAMD | EPA/NEI | 1974
2019 | TN | Johnsonville | 3406 | JCT15 | GT | OP | CT | NG | 43 | 15256.7 | 0.88084 | 0.11547 | EPA/CAMD | EPA/NEI | 1974
2019 | TN | Johnsonville | 3406 | JCT16 | GT | OP | CT | NG | 38 | 16368.1 | 0.64332 | 0.078606 | EPA/CAMD | EPA/NEI | 1974
2019 | TN | Johnsonville | 3406 | JCT17 | GT | OP | CT | DFO | 268 | 185638.9 | 5.1558 | 0.055547 | EPA/CAMD | EPA/NEI | 2000
2019 | TN | Johnsonville | 3406 | JCT18 | GT | OP | CT | NG | 255 | 179334.3 | 4.7325 | 0.052778 | EPA/CAMD | EPA/NEI | 2000
2019 | TN | Johnsonville | 3406 | JCT19 | GT | OP | CT | NG | 181 | 113688.3 | 0.44426 | 0.0078154 | EPA/CAMD | NEI avg EF - PM, fuel type, firing type | 2000
2019 | TN | Johnsonville | 3406 | JCT2 | GT | OP | CT | NG | 36 | 14432 | 1.1738 | 0.16267 | EPA/CAMD | EPA/NEI | 1974
2019 | TN | Johnsonville | 3406 | JCT20 | GT | OP | CT | NG | 6855 | 5211922 | 2.9754 | 0.0011418 | EPA/CAMD | EPA/NEI | 2000
2019 | TN | Johnsonville | 3406 | JCT3 | GT | OP | CT | NG | 34 | 11940.1 | 1.0685 | 0.17898 | EPA/CAMD | EPA/NEI | 1974
2019 | TN | Johnsonville | 3406 | JCT4 | GT | OP | CT | NG | 34 | 11697 | 0.045709 | 0.0078154 | EPA/CAMD | NEI avg EF - PM, fuel type, firing type | 1974
2019 | TN | Johnsonville | 3406 | JCT5 | GT | OP | CT | NG | 12 | 2570 | 0.65067 | 0.50636 | EPA/CAMD | EPA/NEI | 1974
2019 | TN | Johnsonville | 3406 | JCT6 | GT | OP | CT | NG | 31 | 9695.1 | 0.88651 | 0.18288 | EPA/CAMD | EPA/NEI | 1974
2019 | TN | Johnsonville | 3406 | JCT7 | GT | OP | CT | NG | 44 | 17941 | 169.2013 | 18.862 | EPA/CAMD | EPA/NEI | 1974
2019 | TN | Johnsonville | 3406 | JCT8 | GT | OP | CT | NG | 40 | 18013.9 | 1.879 | 0.20862 | EPA/CAMD | EPA/NEI | 1974
2019 | TN | Johnsonville | 3406 | JCT9 | GT | OP | CT | NG | 12 | 3993.1 | 0.48385 | 0.24234 | EPA/CAMD | EPA/NEI | 1974
2019 | TN | Kingston | 3407 | 1 | ST | OP | TANGENTIAL | SUB | 4762 | 4291824 | 35.2959 | 0.016448 | EPA/CAMD | EPA/NEI | 1954
2019 | TN | Kingston | 3407 | 2 | ST | OP | TANGENTIAL | SUB | 5379 | 4792561 | 39.3918 | 0.016439 | EPA/CAMD | EPA/NEI | 1954
2019 | TN | Kingston | 3407 | 3 | ST | OP | TANGENTIAL | SUB | 2726 | 2443177 | 20.0231 | 0.016391 | EPA/CAMD | EPA/NEI | 1954
2019 | TN | Kingston | 3407 | 4 | ST | OP | TANGENTIAL | SUB | 4347 | 3986953 | 32.7556 | 0.016431 | EPA/CAMD | EPA/NEI | 1954
2019 | TN | Kingston | 3407 | 5 | ST | OP | TANGENTIAL | SUB | 4279 | 4983201 | 41.5379 | 0.016671 | EPA/CAMD | EPA/NEI | 1954
2019 | TN | Kingston | 3407 | 6 | ST | OP | TANGENTIAL | SUB | 4510 | 4878009 | 39.9929 | 0.016397 | EPA/CAMD | EPA/NEI | 1955
2019 | TN | Kingston | 3407 | 7 | ST | OP | TANGENTIAL | SUB | 4019 | 4679094 | 39.0788 | 0.016704 | EPA/CAMD | EPA/NEI | 1955
2019 | TN | Kingston | 3407 | 8 | ST | OP | TANGENTIAL | SUB | 4535 | 5286170 | 44.293 | 0.016758 | EPA/CAMD | EPA/NEI | 1955
2019 | TN | Kingston | 3407 | 9 | ST | OP | TANGENTIAL | SUB | 5675 | 6548079 | 53.9445 | 0.016476 | EPA/CAMD | EPA/NEI | 1955
2019 | TN | Lagoon Creek | 7845 | LCC1 | CT | OP | CC | NG | 6142 | 9938389 | 15.1069 | 0.0030401 | EPA/CAMD | EPA/NEI | 2010
2019 | TN | Lagoon Creek | 7845 | LCC2 | CT | OP | CC | NG | 6384 | 10597280 | 15.639 | 0.0029515 | EPA/CAMD | EPA/NEI | 2010
2019 | TN | Lagoon Creek | 7845 | LCT1 | GT | OP | CT | DFO | 613 | 475745.8 | 1.191 | 0.0050068 | EPA/CAMD | EPA/NEI | 2001
2019 | TN | Lagoon Creek | 7845 | LCT10 | GT | OP | CT | DFO | 594 | 442520.8 | 1.0405 | 0.0047025 | EPA/CAMD | EPA/NEI | 2002
2019 | TN | Lagoon Creek | 7845 | LCT11 | GT | OP | CT | DFO | 572 | 424063 | 1.0248 | 0.004833 | EPA/CAMD | EPA/NEI | 2002
2019 | TN | Lagoon Creek | 7845 | LCT12 | GT | OP | CT | DFO | 557 | 409817.5 | 0.75152 | 0.0036676 | EPA/CAMD | EPA/NEI | 2002
2019 | TN | Lagoon Creek | 7845 | LCT2 | GT | OP | CT | DFO | 621 | 474595.4 | 0.83219 | 0.0035069 | EPA/CAMD | EPA/NEI | 2001
2019 | TN | Lagoon Creek | 7845 | LCT3 | GT | OP | CT | DFO | 604 | 462464.1 | 0.84264 | 0.0036441 | EPA/CAMD | EPA/NEI | 2001
2019 | TN | Lagoon Creek | 7845 | LCT4 | GT | OP | CT | DFO | 534 | 397824.2 | 0.75996 | 0.0038206 | EPA/CAMD | EPA/NEI | 2001
2019 | TN | Lagoon Creek | 7845 | LCT5 | GT | OP | CT | DFO | 572 | 422981.5 | 0.75159 | 0.0035538 | EPA/CAMD | EPA/NEI | 2001
2019 | TN | Lagoon Creek | 7845 | LCT6 | GT | OP | CT | DFO | 540 | 402704.1 | 0.65891 | 0.0032724 | EPA/CAMD | EPA/NEI | 2001
2019 | TN | Lagoon Creek | 7845 | LCT7 | GT | OP | CT | DFO | 528 | 378827.3 | 0.84973 | 0.0044861 | EPA/CAMD | EPA/NEI | 2001
2019 | TN | Lagoon Creek | 7845 | LCT8 | GT | OP | CT | DFO | 541 | 392264.7 | 0.96828 | 0.0049369 | EPA/CAMD | EPA/NEI | 2001
2019 | TN | Lagoon Creek | 7845 | LCT9 | GT | OP | CT | DFO | 589 | 435893.1 | 0.98788 | 0.0045327 | EPA/CAMD | EPA/NEI | 2002
2019 | TN | Packaging Corporation of America | 50296 | 017 | ST | OP | TANGENTIAL | BLQ | 3672 | 13162760 | 7.5732 | 0.0011507 | EIA non-ozone season distributed and EPA/CAMD ozone season | Estimated using an emission factor
2019 | TN | Resolute Forest Products - Calhoun Ops | 50956 | 11 | ST | OP | WALL | BLQ | 2409 | 8132469 | 4.3109 | 0.0010602 | EIA non-ozone season distributed and EPA/CAMD ozone season | NEI avg EF - PM, fuel type, firing type | 1954
2019 | TN | Resolute Forest Products - Calhoun Ops | 50956 | 12 | ST | OP | WALL | BLQ | 0 |  |  | 0.0028525 |  |  | 1954
2019 | TX | 2W Permian Solar Project Hybrid | 63255 | 2WPBA | BA | T | NA | MWH
2019 | TX | 2W Permian Solar Project Hybrid | 63255 | 2WPSO | PV | T | NA | SUN
2019 | TX | Abbott TP 3 | 3581 | 1 | HY | OP | NA | WAT |  | 55058 |  | 1.5381e-07 | EIA Prime Mover-level Data | NEI avg EF - PM, fuel type, firing type
2019 | TX | Abbott TP 3 | 3581 | 2 | HY | OP | NA | WAT |  | 55058 |  | 1.5381e-07 | EIA Prime Mover-level Data | NEI avg EF - PM, fuel type, firing type
2019 | TX | Aeolus Wind Facility | 56225 | V90 | WT | OP | NA | WND |  | 54332 |  | 0 | EIA Prime Mover-level Data | Estimated using an emission factor
2019 | TX | Air Products Port Arthur | 55309 | GEN 5 | GT | OP | NA | NG |  | 1836821 | 5.036 | 0.0054834 | EIA Prime Mover-level Data | NEI avg EF - PM, fuel type, firing type
2019 | TX | Air Products Port Arthur | 55309 | GEN1 | GT | OP | NA | NG |  | 2105624 | 5.773 | 0.0054834 | EIA Prime Mover-level Data | NEI avg EF - PM, fuel type, firing type
2019 | TX | Air Products Port Arthur | 55309 | GEN4 | GT | OP | NA | NG |  | 4379250 | 12.0066 | 0.0054834 | EIA Prime Mover-level Data | NEI avg EF - PM, fuel type, firing type
2019 | TX | Air Products Port Arthur | 55309 | HRSG | ST | OP | NA | NG |  | 2347606 | 9.452 | 0.0080524 | EIA Unit-level Data | NEI avg EF - PM, fuel type, firing type
2019 | TX | Alamo 6 | 59206 | OCIA6 | PV | OP | NA | SUN |  | 2253951 |  | 0 | EIA Prime Mover-level Data | Estimated using an emission factor
2019 | TX | Alira | 63193 | UNIT1 | PV | L | NA | SUN
2019 | TX | Amadeus Wind Farm | 62142 | AM-TX | WT | P | NA | WND
2019 | TX | Amelia Energy Center | 55465 | CTG1 | CT | CN | NA | NG
2019 | TX | Amelia Energy Center | 55465 | CTG2 | CT | CN | NA | NG
2019 | TX | Amelia Energy Center | 55465 | CTG3 | CT | CN | NA | NG
2019 | TX | Amelia Energy Center | 55465 | STG1 | CA | CN | NA | NG
2019 | TX | Ameresco Dallas LLC | 58946 | ENG1 | IC | OP | NA | LFG |  | 96284 | 0.70769 | 0.0147 | EIA Prime Mover-level Data | Estimated using an emission factor
2019 | TX | Ameresco Dallas LLC | 58946 | ENG2 | IC | OP | NA | LFG |  | 96284 | 0.70769 | 0.0147 | EIA Prime Mover-level Data | Estimated using an emission factor
2019 | TX | Ameresco Dallas LLC | 58946 | ENG3 | IC | OP | NA | LFG |  | 96284 | 0.70769 | 0.0147 | EIA Prime Mover-level Data | Estimated using an emission factor
2019 | TX | Amistad Dam & Power | 6128 | 1 | HY | OP | NA | WAT |  | 428478 |  | 1.5381e-07 | EIA Prime Mover-level Data | NEI avg EF - PM, fuel type, firing type
2019 | TX | Amistad Dam & Power | 6128 | 2 | HY | OP | NA | WAT |  | 428478 |  | 1.5381e-07 | EIA Prime Mover-level Data | NEI avg EF - PM, fuel type, firing type
2019 | TX | Anacacho Wind Farm, LLC | 58000 | ANA | WT | OP | NA | WND |  | 2919747 |  | 0 | EIA Prime Mover-level Data | Estimated using an emission factor
2019 | TX | Apex Bethel Energy Center | 59048 | ABEC1 | CE | T | NA | NG
2019 | TX | Apex Bethel Energy Center | 59048 | ABEC2 | CE | T | NA | NG
2019 | TX | Aragorn Solar Project | 63329 | IPAGN | PV | T | NA | SUN
2019 | TX | Arlington Outlet Hydroelectric Generator | 61355 | HY1 | HY | OP | NA | WAT |  | 13346 |  | 1.5381e-07 | EIA Prime Mover-level Data | NEI avg EF - PM, fuel type, firing type
2019 | TX | Ascend Performance Materials Texas Inc. | 10418 | H1 | ST | OP | NA | NG |  | 1058869 | 4.2632 | 0.0080524 | EIA Unit-level Data | NEI avg EF - PM, fuel type
2019 | TX | Ascend Performance Materials Texas Inc. | 10418 | H101 | ST | OP | NA | NG |  | 1301550 | 5.2403 | 0.0080524 | EIA Unit-level Data | NEI avg EF - PM, fuel type
2019 | TX | Ascend Performance Materials Texas Inc. | 10418 | H4 | ST | OP | NA | NG |  | 1062642 | 4.2784 | 0.0080524 | EIA Unit-level Data | NEI avg EF - PM, fuel type
2019 | TX | Ascend Performance Materials Texas Inc. | 10418 | H5 | ST | OP | NA | NG |  | 933566.4 | 3.7587 | 0.0080524 | EIA Unit-level Data | NEI avg EF - PM, fuel type
2019 | TX | Astra Wind Farm | 60856 | ASTRA | WT | OP | NA | WND |  | 4427495 |  | 0 | EIA Prime Mover-level Data | Estimated using an emission factor
2019 | TX | Atascosita | 55526 | GEN1 | IC | RE | NA | LFG |  |  |  | 0.0147
2019 | TX | Atascosita | 55526 | GEN2 | IC | RE | NA | LFG |  |  |  | 0.0147
2019 | TX | Atascosita | 55526 | GEN3 | IC | RE | NA | LFG |  |  |  | 0.0147
2019 | TX | Atascosita | 55526 | GEN4 | IC | RE | NA | LFG |  |  |  | 0.0147
2019 | TX | Atascosita | 55526 | GEN6 | IC | RE | NA | LFG |  |  |  | 0.0147
2019 | TX | Austin | 3594 | 1 | HY | OP | NA | WAT |  | 167684.5 |  | 1.5381e-07 | EIA Prime Mover-level Data | NEI avg EF - PM, fuel type, firing type
2019 | TX | Austin | 3594 | 2 | HY | OP | NA | WAT |  | 167684.5 |  | 1.5381e-07 | EIA Prime Mover-level Data | NEI avg EF - PM, fuel type, firing type
2019 | TX | Austin Gas Recovery | 56524 | GEN1 | IC | OP | NA | LFG |  | 102301.8 | 0.75192 | 0.0147 | EIA Prime Mover-level Data | Estimated using an emission factor
2019 | TX | Austin Gas Recovery | 56524 | GEN2 | IC | OP | NA | LFG |  | 102301.8 | 0.75192 | 0.0147 | EIA Prime Mover-level Data | Estimated using an emission factor
2019 | TX | Austin Gas Recovery | 56524 | GEN3 | IC | OP | NA | LFG |  | 102301.8 | 0.75192 | 0.0147 | EIA Prime Mover-level Data | Estimated using an emission factor
2019 | TX | Austin Gas Recovery | 56524 | GEN4 | IC | OP | NA | LFG |  | 102301.8 | 0.75192 | 0.0147 | EIA Prime Mover-level Data | Estimated using an emission factor
2019 | TX | Aviator Wind | 63209 | AVTOR | WT | U | NA | WND
2019 | TX | Azure Sky Solar | 63905 | ASKYB | BA | U | NA | MWH
2019 | TX | Azure Sky Solar | 63905 | ASKYS | PV | U | NA | SUN
2019 | TX | Baffin Wind | 57927 | 1 | WT | OP | NA | WND |  | 5410943 |  | 0 | EIA Prime Mover-level Data | Estimated using an emission factor
2019 | TX | Bandera Electric Coop PV | 61205 | PV1 | PV | OP | NA | SUN |  | 25636 |  | 0 | EIA Prime Mover-level Data | Estimated using an emission factor
2019 | TX | Barilla Solar | 58710 | BRLA | PV | OP | NA | SUN |  | 514117 |  | 0 | EIA Prime Mover-level Data | Estimated using an emission factor
2019 | TX | Barton Chapel Wind Farm | 57156 | BC | WT | OP | NA | WND |  | 2243211 |  | 0 | EIA Prime Mover-level Data | Estimated using an emission factor
2019 | TX | BASF Freeport Works | 55311 | GEN1 | GT | OP | NA | NG |  | 6860840 | 18.8103 | 0.0054834 | EIA Prime Mover-level Data | NEI avg EF - PM, fuel type, firing type
2019 | TX | BASF Freeport Works | 55311 | HRSG | ST | OP | NA | NG |  | 76660.46 | 0.30865 | 0.0080524 | EIA Unit-level Data | NEI avg EF - PM, fuel type
2019 | TX | Baytown | 55551 | UN5 | IC | CN | NA | LFG
2019 | TX | Baytown | 55551 | UNT1 | IC | RE | NA | LFG
2019 | TX | Baytown | 55551 | UNT2 | IC | RE | NA | LFG
2019 | TX | Baytown | 55551 | UNT3 | IC | RE | NA | LFG
2019 | TX | Baytown | 55551 | UNT4 | IC | RE | NA | LFG
2019 | TX | BayWa r.e Mozart LLC | 58048 | 1 | WT | OP | NA | WND |  | 670079 |  | 0 | EIA Prime Mover-level Data | Estimated using an emission factor
2019 | TX | Bearkat | 59972 | BRKA2 | WT | V | NA | WND
2019 | TX | Bearkat | 59972 | BRKAT | WT | OP | NA | WND |  | 6711560 |  | 0 | EIA Prime Mover-level Data | Estimated using an emission factor
2019 | TX | Bearkat II Wind Energy LLC | 63342 | BKII | WT | V | NA | WND
2019 | TX | Bethel Wind Farm LLC | 60414 | GEN1 | WT | OP | NA | WND |  | 11000300 |  | 0 | EIA Prime Mover-level Data | Estimated using an emission factor
2019 | TX | Big Brown | 3497 | 1 | ST | RE | TANGENTIAL | SUB |  |  |  | 0.031399
2019 | TX | Big Brown | 3497 | 2 | ST | RE | TANGENTIAL | SUB |  |  |  | 0.026425
2019 | TX | Big Brown | 3497 | 3 | ST | CN | NA | SUB
2019 | TX | Big Spring Wind Power Facility | 54979 | WIND | WT | OP | NA | WND |  | 579838 |  | 0 | EIA Prime Mover-level Data | Estimated using an emission factor
2019 | TX | Blackjack Creek Wind Farm | 62783 | BLKJK | WT | L | NA | WND
2019 | TX | Blue Cloud Wind Energy LLC | 60270 | WT1 | WT | OP | NA | WND |  | 5337834 |  | 0 | EIA Prime Mover-level Data | Estimated using an emission factor
2019 | TX | Blue Summit II Wind, LLC | 61970 | BSII | WT | OP | NA | WND |  | 3288513 |  | 0 | EIA Prime Mover-level Data | Estimated using an emission factor
2019 | TX | Blue Summit III Wind | 62566 | BS3 | WT | OP | NA | WND |  | 320134 |  | 0 | EIA Prime Mover-level Data | Estimated using an emission factor
2019 | TX | Blue Summit Storage, LLC | 60690 | WBSS | BA | OP | NA | MWH |  | 0 |  |  | EIA Prime Mover-level Data
2019 | TX | Blue Summit Wind LLC | 58372 | GEN1 | WT | OP | NA | WND |  | 3854800 |  | 0 | EIA Prime Mover-level Data | Estimated using an emission factor
2019 | TX | Blue Wing Solar Energy Generation | 57197 | 1 | PV | OP | NA | SUN |  | 193370 |  | 0 | EIA Prime Mover-level Data | Estimated using an emission factor
2019 | TX | Bluebell Solar | 60789 | UNIT1 | PV | OP | NA | SUN |  | 683490 |  | 0 | EIA Prime Mover-level Data | Estimated using an emission factor
2019 | TX | Bluebell Solar II | 63351 | BBS2 | PV | T | NA | SUN
2019 | TX | Bluebonnet | 55552 | UNT1 | IC | RE | NA | LFG
2019 | TX | Bluebonnet | 55552 | UNT2 | IC | RE | NA | LFG
2019 | TX | Bluebonnet | 55552 | UNT3 | IC | RE | NA | LFG
2019 | TX | Bluebonnet | 55552 | UNT4 | IC | RE | NA | LFG
2019 | TX | BMP Wind (TX) | 62809 | BMP | WT | L | NA | WND
2019 | TX | Bobcat Bluff Wind Project LLC | 57974 | GEN1 | WT | OP | NA | WND |  | 3575073 |  | 0 | EIA Prime Mover-level Data | Estimated using an emission factor
2019 | TX | Borger Plant | 50067 | 1 | ST | OP | NA | BFG |  | 1344438 | 0.28368 | 0.000422 | EIA Unit-level Data | Estimated using an emission factor
2019 | TX | Borger Plant | 50067 | 2 | ST | OP | NA | BFG |  | 1324476 | 0.27946 | 0.000422 | EIA Unit-level Data | Estimated using an emission factor
2019 | TX | Bovine | 61867 | GEN1 | PV | OP | NA | SUN |  | 39160 |  | 0 | EIA Prime Mover-level Data | Estimated using an emission factor
2019 | TX | BP Chemicals Green Lake Plant | 50404 | TG2 | ST | OP | NA | WH |  | 139480.7 |  | 0 | EIA Prime Mover-level Data | Estimated using an emission factor
2019 | TX | BP Chemicals Green Lake Plant | 50404 | TG3 | ST | OP | NA | WH |  | 221309.3 |  | 0 | EIA Prime Mover-level Data | Estimated using an emission factor
2019 | TX | Brandon Station | 7131 | 1 | GT | OP | NA | NG |  | 213905 | 0.58646 | 0.0054834 | EIA Prime Mover-level Data | NEI avg EF - PM, fuel type, firing type
2019 | TX | Brazos Wind Farm | 56111 | GEN1 | WT | OP | NA | WND |  | 3472935 |  | 0 | EIA Prime Mover-level Data | Estimated using an emission factor
2019 | TX | Briar Creek Solar 1 | 63769 | TXBC1 | PV | P | NA | SUN
2019 | TX | Bridgeport Gas Processing Plant | 55053 | 14 | IC | OP | NA | NG |  | 40299.46 | 0.0085032 | 0.000422 | EIA Prime Mover-level Data | Estimated using an emission factor
2019 | TX | Bridgeport Gas Processing Plant | 55053 | 15 | IC | OP | NA | NG |  | 40299.46 | 0.0085032 | 0.000422 | EIA Prime Mover-level Data | Estimated using an emission factor
2019 | TX | Bridgeport Gas Processing Plant | 55053 | 16 | IC | OP | NA | NG |  | 40299.46 | 0.0085032 | 0.000422 | EIA Prime Mover-level Data | Estimated using an emission factor
2019 | TX | Bridgeport Gas Processing Plant | 55053 | 17 | IC | OP | NA | NG |  | 40299.46 | 0.0085032 | 0.000422 | EIA Prime Mover-level Data | Estimated using an emission factor
2019 | TX | Bridgeport Gas Processing Plant | 55053 | 324 | IC | RE | NA | NG
2019 | TX | Bridgeport Gas Processing Plant | 55053 | 325 | IC | RE | NA | NG
2019 | TX | Bridgeport Gas Processing Plant | 55053 | 326 | IC | RE | NA | NG
2019 | TX | Bridgeport Gas Processing Plant | 55053 | 327 | IC | RE | NA | NG
2019 | TX | Bridgeport Gas Processing Plant | 55053 | 654 | IC | OP | NA | NG |  | 40299.46 | 0.0085032 | 0.000422 | EIA Prime Mover-level Data | Estimated using an emission factor
2019 | TX | Bridgeport Gas Processing Plant | 55053 | 655 | IC | OP | NA | NG |  | 40299.46 | 0.0085032 | 0.000422 | EIA Prime Mover-level Data | Estimated using an emission factor
2019 | TX | Bridgeport Gas Processing Plant | 55053 | 656 | IC | OP | NA | NG |  | 40299.46 | 0.0085032 | 0.000422 | EIA Prime Mover-level Data | Estimated using an emission factor
2019 | TX | Bridgeport Gas Processing Plant | 55053 | 657 | IC | OP | NA | NG |  | 40299.46 | 0.0085032 | 0.000422 | EIA Prime Mover-level Data | Estimated using an emission factor
2019 | TX | Bridgeport Gas Processing Plant | 55053 | 658 | IC | OP | NA | NG |  | 40299.46 | 0.0085032 | 0.000422 | EIA Prime Mover-level Data | Estimated using an emission factor
2019 | TX | Bridgeport Gas Processing Plant | 55053 | 666 | IC | OP | NA | NG |  | 40299.46 | 0.0085032 | 0.000422 | EIA Prime Mover-level Data | Estimated using an emission factor
2019 | TX | Bridgeport Gas Processing Plant | 55053 | 667 | IC | OP | NA | NG |  | 40299.46 | 0.0085032 | 0.000422 | EIA Prime Mover-level Data | Estimated using an emission factor
2019 | TX | Bridgeport Gas Processing Plant | 55053 | 671 | IC | OP | NA | NG |  | 40299.46 | 0.0085032 | 0.000422 | EIA Prime Mover-level Data | Estimated using an emission factor
2019 | TX | Bridgeport Gas Processing Plant | 55053 | 2723 | IC | OP | NA | NG |  | 40299.46 | 0.0085032 | 0.000422 | EIA Prime Mover-level Data | Estimated using an emission factor
2019 | TX | Brightside | 63223 | UNIT1 | PV | L | NA | SUN
2019 | TX | Briscoe Wind Farm | 59734 | BFW | WT | OP | NA | WND |  | 3266433 |  | 0 | EIA Prime Mover-level Data | Estimated using an emission factor
2019 | TX | Brisket Wind (8) LLC | 56838 | 1 | WT | OP | NA | WND |  | 185435 |  | 0 | EIA Prime Mover-level Data | Estimated using an emission factor
2019 | TX | Bronson | 61868 | GEN1 | PV | OP | NA | SUN |  | 135919 |  | 0 | EIA Prime Mover-level Data | Estimated using an emission factor
2019 | TX | Bruennings Breeze Wind Farm | 59066 | MVII | WT | OP | NA | WND |  | 5947356 |  | 0 | EIA Prime Mover-level Data | Estimated using an emission factor
2019 | TX | Bryan (TX) | 3561 | 3 | ST | RE | TANGENTIAL | NG
2019 | TX | Bryan (TX) | 3561 | 4 | ST | RE | WALL | NG
2019 | TX | Bryan (TX) | 3561 | 5 | ST | RE | WALL | NG
2019 | TX | Bryan (TX) | 3561 | 6 | ST | RE | WALL | NG
2019 | TX | Bryan (TX) | 3561 | 7 | GT | OP | NA | NG |  | 31094 | 0.08525 | 0.0054834 | EIA Prime Mover-level Data | NEI avg EF - PM, fuel type, firing type
2019 | TX | Bryan Solar, LLC | 58488 | 1 | PV | OP | NA | SUN |  | 215371 |  | 0 | EIA Prime Mover-level Data | Estimated using an emission factor
2019 | TX | Buchanan Dam (TX) | 3595 | 1 | HY | OP | NA | WAT |  | 148946 |  | 1.5381e-07 | EIA Prime Mover-level Data | NEI avg EF - PM, fuel type, firing type
2019 | TX | Buchanan Dam (TX) | 3595 | 2 | HY | OP | NA | WAT |  | 148946 |  | 1.5381e-07 | EIA Prime Mover-level Data | NEI avg EF - PM, fuel type, firing type
2019 | TX | Buchanan Dam (TX) | 3595 | 3 | HY | OP | NA | WAT |  | 148946 |  | 1.5381e-07 | EIA Prime Mover-level Data | NEI avg EF - PM, fuel type, firing type
2019 | TX | Buckthorn Westex | 60044 | BKTH1 | PV | OP | NA | SUN |  | 2357691 |  | 0 | EIA Prime Mover-level Data | Estimated using an emission factor
2019 | TX | Buckthorn Wind Project | 60983 | BWIND | WT | OP | NA | WND |  | 3637871 |  | 0 | EIA Prime Mover-level Data | Estimated using an emission factor
2019 | TX | Buenos Aires Phase 1 | 62803 | BAW1 | WT | L | NA | WND
2019 | TX | Buffalo Gap 2 Wind Farm | 56484 | 1 | WT | OP | NA | WND |  | 5423249 |  | 0 | EIA Prime Mover-level Data | Estimated using an emission factor
2019 | TX | Buffalo Gap 3 Wind Farm | 56638 | GEN1 | WT | OP | NA | WND |  | 4184443 |  | 0 | EIA Prime Mover-level Data | Estimated using an emission factor
2019 | TX | Buffalo Gap Wind Farm | 56240 | 1 | WT | OP | NA | WND |  | 3190812 |  | 0 | EIA Prime Mover-level Data | Estimated using an emission factor
2019 | TX | Bull Creek Wind | 56956 | 001 | WT | OP | NA | WND |  | 1184429 |  | 0 | EIA Prime Mover-level Data | Estimated using an emission factor
2019 | TX | C E Newman | 3574 | 1 | ST | RE | NA | NG
2019 | TX | C E Newman | 3574 | 2 | ST | RE | NA | NG
2019 | TX | C E Newman | 3574 | 3 | ST | RE | NA | NG
2019 | TX | C E Newman | 3574 | 4 | ST | RE | NA | NG
2019 | TX | C E Newman | 3574 | 5 | ST | RE | NA | NG
2019 | TX | Cactus Flats Wind Energy Project | 61001 | WT1 | WT | OP | NA | WND |  | 4609768 |  | 0 | EIA Prime Mover-level Data | Estimated using an emission factor
2019 | TX | Callahan Divide Wind Energy Center | 56270 | 1 | WT | OP | NA | WND |  | 3798651 |  | 0 | EIA Prime Mover-level Data | Estimated using an emission factor
2019 | TX | Cameron Wind 1 LLC | 59118 | CAM1 | WT | OP | NA | WND |  | 4456365 |  | 0 | EIA Prime Mover-level Data | Estimated using an emission factor
2019 | TX | Canadian Breaks, LLC | 63030 | CBRKS | WT | OP | NA | WND |  | 303858 |  | 0 | EIA Prime Mover-level Data | Estimated using an emission factor
2019 | TX | Canyon | 791 | 1 | HY | OP | NA | WAT |  | 56095.5 |  | 1.5381e-07 | EIA Prime Mover-level Data | NEI avg EF - PM, fuel type, firing type
2019 | TX | Canyon | 791 | 2 | HY | OP | NA | WAT |  | 56095.5 |  | 1.5381e-07 | EIA Prime Mover-level Data | NEI avg EF - PM, fuel type, firing type
2019 | TX | Canyon Wind Project, LLC | 60271 | WT1 | WT | P | NA | WND
2019 | TX | Capricorn Ridge Wind LLC | 56763 | 1 | WT | OP | NA | WND |  | 4495818 |  | 0 | EIA Prime Mover-level Data | Estimated using an emission factor
2019 | TX | Capricorn Ridge Wind LLC | 56763 | 2 | WT | OP | NA | WND |  | 6450522 |  | 0 | EIA Prime Mover-level Data | Estimated using an emission factor
2019 | TX | Capricorn Ridge Wind LLC | 56763 | 3 | WT | OP | NA | WND |  | 5593459 |  | 0 | EIA Prime Mover-level Data | Estimated using an emission factor
2019 | TX | Capricorn Ridge Wind LLC | 56763 | 4 | WT | OP | NA | WND |  | 3383141 |  | 0 | EIA Prime Mover-level Data | Estimated using an emission factor
2019 | TX | Cascade Solar (TX) | 61875 | GEN1 | PV | OP | NA | SUN |  | 115111 |  | 0 | EIA Prime Mover-level Data | Estimated using an emission factor
2019 | TX | Castle Gap Solar Hybrid | 60123 | BAT1 | BA | OP | NA | MWH |  | 0 |  |  | EIA Prime Mover-level Data
2019 | TX | Castle Gap Solar Hybrid | 60123 | CGAP | PV | OP | NA | SUN |  | 3876960 |  | 0 | EIA Prime Mover-level Data | Estimated using an emission factor
2019 | TX | CED Crane Solar | 63519 | CRN1 | PV | L | NA | SUN
2019 | TX | Cedro Hill Wind LLC | 57260 | 1 | WT | OP | NA | WND |  | 4358411 |  | 0 | EIA Prime Mover-level Data | Estimated using an emission factor
2019 | TX | Celanese | 7678 | 1 | OT | RE | NA | OTH
2019 | TX | Celanese | 7678 | 2 | ST | RE | NA | PUR
2019 | TX | Central Utility Plant | 10184 | EG1 | IC | OP | NA | NG |  | 85965 | 0.018139 | 0.000422 | EIA Prime Mover-level Data | Estimated using an emission factor
2019 | TX | Central Utility Plant | 10184 | EG2 | IC | OP | NA | NG |  | 85965 | 0.018139 | 0.000422 | EIA Prime Mover-level Data | Estimated using an emission factor
2019 | TX | Central Utility Plant | 10184 | TG1 | ST | OP | NA | NG |  |  |  | 0.0080534
2019 | TX | Central Utility Plant - Texas A&M | 58151 | B001 | CA | OP | NA | NG |  | 102061.8 | 0.021535 | 0.000422 | EIA Unit-level Data | Estimated using an emission factor
2019 | TX | Central Utility Plant - Texas A&M | 58151 | B012 | CA | SB | NA | NG |  | 336583.2 | 0.071019 | 0.000422 | EIA Unit-level Data | Estimated using an emission factor
2019 | TX | Central Utility Plant - Texas A&M | 58151 | GTG01 | CT |  | NA | NG |  | 1735029 | 4.9938 | 0.0057564 | EIA Unit-level Data | NEI avg EF - PM, fuel type
2019 | TX | CFB Power Plant | 56708 | H1101 | ST | OP | FLUIDIZED | NG |  | 5705457 | 14.3609 | 0.0050341 | EIA Unit-level Data | NEI avg EF - PM, fuel type, firing type
2019 | TX | CFB Power Plant | 56708 | H1201 | ST | OP | FLUIDIZED | NG |  | 6117668 | 15.3985 | 0.0050341 | EIA Unit-level Data | NEI avg EF - PM, fuel type, firing type
2019 | TX | Champion Wind Farm LLC | 56592 | CH1 | WT | OP | NA | WND |  | 3243907 |  | 0 | EIA Prime Mover-level Data | Estimated using an emission factor
2019 | TX | Changing Winds | 59243 | CHAN1 | WT | P | NA | WND
2019 | TX | Chapman Ranch Wind I | 59193 | CHA1 | WT | OP | NA | WND |  | 3719545 |  | 0 | EIA Prime Mover-level Data | Estimated using an emission factor
2019 | TX | Chisholm Grid Energy Storage System | 63737 | CHS01 | BA | L | NA | MWH
2019 | TX | Chisum | 61810 | GEN1 | PV | OP | NA | SUN |  | 141262 |  | 0 | EIA Prime Mover-level Data | Estimated using an emission factor
2019 | TX | Cirrus Wind 1 LLC | 58162 | CW | WT | OP | NA | WND |  | 831990 |  | 0 | EIA Prime Mover-level Data | Estimated using an emission factor
2019 | TX | Clear Springs Energy Center | 59615 | CTG-1 | GT | IP | NA | NG
2019 | TX | Clear Springs Energy Center | 59615 | CTG-2 | GT | IP | NA | NG
2019 | TX | Clear Springs Energy Center | 59615 | CTG-3 | GT | IP | NA | NG
2019 | TX | Coastal Plains | 55554 | UNT1 | IC | RE | NA | LFG |  |  |  | 0.0147
2019 | TX | Coastal Plains | 55554 | UNT2 | IC | RE | NA | LFG |  |  |  | 0.0147
2019 | TX | Coastal Plains | 55554 | UNT3 | IC | RE | NA | LFG |  |  |  | 0.0147
2019 | TX | Coastal Plains | 55554 | UNT4 | IC | RE | NA | LFG |  |  |  | 0.0147
2019 | TX | Colbeck's Corner, LLC | 59068 | GVII | WT | OP | NA | WND |  | 7512804 |  | 0 | EIA Prime Mover-level Data | Estimated using an emission factor
2019 | TX | Comanche Peak | 6145 | 1 | ST | OP | NA | NUC |  | 98584760 |  | 0 | EIA Prime Mover-level Data | Estimated using an emission factor
2019 | TX | Comanche Peak | 6145 | 2 | ST | OP | NA | NUC |  | 102987500 |  | 0 | EIA Prime Mover-level Data | Estimated using an emission factor
2019 | TX | Commerce ESS | 62609 | BA1 | BA | OP | NA | MWH |  | 0 |  |  | EIA Prime Mover-level Data
2019 | TX | Commerce Solar | 62610 | PV1 | PV | OP | NA | SUN |  | 14113 |  | 0 | EIA Prime Mover-level Data | Estimated using an emission factor
2019 | TX | Cone Renewable Energy Project, LLC | 60272 | WT1 | WT | P | NA | WND
2019 | TX | Coniglio Solar | 62772 | BTCON | PV | P | NA | SUN
2019 | TX | Conroe | 55555 | UNT1 | IC | RE | NA | LFG
2019 | TX | Conroe | 55555 | UNT2 | IC | RE | NA | LFG
2019 | TX | Conroe | 55555 | UNT3 | IC | RE | NA | LFG
2019 | TX | Corpus Christi | 50475 | GEN1 | GT | OP | NA | NG |  | 2802991 | 7.685 | 0.0054834 | EIA Prime Mover-level Data | NEI avg EF - PM, fuel type, firing type
2019 | TX | Corpus Refinery | 50026 | FR6 | GT | OP | NA | NG |  | 3311376 | 9.0788 | 0.0054834 | EIA Prime Mover-level Data | NEI avg EF - PM, fuel type, firing type
2019 | TX | CoServ Community Solar Station | 60427 | CSS1 | PV | OP | NA | SUN |  | 33015 |  | 0 | EIA Prime Mover-level Data | Estimated using an emission factor
2019 | TX | Cotton Plains Wind Farm | 60210 | CPWF | WT | OP | NA | WND |  | 1763171 |  | 0 | EIA Prime Mover-level Data | Estimated using an emission factor
2019 | TX | Covel Gardens Gas Recovery | 56864 | 1 | IC | OP | NA | LFG |  | 112479.8 | 0.82673 | 0.0147 | EIA Prime Mover-level Data | Estimated using an emission factor
2019 | TX | Covel Gardens Gas Recovery | 56864 | 2 | IC | OP | NA | LFG |  | 112479.8 | 0.82673 | 0.0147 | EIA Prime Mover-level Data | Estimated using an emission factor
2019 | TX | Covel Gardens Gas Recovery | 56864 | 3 | IC | OP | NA | LFG |  | 112479.8 | 0.82673 | 0.0147 | EIA Prime Mover-level Data | Estimated using an emission factor
2019 | TX | Covel Gardens Gas Recovery | 56864 | 4 | IC | OP | NA | LFG |  | 112479.8 | 0.82673 | 0.0147 | EIA Prime Mover-level Data | Estimated using an emission factor
2019 | TX | Covel Gardens Gas Recovery | 56864 | 5 | IC | OP | NA | LFG |  | 112479.8 | 0.82673 | 0.0147 | EIA Prime Mover-level Data | Estimated using an emission factor
2019 | TX | Covel Gardens Gas Recovery | 56864 | 6 | IC | OP | NA | LFG |  | 112479.8 | 0.82673 | 0.0147 | EIA Prime Mover-level Data | Estimated using an emission factor
2019 | TX | Coyote Wind LLC | 63655 | COY | WT | U | NA | WND
2019 | TX | CPS 1 Community Solar | 60472 | CPS1 | PV | OP | NA | SUN |  | 17550 |  | 0 | EIA Prime Mover-level Data | Estimated using an emission factor
2019 | TX | Cranell Wind Farm LLC | 62416 | WT1 | WT | V | NA | WND
2019 | TX | Crosby County Wind Farm, LLC | 60273 | WT1 | WT | P | NA | WND
2019 | TX | Decker Creek | 3548 | PV3 | PV | RE | NA | SUN
2019 | TX | Deer Park Plant | 50471 | GEN1 | CA | RE | NA | NG
2019 | TX | Deer Park Plant | 50471 | GEN2 | CA | RE | NA | NG
2019 | TX | Deer Park Plant | 50471 | GEN3 | CA | RE | NA | NG
2019 | TX | Deer Park Plant | 50471 | GEN4 | CT | RE | NA | NG
2019 | TX | Delilah Solar Energy II LLC | 63884 | GEN1 | PV | U | NA | SUN
2019 | TX | Delilah Solar Energy III LLC | 63885 | GEN1 | PV | U | NA | SUN
2019 | TX | Delilah Solar Energy LLC | 63194 | GEN1 | PV | U | NA | SUN
2019 | TX | Denison | 6416 | 1 | HY | OP | NA | WAT |  | 1111175 |  | 1.5381e-07 | EIA Prime Mover-level Data | NEI avg EF - PM, fuel type, firing type
2019 | TX | Denison | 6416 | 2 | HY | OP | NA | WAT |  | 1111175 |  | 1.5381e-07 | EIA Prime Mover-level Data | NEI avg EF - PM, fuel type, firing type
2019 | TX | Denton Energy Center | 61643 | DEC1 | IC | OP | NA | NG |  | 163228.8 | 0.034441 | 0.000422 | EIA Prime Mover-level Data | Estimated using an emission factor
2019 | TX | Denton Energy Center | 61643 | DEC2 | IC | OP | NA | NG |  | 163228.8 | 0.034441 | 0.000422 | EIA Prime Mover-level Data | Estimated using an emission factor
2019 | TX | Denton Energy Center | 61643 | DEC3 | IC | OP | NA | NG |  | 163228.8 | 0.034441 | 0.000422 | EIA Prime Mover-level Data | Estimated using an emission factor
2019 | TX | Denton Energy Center | 61643 | DEC4 | IC | OP | NA | NG |  | 163228.8 | 0.034441 | 0.000422 | EIA Prime Mover-level Data | Estimated using an emission factor
2019 | TX | Denton Energy Center | 61643 | DEC5 | IC | OP | NA | NG |  | 163228.8 | 0.034441 | 0.000422 | EIA Prime Mover-level Data | Estimated using an emission factor
2019 | TX | Denton Energy Center | 61643 | DEC6 | IC | OP | NA | NG |  | 163228.8 | 0.034441 | 0.000422 | EIA Prime Mover-level Data | Estimated using an emission factor
2019 | TX | Denton Energy Center | 61643 | DEC7 | IC | OP | NA | NG |  | 163228.8 | 0.034441 | 0.000422 | EIA Prime Mover-level Data | Estimated using an emission factor
2019 | TX | Denton Energy Center | 61643 | DEC8 | IC | OP | NA | NG |  | 163228.8 | 0.034441 | 0.000422 | EIA Prime Mover-level Data | Estimated using an emission factor
2019 | TX | Denton Energy Center | 61643 | DEC9 | IC | OP | NA | NG |  | 163228.8 | 0.034441 | 0.000422 | EIA Prime Mover-level Data | Estimated using an emission factor
2019 | TX | Denton Energy Center | 61643 | DEC10 | IC | OP | NA | NG |  | 163228.8 | 0.034441 | 0.000422 | EIA Prime Mover-level Data | Estimated using an emission factor
2019 | TX | Denton Energy Center | 61643 | DEC11 | IC | OP | NA | NG |  | 163228.8 | 0.034441 | 0.000422 | EIA Prime Mover-level Data | Estimated using an emission factor
2019 | TX | Denton Energy Center | 61643 | DEC12 | IC | OP | NA | NG |  | 163228.8 | 0.034441 | 0.000422 | EIA Prime Mover-level Data | Estimated using an emission factor
2019 | TX | Denton Power LLC | 57071 | 1 | IC | OP | NA | LFG |  | 129130 | 0.94911 | 0.0147 | EIA Prime Mover-level Data | Estimated using an emission factor
2019 | TX | Dermott Wind | 60902 | DERM | WT | OP | NA | WND |  | 8815824 |  | 0 | EIA Prime Mover-level Data | Estimated using an emission factor
2019 | TX | Desert Sky | 55992 | 1 | WT | OP | NA | WND |  | 4707295 |  | 0 | EIA Prime Mover-level Data | Estimated using an emission factor
2019 | TX | DeWind Frisco | 57517 | FRISC | WT | OS | NA | WND
2019 | TX | DFW Gas Recovery | 50569 | GEN1 | GT | OP | NA | LFG |  | 342662.5 | 3.7008 | 0.0216 | EIA Prime Mover-level Data | Estimated using an emission factor
2019 | TX | DFW Gas Recovery | 50569 | GEN2 | GT | OP | NA | LFG |  | 342662.5 | 3.7008 | 0.0216 | EIA Prime Mover-level Data | Estimated using an emission factor
2019 | TX | DFW Gas Recovery | 50569 | GEN3 | IC | OP | NA | LFG |  | 126608.3 | 0.93057 | 0.0147 | EIA Prime Mover-level Data | Estimated using an emission factor
2019 | TX | DFW Gas Recovery | 50569 | GEN4 | IC | OP | NA | LFG |  | 126608.3 | 0.93057 | 0.0147 | EIA Prime Mover-level Data | Estimated using an emission factor
2019 | TX | DFW Gas Recovery | 50569 | GEN5 | IC | OP | NA | LFG |  | 126608.3 | 0.93057 | 0.0147 | EIA Prime Mover-level Data | Estimated using an emission factor
2019 | TX | DFW Gas Recovery | 50569 | GEN6 | IC | OP | NA | LFG |  | 126608.3 | 0.93057 | 0.0147 | EIA Prime Mover-level Data | Estimated using an emission factor
2019 | TX | Domain Integrated Energy System | 56373 | DOMG1 | GT | RE | NA | NG
2019 | TX | Dunlap TP 1 | 3582 | 1 | HY | OS | NA | WAT |  | 26597 |  | 1.5381e-07 | EIA Prime Mover-level Data | NEI avg EF - PM, fuel type, firing type
2019 | TX | Dunlap TP 1 | 3582 | 2 | HY | OS | NA | WAT |  | 26597 |  | 1.5381e-07 | EIA Prime Mover-level Data | NEI avg EF - PM, fuel type, firing type
2019 | TX | Eagle Mountain | 3489 | 1 | ST | RE | WALL | NG
2019 | TX | Eagle Mountain | 3489 | 2 | ST | RE | WALL | NG
2019 | TX | Eagle Mountain | 3489 | 3 | ST | RE | WALL | NG
2019 | TX | Eagle Mountain | 3489 | CT1 | CT | CN | NA | NG
2019 | TX | Eagle Mountain | 3489 | CT2 | CT | CN | NA | NG
2019 | TX | Eagle Mountain | 3489 | ST1 | CA | CN | NA | NG
2019 | TX | Eagle Pass | 3437 | 1 | HY | OP | NA | WAT |  | 118753.3 |  | 1.5381e-07 | EIA Prime Mover-level Data | NEI avg EF - PM, fuel type, firing type
2019 | TX | Eagle Pass | 3437 | 2 | HY | OP | NA | WAT |  | 118753.3 |  | 1.5381e-07 | EIA Prime Mover-level Data | NEI avg EF - PM, fuel type, firing type
2019 | TX | Eagle Pass | 3437 | 3 | HY | OP | NA | WAT |  | 118753.3 |  | 1.5381e-07 | EIA Prime Mover-level Data | NEI avg EF - PM, fuel type, firing type
2019 | TX | East Blackland Solar Project 1 | 57659 | PSF | PV | L | NA | SUN
2019 | TX | East Pecos Solar | 60436 | 1 | PV | OP | NA | SUN |  | 2590966 |  | 0 | EIA Prime Mover-level Data | Estimated using an emission factor
2019 | TX | Easter | 59971 | ESTR1 | WT | P | NA | WND
2019 | TX | Eddy II | 61874 | GEN1 | PV | OP | NA | SUN |  | 163158 |  | 0 | EIA Prime Mover-level Data | Estimated using an emission factor
2019 | TX | Edmondson Ranch Wind, LLC | 63890 | ERWE | WT | L | NA | WND
2019 | TX | EG178 Facility | 56233 | CT02 | CT |  | NA | NG |  | 2832465 | 8.1524 | 0.0057564 | EIA Unit-level Data | NEI avg EF - PM, fuel type
2019 | TX | EG178 Facility | 56233 | CTG1 | CT |  | NA | NG |  | 3083399 | 8.8747 | 0.0057564 | EIA Unit-level Data | NEI avg EF - PM, fuel type
2019 | TX | EG178 Facility | 56233 | HRSG A | CA | OP | NA | NG |  | 0 | 0 | 0.000422 | EIA Unit-level Data | Estimated using an emission factor
2019 | TX | EG178 Facility | 56233 | HRSG B | CA | OP | NA | NG |  | 0 | 0 | 0.000422 | EIA Unit-level Data | Estimated using an emission factor
2019 | TX | El Campo Wind | 62765 | CAMPO | WT | U | NA | WND
2019 | TX | Elbow Creek Wind Project LLC | 56783 | 1 | WT | OP | NA | WND |  | 2323523 |  | 0 | EIA Prime Mover-level Data | Estimated using an emission factor
2019 | TX | Electra Wind Farm | 60338 | EWF | WT | OP | NA | WND |  | 8346903 |  | 0 | EIA Prime Mover-level Data | Estimated using an emission factor
2019 | TX | Elk Station | 58835 | ELK1 | GT | OP | NA | NG |  | 3836265 | 10.5179 | 0.0054834 | EIA Prime Mover-level Data | NEI avg EF - PM, fuel type, firing type
2019 | TX | Elk Station | 58835 | ELK2 | GT | OP | NA | NG |  | 3836265 | 10.5179 | 0.0054834 | EIA Prime Mover-level Data | NEI avg EF - PM, fuel type, firing type
2019 | TX | Elk Station | 58835 | ELK3 | GT | OP | NA | NG |  | 3836265 | 10.5179 | 0.0054834 | EIA Prime Mover-level Data | NEI avg EF - PM, fuel type, firing type
2019 | TX | Elm Branch Solar 1 | 63764 | TXEB1 | PV | P | NA | SUN
2019 | TX | Emerald Grove | 63233 | UNIT1 | PV | L | NA | SUN
2019 | TX | ENGIE Long Draw Solar LLC | 62845 | SP1 | PV | U | NA | SUN
2019 | TX | Engineered Carbons Borger Cogen | 10072 | WHBOIL | ST | OP | NA | PRG |  | 1627416 | 46.82 | 0.057539 | EIA Unit-level Data | NEI avg EF - PM, fuel type
2019 | TX | Engineered Carbons Echo Cogeneration | 10187 | GEN1 | ST | OS | NA | OG |  |  |  | 0.018006
2019 | TX | Enterprise Products Operating | 10261 | GEN1 | GT | RE | NA | NG |  | 207197.7 | 0.56807 | 0.0054834 | EIA Prime Mover-level Data | NEI avg EF - PM, fuel type, firing type
2019 | TX | Enterprise Products Operating | 10261 | GEN2 | GT | RE | NA | NG |  | 207197.7 | 0.56807 | 0.0054834 | EIA Prime Mover-level Data | NEI avg EF - PM, fuel type, firing type
2019 | TX | Enterprise Products Operating | 10261 | GEN3 | GT | OP | NA | NG |  | 281788.8 | 0.77258 | 0.0054834 | EIA Prime Mover-level Data | NEI avg EF - PM, fuel type, firing type
2019 | TX | Enterprise Products Operating | 10261 | GEN4 | GT | OP | NA | NG |  | 281788.8 | 0.77258 | 0.0054834 | EIA Prime Mover-level Data | NEI avg EF - PM, fuel type, firing type
2019 | TX | Enterprise Products Operating | 10261 | GEN5 | GT | OP | NA | NG |  | 281788.8 | 0.77258 | 0.0054834 | EIA Prime Mover-level Data | NEI avg EF - PM, fuel type, firing type
2019 | TX | Enterprise Products Operating | 10261 | GEN6 | GT | OP | NA | NG |  | 290076.7 | 0.7953 | 0.0054834 | EIA Prime Mover-level Data | NEI avg EF - PM, fuel type, firing type
2019 | TX | Enterprise Products Operating | 10261 | GEN7 | GT | OP | NA | NG |  | 290076.7 | 0.7953 | 0.0054834 | EIA Prime Mover-level Data | NEI avg EF - PM, fuel type, firing type
2019 | TX | Enterprise Products Operating | 10261 | GEN8 | GT | OP | NA | NG |  | 290076.7 | 0.7953 | 0.0054834 | EIA Prime Mover-level Data | NEI avg EF - PM, fuel type, firing type
2019 | TX | ETT Presidio NaS Battery | 60506 | BOB | BA | OP | NA | MWH |  | 0 |  |  | EIA Prime Mover-level Data
2019 | TX | E-Volve Energy Holdings LLC | 61493 | SEALY | PV | OP | NA | SUN |  | 14346 |  | 0 | EIA Prime Mover-level Data | Estimated using an emission factor
2019 | TX | ExxonMobil Baytown Refinery | 10436 | GT35 | GT | RE | NA | NG
2019 | TX | ExxonMobil Baytown Refinery | 10436 | GT36 | GT | RE | NA | NG
2019 | TX | ExxonMobil Baytown Refinery | 10436 | GT37 | GT | RE | NA | NG
2019 | TX | ExxonMobil Baytown Refinery | 10436 | GT38 | GT | OP | NA | NG |  | 3297090 | 9.0396 | 0.0054834 | EIA Prime Mover-level Data | NEI avg EF - PM, fuel type, firing type
2019 | TX | ExxonMobil Baytown Refinery | 10436 | GT41 | GT | OP | NA | NG |  | 2186016 | 5.9934 | 0.0054834 | EIA Prime Mover-level Data | NEI avg EF - PM, fuel type, firing type
2019 | TX | ExxonMobil Baytown Refinery | 10436 | GT42 | GT | OP | NA | NG |  | 2186016 | 5.9934 | 0.0054834 | EIA Prime Mover-level Data | NEI avg EF - PM, fuel type, firing type
2019 | TX | ExxonMobil Baytown Refinery | 10436 | GT43 | GT | OP | NA | NG |  | 2186016 | 5.9934 | 0.0054834 | EIA Prime Mover-level Data | NEI avg EF - PM, fuel type, firing type
2019 | TX | ExxonMobil Baytown Refinery | 10436 | GT44 | GT | OP | NA | NG |  | 2186016 | 5.9934 | 0.0054834 | EIA Prime Mover-level Data | NEI avg EF - PM, fuel type, firing type
2019 | TX | ExxonMobil Baytown Refinery | 10436 | GT45 | GT | OP | NA | NG |  | 3297090 | 9.0396 | 0.0054834 | EIA Prime Mover-level Data | NEI avg EF - PM, fuel type, firing type
2019 | TX | ExxonMobil Baytown Refinery | 10436 | ST33 | ST | RE | NA | NG
2019 | TX | ExxonMobil Baytown Refinery | 10436 | ST34 | ST | OP | NA | WH
2019 | TX | ExxonMobil Baytown Turbine | 10692 | GEN1 | GT | OP | NA | NG |  | 3479074 | 9.5386 | 0.0054834 | EIA Prime Mover-level Data | NEI avg EF - PM, fuel type, firing type
2019 | TX | ExxonMobil Baytown Turbine | 10692 | GEN2 | GT | OP | NA | NG |  | 3479074 | 9.5386 | 0.0054834 | EIA Prime Mover-level Data | NEI avg EF - PM, fuel type, firing type
2019 | TX | ExxonMobil Baytown Turbine | 10692 | GEN3 | GT | OP | NA | NG |  | 3479074 | 9.5386 | 0.0054834 | EIA Prime Mover-level Data | NEI avg EF - PM, fuel type, firing type
2019 | TX | ExxonMobil Baytown Turbine | 10692 | GEN4 | GT | OP | NA | NG |  | 8667013 | 23.7623 | 0.0054834 | EIA Prime Mover-level Data | NEI avg EF - PM, fuel type, firing type
2019 | TX | ExxonMobil Baytown Turbine | 10692 | GEN5 | GT | OP | NA | NG |  | 14354470 | 39.3556 | 0.0054834 | EIA Prime Mover-level Data | NEI avg EF - PM, fuel type, firing type
2019 | TX | ExxonMobil Hawkins Gas Plant | 54962 | UN73 | IC | RE | NA | NG
2019 | TX | ExxonMobil Hawkins Gas Plant | 54962 | UN74 | IC | RE | NA | NG
2019 | TX | ExxonMobil Hawkins Gas Plant | 54962 | UN75 | IC | RE | NA | NG
2019 | TX | ExxonMobil Hawkins Gas Plant | 54962 | UN76 | IC | RE | NA | NG
2019 | TX | ExxonMobil Hawkins Gas Plant | 54962 | UN77 | IC | RE | NA | NG
2019 | TX | ExxonMobil Hawkins Gas Plant | 54962 | UN78 | IC | RE | NA | NG
2019 | TX | ExxonMobil Hawkins Gas Plant | 54962 | UN79 | IC | RE | NA | NG
2019 | TX | Falcon Dam & Power | 6410 | 1 | HY | OP | NA | WAT |  | 185530 |  | 1.5381e-07 | EIA Prime Mover-level Data | NEI avg EF - PM, fuel type, firing type
2019 | TX | Falcon Dam & Power | 6410 | 2 | HY | OP | NA | WAT |  | 185530 |  | 1.5381e-07 | EIA Prime Mover-level Data | NEI avg EF - PM, fuel type, firing type
2019 | TX | Falcon Dam & Power | 6410 | 3 | HY | OP | NA | WAT |  | 185530 |  | 1.5381e-07 | EIA Prime Mover-level Data | NEI avg EF - PM, fuel type, firing type
2019 | TX | Farmers Branch Renewable Energy Facility | 57165 | GEN1 | IC | OP | NA | LFG |  | 149376.5 | 1.0979 | 0.0147 | EIA Prime Mover-level Data | Estimated using an emission factor
2019 | TX | Farmers Branch Renewable Energy Facility | 57165 | GEN2 | IC | OP | NA | LFG |  | 149376.5 | 1.0979 | 0.0147 | EIA Prime Mover-level Data | Estimated using an emission factor
2019 | TX | FGE Texas I | 58931 | CA1 | CA | T | NA | NG
2019 | TX | FGE Texas I | 58931 | GT1 | CT | T | NA | NG
2019 | TX | FGE Texas I | 58931 | GT2 | CT | T | NA | NG
2019 | TX | FGE Texas II | 58930 | CA1 | CA | T | NA | NG
2019 | TX | FGE Texas II | 58930 | GT1 | CT | T | NA | NG
2019 | TX | FGE Texas II | 58930 | GT2 | CT | T | NA | NG
2019 | TX | Fighting Jays Solar Project | 62945 | FJSOL | PV | L | NA | SUN
2019 | TX | Filet Wind (5) LLC | 56561 | JDW5 | WT | OP | NA | WND |  | 91236 |  | 0 | EIA Prime Mover-level Data | Estimated using an emission factor
2019 | TX | Flat Iron Wind (7) LLC | 56839 | 1 | WT | OP | NA | WND |  | 189121 |  | 0 | EIA Prime Mover-level Data | Estimated using an emission factor
2019 | TX | Flat Top Wind I | 61212 | FTWI | WT | OP | NA | WND |  | 7842947 |  | 0 | EIA Prime Mover-level Data | Estimated using an emission factor
2019 | TX | Fluvanna | 59245 | FLUV1 | WT | OP | NA | WND |  | 5698052 |  | 0 | EIA Prime Mover-level Data | Estimated using an emission factor
2019 | TX | Foard City Wind | 61402 | FOARD | WT | OP | NA | WND |  | 3442171 |  | 0 | EIA Prime Mover-level Data | Estimated using an emission factor
2019 | TX | Forest Creek Wind Farm LLC | 56394 | 1 | WT | OP | NA | WND |  | 2989803 |  | 0 | EIA Prime Mover-level Data | Estimated using an emission factor
2019 | TX | Formosa Utility Venture Ltd | 10554 | 3ST1 | CA | V | NA | NG
2019 | TX | Formosa Utility Venture Ltd | 10554 | 3TBG1 | CT | V | NA | NG
2019 | TX | Formosa Utility Venture Ltd | 10554 | 3TBG2 | CT | V | NA | NG
2019 | TX | Formosa Utility Venture Ltd | 10554 | BO3 | CT |  | NA | NG |  | 2685120 | 7.7284 | 0.0057564 | EIA Unit-level Data | NEI avg EF - PM, fuel type
2019 | TX | Formosa Utility Venture Ltd | 10554 | TBG1 | CT |  | NA | NG |  | 3355203 | 9.657 | 0.0057564 | EIA Unit-level Data | NEI avg EF - PM, fuel type
2019 | TX | Formosa Utility Venture Ltd | 10554 | TBG2 | CT |  | NA | NG |  | 3419126 | 9.841 | 0.0057564 | EIA Unit-level Data | NEI avg EF - PM, fuel type
2019 | TX | Formosa Utility Venture Ltd | 10554 | TBG3 | CT |  | NA | NG |  | 3903650 | 11.2355 | 0.0057564 | EIA Unit-level Data | NEI avg EF - PM, fuel type
2019 | TX | Formosa Utility Venture Ltd | 10554 | TBG4 | CT |  | NA | NG |  | 4520902 | 13.0121 | 0.0057564 | EIA Unit-level Data | NEI avg EF - PM, fuel type
2019 | TX | Formosa Utility Venture Ltd | 10554 | TBG5 | CT |  | NA | NG |  | 4419712 | 12.7209 | 0.0057564 | EIA Unit-level Data | NEI avg EF - PM, fuel type
2019 | TX | Formosa Utility Venture Ltd | 10554 | TBG6 | CT |  | NA | NG |  | 3714905 | 10.6923 | 0.0057564 | EIA Unit-level Data | NEI avg EF - PM, fuel type
2019 | TX | Formosa Utility Venture Ltd | 10554 | THB-10 | CA | OP | DUCTBURNER | OG |  | 444970.8 | 0.093889 | 0.000422 | EIA Unit-level Data | Estimated using an emission factor
2019 | TX | Formosa Utility Venture Ltd | 10554 | THB-20 | CA | OP | DUCTBURNER | OG |  | 505593.9 | 0.10668 | 0.000422 | EIA Unit-level Data | Estimated using an emission factor
2019 | TX | Formosa Utility Venture Ltd | 10554 | THB-30 | CA | OP | DUCTBURNER | OG |  | 433982.7 | 0.09157 | 0.000422 | EIA Unit-level Data | Estimated using an emission factor
2019 | TX | Formosa Utility Venture Ltd | 10554 | THB-40 | CA | OP | DUCTBURNER | OG |  | 354948.7 | 0.074894 | 0.000422 | EIA Unit-level Data | Estimated using an emission factor
2019 | TX | Formosa Utility Venture Ltd | 10554 | THB-50 | CA | OP | DUCTBURNER | OG |  | 503915.8 | 0.10633 | 0.000422 | EIA Unit-level Data | Estimated using an emission factor
2019 | TX | Formosa Utility Venture Ltd | 10554 | THB-60 | CA | OP | OTHER BOILER | OG |  | 0 | 0 | 0.000422 | EIA Unit-level Data | NEI avg EF - PM, fuel type
2019 | TX | Fort Bliss (DEA EPIC) | 61887 | DEPIC | PV | OP | NA | SUN |  | 38268 |  | 0 | EIA Prime Mover-level Data | Estimated using an emission factor
2019 | TX | Freeport Energy | 52120 | G-31 | CA | RE | NA | NG
2019 | TX | Freeport Energy | 52120 | G-32 | CA | RE | NA | NG
2019 | TX | Freeport Energy | 52120 | G-33 | CA | RE | NA | NG
2019 | TX | Freeport Energy | 52120 | G-35 | CT | RE | NA | NG
2019 | TX | Freeport Energy | 52120 | G-36 | CT | RE | NA | NG
2019 | TX | Freeport Energy | 52120 | G-37 | GT | OP | NA | NG |  | 5962807 | 16.3482 | 0.0054834 | EIA Prime Mover-level Data | NEI avg EF - PM, fuel type, firing type
2019 | TX | Freeport Energy | 52120 | G-41 | CA | RE | NA | NG
2019 | TX | Freeport Energy | 52120 | G-42 | CA | RE | NA | NG
2019 | TX | Freeport Energy | 52120 | G-45 | CT | RE | NA | NG
2019 | TX | Freeport Energy | 52120 | G-61 | CT |  | NA | NG |  | 4367912 | 12.5718 | 0.0057564 | EIA Unit-level Data | NEI avg EF - PM, fuel type
2019 | TX | Freeport Energy | 52120 | G-62 | CT | RE | NA | NG
2019 | TX | Freeport Energy | 52120 | G-63 | CT |  | NA | NG |  | 7135552 | 20.5376 | 0.0057564 | EIA Unit-level Data | NEI avg EF - PM, fuel type
2019 | TX | Freeport Energy | 52120 | G64 | CA | OP | OTHER BOILER | NG |  | 0 | 0 | 0.0010092 | EIA Unit-level Data | NEI avg EF - PM, fuel type
2019 | TX | Freeport Energy | 52120 | G65 | CA | OP | OTHER BOILER | NG |  | 0 | 0 | 0.0010092 | EIA Unit-level Data | NEI avg EF - PM, fuel type
2019 | TX | Freeport Energy | 52120 | G-66 | CT |  | NA | NG |  | 9544612 | 27.4714 | 0.0057564 | EIA Unit-level Data | NEI avg EF - PM, fuel type
2019 | TX | Freeport Energy | 52120 | G-67 | CT |  | NA | NG |  | 6690528 | 19.2568 | 0.0057564 | EIA Unit-level Data | NEI avg EF - PM, fuel type
2019 | TX | Freeport Energy Center | 56152 | CTG1 | CT |  | NA | NG |  | 9329476 | 26.8522 | 0.0057564 | EIA Unit-level Data | NEI avg EF - PM, fuel type
2019 | TX | Freeport Energy Center | 56152 | CTG2 | CT | IP | NA | NG
2019 | TX | Freeport Energy Center | 56152 | HRSG9 | CA | OP | NA | NG |  | 0 | 0 | 0.0017814 | EIA Unit-level Data | NEI avg EF - PM, fuel type, firing type
2019 | TX | Freeport LP Pretreatment Facility | 59145 | 65GTG | GT | OP | NA | NG |  | 1622694 | 4.4489 | 0.0054834 | EIA Prime Mover-level Data | NEI avg EF - PM, fuel type, firing type
2019 | TX | G.S.E. One LLC | 62505 | 1 | PV | P | NA | SUN
2019 | TX | Gaines County | 60697 | GC-1 | GT | IP | NA | NG
2019 | TX | Galloway 1 Solar Farm | 61920 | GSM01 | PV | T | NA | SUN
2019 | TX | Galloway 2 Solar Farm | 63343 | GS2SF | PV | P | NA | SUN
2019 | TX | GE-Lubbock | 62642 | GE-P2 | WT | OP | NA | WND |  | 20.283 |  | 0 | EIA Prime Mover-level Data | Estimated using an emission factor
2019 | TX | GE-Lubbock | 62642 | GE-P3 | WT | OP | NA | WND |  | 22.717 |  | 0 | EIA Prime Mover-level Data | Estimated using an emission factor
2019 | TX | Gerdau | 63797 | GER01 | PV | P | NA | SUN
2019 | TX | Goat Wind LP | 56754 | 1 | WT | OP | NA | WND |  | 1918244 |  | 0 | EIA Prime Mover-level Data | Estimated using an emission factor
2019 | TX | Goat Wind LP | 56754 | 2 | WT | OP | NA | WND |  | 1668873 |  | 0 | EIA Prime Mover-level Data | Estimated using an emission factor
2019 | TX | Golden Spread Panhandle Wnd Rch | 57866 | PWR | WT | OP | NA | WND |  | 2275123 |  | 0 | EIA Prime Mover-level Data | Estimated using an emission factor
2019 | TX | Goldthwaite Wind Energy Facility | 58321 | 1 | WT | OP | NA | WND |  | 4850275 |  | 0 | EIA Prime Mover-level Data | Estimated using an emission factor
2019 | TX | Gonzales Hydro Plant | 7394 | 1 | HY | OS | NA | WAT |  |  |  | 1.5381e-07
2019 | TX | Gonzales Hydro Plant | 7394 | 2 | HY | OS | NA | WAT |  |  |  | 1.5381e-07
2019 | TX | Gonzales Hydro Plant | 7394 | 3 | HY | OS | NA | WAT |  |  |  | 1.5381e-07
2019 | TX | Goodnight | 59246 | GOOD1 | WT | U | NA | WND
2019 | TX | Goodyear Beaumont Chemical Plant | 54321 | 2N80 | GT | OP | NA | NG |  | 539270 | 1.4785 | 0.0054834 | EIA Prime Mover-level Data | NEI avg EF - PM, fuel type, firing type
2019 | TX | Goodyear Beaumont Chemical Plant | 54321 | 3B101 | ST | OP | NA | NG |  | 404674.9 | 1.6293 | 0.0080524 | EIA Unit-level Data | NEI avg EF - PM, fuel type
2019 | TX | Goodyear Beaumont Chemical Plant | 54321 | 3B102 | ST | OP | NA | NG |  | 740029.5 | 2.9795 | 0.0080524 | EIA Unit-level Data | NEI avg EF - PM, fuel type
2019 | TX | Goodyear Beaumont Chemical Plant | 54321 | 3B103 | ST | OP | NA | WO |  | 0 | 0 | 0 | EIA Unit-level Data
2019 | TX | Goodyear Beaumont Chemical Plant | 54321 | 3B104 | ST | OP | NA | NG |  | 1297083 | 5.2223 | 0.0080524 | EIA Unit-level Data | NEI avg EF - PM, fuel type
2019 | TX | Goodyear Beaumont Chemical Plant | 54321 | 3B105 | ST | OP | NA | NG |  | 682641.6 | 2.7485 | 0.0080524 | EIA Unit-level Data | NEI avg EF - PM, fuel type
2019 | TX | Goodyear Beaumont Chemical Plant | 54321 | 3B106 | ST | OP | NA | NG |  | 1412832 | 5.6884 | 0.0080524 | EIA Unit-level Data | NEI avg EF - PM, fuel type
2019 | TX | Goodyear Beaumont Chemical Plant | 54321 | 3B107 | ST | OP | NA | NG |  | 260396.1 | 1.0484 | 0.0080524 | EIA Unit-level Data | NEI avg EF - PM, fuel type
2019 | TX | Goodyear Beaumont Chemical Plant | 54321 | 3B108 | ST | OP | NA | NG |  | 1441603 | 5.8042 | 0.0080524 | EIA Unit-level Data | NEI avg EF - PM, fuel type
2019 | TX | Goodyear Beaumont Chemical Plant | 54321 | N802 | GT | OP | NA | NG |  | 539270 | 1.4785 | 0.0054834 | EIA Prime Mover-level Data | NEI avg EF - PM, fuel type, firing type
2019 | TX | Goodyear Beaumont Chemical Plant | 54321 | N803 | GT | OP | NA | NG |  | 539270 | 1.4785 | 0.0054834 | EIA Prime Mover-level Data | NEI avg EF - PM, fuel type, firing type
2019 | TX | Goodyear Beaumont Chemical Plant | 54321 | N804 | GT | OP | NA | NG |  | 539270 | 1.4785 | 0.0054834 | EIA Prime Mover-level Data | NEI avg EF - PM, fuel type, firing type
2019 | TX | Gopher Creek Wind Farm | 61417 | GCWF | WT | OP | NA | WND |  | 1873215 |  | 0 | EIA Prime Mover-level Data | Estimated using an emission factor
2019 | TX | Grandview Wind Farm III LLC | 59067 | GVIII | WT | CN | NA | WND
2019 | TX | Grandview Wind Farm, LLC | 58596 | GRVWI | WT | OP | NA | WND |  | 8016565 |  | 0 | EIA Prime Mover-level Data | Estimated using an emission factor
2019 | TX | Granite Shoals | 3597 | 1 | HY | OP | NA | WAT |  | 199671.5 |  | 1.5381e-07 | EIA Prime Mover-level Data | NEI avg EF - PM, fuel type, firing type
2019 | TX | Granite Shoals | 3597 | 2 | HY | OP | NA | WAT |  | 199671.5 |  | 1.5381e-07 | EIA Prime Mover-level Data | NEI avg EF - PM, fuel type, firing type
2019 | TX | Greasewood | 62804 | GREA1 | PV | U | NA | SUN
2019 | TX | Great Plains Windpark LLC | 56905 | 1 | WT | OP | NA | WND |  | 2475268 |  | 0 | EIA Prime Mover-level Data | Estimated using an emission factor
2019 | TX | Green Pastures Wind I | 59732 | GPI | WT | OP | NA | WND |  | 4850268 |  | 0 | EIA Prime Mover-level Data | Estimated using an emission factor
2019 | TX | Green Pastures Wind II | 59733 | GPII | WT | OP | NA | WND |  | 4625843 |  | 0 | EIA Prime Mover-level Data | Estimated using an emission factor
2019 | TX | Griffin Solar | 62953 | 1080 | PV | OP | NA | SUN |  | 5841 |  | 0 | EIA Prime Mover-level Data | Estimated using an emission factor
2019 | TX | Griffin Trail Wind | 62411 | GTWND | WT | P | NA | WND
2019 | TX | GRS Sunset Farms | 55588 | 1 | IC | RE | NA | LFG
2019 | TX | GRS Sunset Farms | 55588 | 2 | IC | RE | NA | LFG
2019 | TX | GRS Sunset Farms | 55588 | 3 | IC | RE | NA | LFG
2019 | TX | GRS Sunset Farms | 55588 | 4 | IC | RE | NA | LFG
2019 | TX | Gunsight Mountain Wind Energy LLC | 56776 | 1 | WT | OP | NA | WND |  | 4531666 |  | 0 | EIA Prime Mover-level Data | Estimated using an emission factor
2019 | TX | H 4 | 3583 | 1 | HY | OP | NA | WAT |  | 89378 |  | 1.5381e-07 | EIA Prime Mover-level Data | NEI avg EF - PM, fuel type, firing type
2019 | TX | H 5 | 3584 | 1 | HY | OS | NA | WAT |  |  |  | 1.5381e-07
2019 | TX | Hackberry Wind Farm | 56823 | HWFG1 | WT | OP | NA | WND |  | 4125071 |  | 0 | EIA Prime Mover-level Data | Estimated using an emission factor
2019 | TX | Hal C Weaver Power Plant | 50118 | B1 | CA | OP | NA | NG |  | 30301.69 | 0.0063937 | 0.000422 | EIA Unit-level Data | Estimated using an emission factor
2019 | TX | Hal C Weaver Power Plant | 50118 | B2 | CA | OP | NA | NG |  | 25662.21 | 0.0054147 | 0.000422 | EIA Unit-level Data | Estimated using an emission factor
2019 | TX | Hal C Weaver Power Plant | 50118 | B3 | CA | OP | NA | NG |  | 288994.3 | 0.060978 | 0.000422 | EIA Unit-level Data | Estimated using an emission factor
2019 | TX | Hal C Weaver Power Plant | 50118 | B7 | CA | OP | NA | NG |  | 544102 | 0.11481 | 0.000422 | EIA Unit-level Data | Estimated using an emission factor
2019 | TX | Hal C Weaver Power Plant | 50118 | GEN1 | ST | RE | NA | NG
2019 | TX | Hal C Weaver Power Plant | 50118 | GEN10 | CT |  | NA | NG |  | 1260610 | 3.6283 | 0.0057564 | EIA Unit-level Data | NEI avg EF - PM, fuel type
2019 | TX | Hal C Weaver Power Plant | 50118 | GEN2 | ST | RE | NA | NG
2019 | TX | Hal C Weaver Power Plant | 50118 | GEN3 | ST | RE | NA | NG
2019 | TX | Hal C Weaver Power Plant | 50118 | GEN6 | CT | RE | NA | NG
2019 | TX | Hal C Weaver Power Plant | 50118 | GEN8 | CT |  | NA | NG |  | 1684599 | 4.8486 | 0.0057564 | EIA Unit-level Data | NEI avg EF - PM, fuel type
2019 | TX | Hal C Weaver Power Plant | 50118 | HRSG10 | CA | OP | NA | NG |  | 119078.6 | 0.025126 | 0.000422 | EIA Unit-level Data | Estimated using an emission factor
2019 | TX | Hal C Weaver Power Plant | 50118 | HRSG8 | CA | OP | NA | DFO |  | 0 | 0 | 0.011 | EIA Unit-level Data | NEI avg EF - PM, fuel type, firing type
2019 | TX | Hale Community Wind Farm | 59247 | HALE1 | WT | OP | NA | WND |  | 8093701 |  | 0 | EIA Prime Mover-level Data | Estimated using an emission factor
2019 | TX | Hale Community Wind Farm | 59247 | HALE2 | WT | CN | NA | WND
2019 | TX | Hallmark | 63234 | UNIT1 | PV | L | NA | SUN
2019 | TX | Halyard Henderson Energy Center | 60268 | TBN1 | GT | P | NA | NG
2019 | TX | Halyard Henderson Energy Center | 60268 | TBN2 | GT | T | NA | NG
2019 | TX | Halyard Wharton Energy Center | 60221 | TBN1 | GT | P | NA | NG
2019 | TX | Halyard Wharton Energy Center | 60221 | TBN2 | GT | P | NA | NG
2019 | TX | Harbor Wind LLC | 58424 | 1 | WT | OA | NA | WND |  | 13132 |  | 0 | EIA Prime Mover-level Data | Estimated using an emission factor
2019 | TX | Heart of Texas Wind Project | 61032 | HTX | WT | U | NA | WND
2019 | TX | Helena Wind | 63738 | HEL | WT | L | NA | WND
2019 | TX | Hidalgo Wind Farm II | 62618 | WT | WT | V | NA | WND
2019 | TX | Hidalgo Wind Farm LLC | 57617 | GEN1 | WT | OP | NA | WND |  | 7520925 |  | 0 | EIA Prime Mover-level Data | Estimated using an emission factor
2019 | TX | High Lonesome Wind Power, LLC | 62562 | HILO | WT | V | NA | WND
2019 | TX | High Lonesome Wind Power, LLC | 62562 | HILO2 | WT | V | NA | WND
2019 | TX | High Plains | 56834 | 1 | WT | OP | NA | WND |  | 173610 |  | 0 | EIA Prime Mover-level Data | Estimated using an emission factor
2019 | TX | Highway 56 Solar | 61409 | GEN1 | PV | OP | NA | SUN |  | 85959 |  | 0 | EIA Prime Mover-level Data | Estimated using an emission factor
2019 | TX | Hill County Generation Facility | 60194 | CT1 | GT | CN | NA | NG
2019 | TX | Hill County Generation Facility | 60194 | CT2 | GT | CN | NA | NG
2019 | TX | Hill County Generation Facility | 60194 | CT3 | GT | CN | NA | NG
2019 | TX | Hill County Generation Facility | 60194 | CT4 | GT | CN | NA | NG
2019 | TX | HO Clarke Generating | 63335 | CTG-1 | GT | T | NA | NG
2019 | TX | HO Clarke Generating | 63335 | CTG-2 | GT | T | NA | NG
2019 | TX | HO Clarke Generating | 63335 | CTG-3 | GT | T | NA | NG
2019 | TX | HO Clarke Generating | 63335 | CTG-4 | GT | T | NA | NG
2019 | TX | HO Clarke Generating | 63335 | CTG-5 | GT | T | NA | NG
2019 | TX | HO Clarke Generating | 63335 | CTG-6 | GT | T | NA | NG
2019 | TX | Holly Street | 3549 | 1 | ST | RE | NA | NG
2019 | TX | Holly Street | 3549 | 2 | ST | RE | NA | NG
2019 | TX | Holly Street | 3549 | 3 | ST | RE | NA | NG
2019 | TX | Holly Street | 3549 | 4 | ST | RE | NA | NG
2019 | TX | Holstein 1 Solar Farm | 61962 | HSF01 | PV | V | NA | SUN
2019 | TX | Horse Creek Wind Farm | 60339 | HCWF | WT | OP | NA | WND |  | 7825602 |  | 0 | EIA Prime Mover-level Data | Estimated using an emission factor
2019 | TX | Horse Hollow Wind Energy Center | 56291 | 1 | WT | OP | NA | WND |  | 6429616 |  | 0 | EIA Prime Mover-level Data | Estimated using an emission factor
2019 | TX | Horse Hollow Wind Energy Center | 56291 | 2 | WT | OP | NA | WND |  | 6746569 |  | 0 | EIA Prime Mover-level Data | Estimated using an emission factor
2019 | TX | Horse Hollow Wind Energy Center | 56291 | 3 | WT | OP | NA | WND |  | 9025611 |  | 0 | EIA Prime Mover-level Data | Estimated using an emission factor
2019 | TX | Houston Chemical Complex Battleground | 50043 | GT1 | CT |  | NA | NG |  | 6236868 | 17.951 | 0.0057564 | EIA Unit-level Data | NEI avg EF - PM, fuel type
2019 | TX | Houston Chemical Complex Battleground | 50043 | GT2 | CT |  | NA | NG |  | 3674910 | 10.5772 | 0.0057564 | EIA Unit-level Data | NEI avg EF - PM, fuel type
2019 | TX | Houston Chemical Complex Battleground | 50043 | GT3 | CT |  | NA | NG |  | 7493970 | 21.5693 | 0.0057564 | EIA Unit-level Data | NEI avg EF - PM, fuel type
2019 | TX | Houston Chemical Complex Battleground | 50043 | HRSG1 | CA | OP | NA | OG |  | 1042610 | 0.21999 | 0.000422 | EIA Unit-level Data | Estimated using an emission factor
2019 | TX | Houston Chemical Complex Battleground | 50043 | HRSG2 | CA | OP | NA | OG |  | 592837.6 | 0.12509 | 0.000422 | EIA Unit-level Data | Estimated using an emission factor
2019 | TX | Houston Chemical Complex Battleground | 50043 | HRSG3 | CA | OP | NA | NG |  | 405124.8 | 0.085481 | 0.000422 | EIA Unit-level Data | Estimated using an emission factor
2019 | TX | Houston Plant | 52065 | GEN1 | ST | OP | NA | WH |  | 464531.2 |  | 0 | EIA Prime Mover-level Data | Estimated using an emission factor
2019 | TX | Houston Plant | 52065 | GEN2 | ST | OP | NA | WH |  | 116132.8 |  | 0 | EIA Prime Mover-level Data | Estimated using an emission factor
2019 | TX | Hueco Mountain Wind Ranch | 55578 | EXIS | WT | RE | NA | WND
2019 | TX | IKEA Grand Prairie Rooftop PV System | 61309 | PV1 | PV | OP | NA | SUN |  | 19338 |  | 0 | EIA Prime Mover-level Data | Estimated using an emission factor
2019 | TX | IKEA Live Oak Rooftop PV System | 62152 | 570 | PV | OP | NA | SUN |  | 16063 |  | 0 | EIA Prime Mover-level Data | Estimated using an emission factor
2019 | TX | IKEA Round Rock 027 | 58013 | PV | PV | OP | NA | SUN |  | 13055 |  | 0 | EIA Prime Mover-level Data | Estimated using an emission factor
2019 | TX | Impact Solar 1 | 63222 | TXIM1 | PV | U | NA | SUN
2019 | TX | Inadale Wind Farm LLC Hybrid | 56984 | 1 | WT | OP | NA | WND |  | 4783496 |  | 0 | EIA Prime Mover-level Data | Estimated using an emission factor
2019 | TX | Inadale Wind Farm LLC Hybrid | 56984 | INABT | BA | OP | NA | MWH |  | 0 |  |  | EIA Prime Mover-level Data
2019 | TX | Ingleside Cogeneration | 55313 | 20F101 | CA | OP | DUCTBURNER | OG |  | 1397365 | 0.29484 | 0.000422 | EIA Unit-level Data | Estimated using an emission factor
2019 | TX | Ingleside Cogeneration | 55313 | 20F201 | CA | OP | DUCTBURNER | OG |  | 650024.1 | 0.13716 | 0.000422 | EIA Unit-level Data | Estimated using an emission factor
2019 | TX | Ingleside Cogeneration | 55313 | CTG1 | CT |  | NA | NG |  | 13224340 | 38.0625 | 0.0057564 | EIA Unit-level Data | NEI avg EF - PM, fuel type
2019 | TX | Ingleside Cogeneration | 55313 | CTG2 | CT |  | NA | NG |  | 12453410 | 35.8436 | 0.0057564 | EIA Unit-level Data | NEI avg EF - PM, fuel type
2019 | TX | Inks | 3598 | 1 | HY | OP | NA | WAT |  | 194519 |  | 1.5381e-07 | EIA Prime Mover-level Data | NEI avg EF - PM, fuel type, firing type
2019 | TX | International Paper - Orange | 10425 | 1RB | ST | OP | NA | BLQ |  | 4101716 | 0.63782 | 0.000311 | EIA Unit-level Data | Estimated using an emission factor
2019 | TX | International Paper - Orange | 10425 | 2RB | ST | OP | NA | BLQ |  | 3854233 | 0.59933 | 0.000311 | EIA Unit-level Data | Estimated using an emission factor
2019 | TX | International Paper - Orange | 10425 | 3PB | ST | OP | NA | NG |  | 1424348 | 5.7347 | 0.0080524 | EIA Unit-level Data | NEI avg EF - PM, fuel type
2019 | TX | International Paper - Orange | 10425 | BRKBLR | ST | OP | NA | WDS |  | 1807174 | 20.6128 | 0.022812 | EIA Unit-level Data | NEI avg EF - PM, fuel type
2019 | TX | International Paper - Orange | 10425 | PF1BLR | ST | OP | NA | NG |  | 898360 | 3.617 | 0.0080524 | EIA Unit-level Data | NEI avg EF - PM, fuel type
2019 | TX | International Paper Texarkana Mill | 54097 | PB1 | ST | OP | NA | NG |  | 1525 | 0.00614 | 0.0080524 | EIA Unit-level Data | NEI avg EF - PM, fuel type
2019 | TX | International Paper Texarkana Mill | 54097 | PB2 | ST | OP | NA | WDS |  | 4911169 | 56.0173 | 0.022812 | EIA Unit-level Data | NEI avg EF - PM, fuel type, firing type
2019 | TX | International Paper Texarkana Mill | 54097 | RB1 | ST | OP | NA | BLQ |  | 3521871 | 2.7383 | 0.001555 | EIA Unit-level Data | Estimated using an emission factor
2019 | TX | International Paper Texarkana Mill | 54097 | RB2 | ST | OP | NA | BLQ |  | 6074911 | 4.7232 | 0.001555 | EIA Unit-level Data | Estimated using an emission factor
2019 | TX | Jameson Gas Processing Plant | 55052 | 620 | IC | OP | NA | NG |  | 29496.45 | 0.0062237 | 0.000422 | EIA Prime Mover-level Data | Estimated using an emission factor
2019 | TX | Jameson Gas Processing Plant | 55052 | 621 | IC | OP | NA | NG |  | 29496.45 | 0.0062237 | 0.000422 | EIA Prime Mover-level Data | Estimated using an emission factor
2019 | TX | Jameson Gas Processing Plant | 55052 | 622 | IC | OP | NA | NG |  | 36870.55 | 0.0077797 | 0.000422 | EIA Prime Mover-level Data | Estimated using an emission factor
2019 | TX | Jameson Gas Processing Plant | 55052 | 623 | IC | RE | NA | NG
2019 | TX | Jameson Gas Processing Plant | 55052 | GN410 | IC | OP | NA | NG |  | 36870.55 | 0.0077797 | 0.000422 | EIA Prime Mover-level Data | Estimated using an emission factor
2019 | TX | Javelina Wind Energy II, LLC | 60645 | WJ21 | WT | OP | NA | WND |  | 6732704 |  | 0 | EIA Prime Mover-level Data | Estimated using an emission factor
2019 | TX | Javelina Wind Energy, LLC | 60104 | GEWTG | WT | OP | NA | WND |  | 8606526 |  | 0 | EIA Prime Mover-level Data | Estimated using an emission factor
2019 | TX | Jayhawk | 59806 | SOLAR | PV | L | NA | SUN
2019 | TX | JCO Oxides Olefins Plant | 54637 | GCG1 | GT | OP | NA | NG |  | 3570787 | 9.79 | 0.0054834 | EIA Prime Mover-level Data | NEI avg EF - PM, fuel type, firing type
2019 | TX | JCO Oxides Olefins Plant | 54637 | GCG2 | GT | OP | NA | NG |  | 3570787 | 9.79 | 0.0054834 | EIA Prime Mover-level Data | NEI avg EF - PM, fuel type, firing type
2019 | TX | John Paul Jones | 63095 | JPJDX | IC | P | NA | NG
2019 | TX | Jumbo Hill Wind Project | 62630 | WTGS1 | WT | V | NA | WND
2019 | TX | Juno Solar Project | 63328 | IPJNO | PV | T | NA | SUN
2019 | TX | Juno Solar Project | 63328 | JUNO1 | PV | T | NA | SUN
2019 | TX | Karankawa Wind LLC | 61343 | WT1 | WT | OP | NA | WND |  | 992101 |  | 0 | EIA Prime Mover-level Data | Estimated using an emission factor
2019 | TX | Keechi Wind | 58838 | KW1 | WT | OP | NA | WND |  | 3896923 |  | 0 | EIA Prime Mover-level Data | Estimated using an emission factor
2019 | TX | Kellam Solar | 62774 | BTKEL | PV | P | NA | SUN
2019 | TX | King Mountain Wind Ranch 1 | 55581 | EXIS | WT | OP | NA | WND |  | 4490106 |  | 0 | EIA Prime Mover-level Data | Estimated using an emission factor
2019 | TX | Kingsberry Energy Storage System | 61741 | KBESS | BA | OP | NA | MWH |  | 0 |  |  | EIA Prime Mover-level Data
2019 | TX | La Chalupa, LLC | 63624 | LC | WT | U | NA | WND
2019 | TX | La Paloma Energy Center | 59924 | CTG-1 | CT | IP | NA | NG
2019 | TX | La Paloma Energy Center | 59924 | CTG-2 | CT | IP | NA | NG
2019 | TX | La Paloma Energy Center | 59924 | STG-1 | CA | IP | NA | NG
2019 | TX | Lake Creek | 3502 | CT1 | GT | CN | NA | NG
2019 | TX | Lake Creek | 3502 | D1 | IC | RE | NA | DFO
2019 | TX | Lake Creek | 3502 | D2 | IC | RE | NA | DFO
2019 | TX | Lake Creek | 3502 | D3 | IC | RE | NA | DFO
2019 | TX | Lake Creek | 3502 | ST1 | ST | RE | NA | NG
2019 | TX | Lake Creek | 3502 | ST2 | ST | RE | NA | NG
2019 | TX | Lake Creek | 3502 | ST3 | ST | CN | NA | SUB
2019 | TX | Lamesa II | 61697 | IVORY | PV | OP | NA | SUN |  | 1068525 |  | 0 | EIA Prime Mover-level Data | Estimated using an emission factor
2019 | TX | Lamesa Solar | 60372 | LSPV1 | PV | OP | NA | SUN |  | 2122651 |  | 0 | EIA Prime Mover-level Data | Estimated using an emission factor
2019 | TX | Lamesa Solar | 60372 | LSPV2 | PV | CN | NA | SUN
2019 | TX | Lampwick | 61872 | GEN1 | PV | OP | NA | SUN
2019 | TX | Langford Wind Power | 57153 | 1 | WT | OP | NA | WND |  | 3543825 |  | 0 | EIA Prime Mover-level Data | Estimated using an emission factor
2019 | TX | Lapetus | 62448 | LAP | PV | OP | NA | SUN |  | 27122 |  | 0 | EIA Prime Mover-level Data | Estimated using an emission factor
2019 | TX | Las Lomas Wind Project | 63101 | WTG | WT | L | NA | WND
2019 | TX | Las Majadas Wind Farm | 63739 | LMAJ | WT | U | NA | WND
2019 | TX | Leon Solar | 61532 | GEN1 | PV | OP | NA | SUN |  | 191560 |  | 0 | EIA Prime Mover-level Data | Estimated using an emission factor
2019 | TX | Lewisville | 794 | 1 | HY | OP | NA | WAT |  | 69424 |  | 1.5381e-07 | EIA Prime Mover-level Data | NEI avg EF - PM, fuel type, firing type
2019 | TX | Lily Solar Hybrid | 63892 | LILY | PV | U | NA | SUN
2019 | TX | Lily Solar Hybrid | 63892 | LILYB | BA | U | NA | MWH
2019 | TX | Little Pringle I Wind Farm | 57263 | LP1 | WT | OS | NA | WND
2019 | TX | Little Pringle II Wind Farm | 57264 | LP2 | WT | OS | NA | WND
2019 | TX | Live Oak Wind Project | 61782 | WTGS | WT | OP | NA | WND |  | 6052584 |  | 0 | EIA Prime Mover-level Data | Estimated using an emission factor
2019 | TX | Llano Estacado Wind Ranch | 55579 | EXIS | WT | OP | NA | WND |  | 1052826 |  | 0 | EIA Prime Mover-level Data | Estimated using an emission factor
2019 | TX | Lockett Windfarm | 62356 | LOC | WT | OP | NA | WND |  | 3318280 |  | 0 | EIA Prime Mover-level Data | Estimated using an emission factor
2019 | TX | Logans Gap Wind LLC | 59442 | 1 | WT | OP | NA | WND |  | 6029815 |  | 0 | EIA Prime Mover-level Data | Estimated using an emission factor
2019 | TX | Longhorn Wind | 58772 | GEN1 | WT | OP | NA | WND |  | 6690243 |  | 0 | EIA Prime Mover-level Data | Estimated using an emission factor
2019 | TX | Loraine Windpark Project LLC | 57303 | LWG1 | WT | OP | NA | WND |  | 1849824 |  | 0 | EIA Prime Mover-level Data | Estimated using an emission factor
2019 | TX | Loraine Windpark Project LLC | 57303 | LWG2 | WT | OP | NA | WND |  | 1849824 |  | 0 | EIA Prime Mover-level Data | Estimated using an emission factor
2019 | TX | Lorenzo Wind | 59244 | FIBE1 | WT | OP | NA | WND |  | 3209100 |  | 0 | EIA Prime Mover-level Data | Estimated using an emission factor
2019 | TX | Los Vientos V Wind Power | 60059 | 1 | WT | OP | NA | WND |  | 4161702 |  | 0 | EIA Prime Mover-level Data | Estimated using an emission factor
2019 | TX | Los Vientos Wind 1A | 57751 | 1 | WT | OP | NA | WND |  | 5002765 |  | 0 | EIA Prime Mover-level Data | Estimated using an emission factor
2019 | TX | Los Vientos Wind 1B | 57752 | 1 | WT | OP | NA | WND |  | 4373076 |  | 0 | EIA Prime Mover-level Data | Estimated using an emission factor
2019 | TX | Los Vientos Windpower III | 59320 | GEN1 | WT | OP | NA | WND |  | 5746766 |  | 0 | EIA Prime Mover-level Data | Estimated using an emission factor
2019 | TX | Los Vientos Windpower IV | 59321 | GEN1 | WT | OP | NA | WND |  | 5832441 |  | 0 | EIA Prime Mover-level Data | Estimated using an emission factor
2019 | TX | Lubbock Wind Ranch | 57259 | 1 | WT | RE | NA | WND
2019 | TX | Lubbock Wind Ranch | 57259 | 2 | WT | RE | NA | WND
2019 | TX | Lubbock Wind Ranch | 57259 | 3 | WT | RE | NA | WND
2019 | TX | M&G Resins USA | 60642 | 1 | OT | P | NA | WH
2019 | TX | M&G Resins USA | 60642 | 2 | OT | P | NA | WH
2019 | TX | Madero Grid | 63757 | MAD01 | BA | L | NA | MWH
2019 | TX | Magic Valley Wind Farm I LLC | 57802 | MV1 | WT | OP | NA | WND |  | 5816574 |  | 0 | EIA Prime Mover-level Data | Estimated using an emission factor
2019 | TX | Majestic 1 Wind Farm | 56648 | 1 | WT | OP | NA | WND |  | 2721705 |  | 0 | EIA Prime Mover-level Data | Estimated using an emission factor
2019 | TX | Majestic 2 Wind Farm | 56658 | 1 | WT | CN | NA | WND
2019 | TX | Majestic II Wind | 58363 | WND1 | WT | OP | NA | WND |  | 2919978 |  | 0 | EIA Prime Mover-level Data | Estimated using an emission factor
2019 | TX | Marble Falls | 3599 | 1 | HY | OP | NA | WAT |  | 94542.5 |  | 1.5381e-07 | EIA Prime Mover-level Data | NEI avg EF - PM, fuel type, firing type
2019 | TX | Marble Falls | 3599 | 2 | HY | OP | NA | WAT |  | 94542.5 |  | 1.5381e-07 | EIA Prime Mover-level Data | NEI avg EF - PM, fuel type, firing type
2019 | TX | Mariah del Norte | 59005 | MAR1 | WT | OP | NA | WND |  | 7136262 |  | 0 | EIA Prime Mover-level Data | Estimated using an emission factor
2019 | TX | Mariah East | 59006 | MARN | WT | T | NA | WND
2019 | TX | Mariah South | 59007 | MAR S | WT | IP | NA | WND
2019 | TX | Marlin Solar | 61513 | GEN1 | PV | OP | NA | SUN |  | 94087 |  | 0 | EIA Prime Mover-level Data | Estimated using an emission factor
2019 | TX | Mars Solar | 63027 | 20 | PV | OP | NA | SUN |  | 60502 |  | 0 | EIA Prime Mover-level Data | Estimated using an emission factor
2019 | TX | Marshall Ford | 3600 | 1 | HY | OP | NA | WAT |  | 467317.7 |  | 1.5381e-07 | EIA Prime Mover-level Data | NEI avg EF - PM, fuel type, firing type