{"text_format":"1","workbook":"xlsx","n_sheets":7,"sheets":["Read First - Introduction","Calculator","Help","rainfall_db","zipcode_db","nearby_zip","config"],"not_rendered":{"charts":1,"images":2,"macros":1,"external_links":0,"defined_names":73,"comments":0,"pivot_tables":0},"unopened":[],"bounds":{"document_bytes":16777216,"sheet_cells":100000,"rows_first":2000,"rows_last":500,"rows_between":2000,"halvings":0,"cell_chars":16384,"cell_head_chars":4096},"cells_cut":0,"cells_raw":0,"read":"whole","date_system":"1900"}

{"sheet":"Read First - Introduction","index":0,"n_rows":92,"n_cols":23,"rows_kept":92,"cut":false,"hidden":false,"merged":[[89,1,90,27],[91,1,91,14],[72,1,73,27],[62,1,62,9],[82,26,82,27],[67,1,67,22],[74,2,74,10],[79,2,80,27],[78,2,78,14],[86,15,87,21],[86,7,87,13],[76,2,76,7],[70,1,70,11],[53,1,54,27],[55,1,58,27],[59,1,60,27],[64,26,64,27],[36,26,36,27],[39,1,42,27],[43,1,47,27],[48,1,49,27],[50,1,52,27],[0,1,0,27],[2,26,2,27],[4,1,7,27],[13,1,14,27],[1,7,1,21],[1,22,1,27],[18,1,19,27],[24,1,31,27],[38,1,38,27],[9,1,11,27],[16,26,16,27],[20,1,22,27],[33,1,33,27],[34,1,34,16]]}
[" "]
[null,null,null,null,null,null,null,"RAINWATER HARVESTING TOOL",null,null,null,null,null,null,null,null,null,null,null,null,null,null,"Version 1.0"]
[null,"Introduction"]
[]
[null,"The Federal Energy Management Program (FEMP) developed this rainwater harvesting tool to help federal agencies estimate the amount of rainfall that can be harvested at locations across the U.S. Rainwater harvesting captures, diverts, and stores rainwater from rooftops and other hard surfaces for later use. Uses for harvested rainwater include landscape irrigation, ornamental pond and fountain filling, cooling tower make-up, and toilet and urinal flushing."]
[]
[]
[]
[]
[null,"The rainfall harvesting potential depends on the amount of precipitation an area receives and the size of the catchment area where the rain is being collected. This tool can help estimate how much rainfall can be collected at a given location."]
[]
[]
[]
[null,"Before you start: if a gold banner appears at the top of the workbook, click the “Enable Content” button. This will allow the tool to function properly."]
[]
[]
[null,"Calculation and Inputs"]
[]
[null,"The calculator uses the following formula to calculate the gallons of rainwater available for harvesting:"]
[]
[null,"Monthly Rainfall Collected (gal):\n    = Catchment Area (sqft) x Monthly Rainfall (inches) x Collection Efficiency x\n     Conversion Factor"]
[]
[]
[null,"Where:"]
[null,"    • Catchment Area is the square footage of the surface where rainfall will be collected.\n    • Monthly Rainfall is the number of inches of rainfall for the month.\n    • Collection Efficiency is a factor applied to the total monthly harvesting potential to account for\n       losses in the system. The Texas Manual on Rainwater Harvesting recommends using between \n       0.75 and 0.9 depending on how efficient the rainwater harvesting system is at collecting \n       rainfall.1\n    • Conversion Factor is a factor of 0.62 used to convert inches of rain that fall onto the\n       catchment area to total monthly gallons of harvesting potential. This factor is a constant\n       and does not need to be entered by the user."]
[]
[]
[]
[]
[]
[]
[]
[]
[null,"1Texas Water Development Board. 2005. Texas Manual on Rainwater Harvesting. Available. Online at:"]
[null,"http://www.twdb.texas.gov/innovativewater/rainwater/docs.asp"]
[]
[null,"Rainwater Harvesting Calculator Options"]
[]
[null,"This calculator provides two options for estimating rainwater harvesting potential:"]
[null,"1. Historic Data Option: Zip code level precipitation data from the International Water Management Institute (IWMI) is used to estimate harvesting potential; the IWMI database houses historic 30-year average weather data.2\n2. User-Input Option: The user can enter monthly precipitation data to estimate the\n    harvesting potential."]
[]
[]
[]
[null,"The tool provides the user options to calculate harvesting potential for a full year or for only frost-free months. The user may want to choose only frost-free months in cases where freeze protection will not be implemented on the harvesting system.  If the rainwater harvesting system is going to have freeze protection, then select the option to use a full year of precipitation data."]
[]
[]
[]
[]
[null,"Historic Data Option\nWhen the historic data option is chosen, the following inputs are needed:"]
[]
[null,"1. Size of catchment area in square feet\n2. Collection efficiency or use default of 0.8\n3. Zip code of location"]
[]
[]
[null,"User-Input Option\nWhen the user-input option is chosen, the following inputs are needed:"]
[]
[null,"1. Size of catchment area in square feet\n2. Collection efficiency or use default of 0.8\n3. Zip code of location (if using frost-free months only)\n4. Each month’s total precipitation in inches for the location"]
[]
[]
[]
[null,"Select your preferred option by clicking either the \"Historic Data\" button or the \"User-Input Data\" button below."]
[]
[null,"2IWMI database accessed at:"]
[null,"http://wcatlas.iwmi.org/Default.asp"]
[]
[null,"Additional Information"]
[]
[null,"For more information on rainwater harvesting, see:"]
[null,"FEMP Water-Efficient Technology Opportunities: Rainwater Harvesting Systems"]
[]
[null,"For more information on alternative water sources including rainwater harvesting, see:"]
[null,"FEMP Best Management Practices #14"]
[]
[null,"FEMP has created a series of alternative water maps to help federal agencies strategically plan where to implement alternative water projects. Three of these maps cover rainwater harvesting:"]
[]
[null,"•","Rainwater harvesting regulations"]
[null,null,"State-by-state listing of rainwater harvesting regulations."]
[null,"•","Rainwater availability"]
[null,null,"Range of available rainwater for harvesting across the U.S."]
[null,"•","Rainwater availability for landscape irrigation"]
[null,null,"Range of available rainwater across the U.S. to supplement irrigation requirements of traditional landscaping."]
[]
[]
[null,"Start"]
[]
[null,"Select an option below to start using the Rainwater Harvesting Tool:"]
[]
[null,null,null,null,null,null,null,"Historic Data",null,null,null,null,null,null,null,"User-Input Data"]
[]
[]
[null,"If the buttons above do not function, then macros must be enabled. Follow this link for instructions on how to enable macros for this workbook: "]
[]
[null,"Enable or disable macros in Microsoft Office files"]

{"sheet":"Calculator","index":1,"n_rows":50,"n_cols":23,"rows_kept":50,"cut":false,"hidden":true,"merged":[[49,1,49,6],[37,26,37,27],[45,1,45,6],[45,8,45,13],[45,15,45,20],[45,22,45,27],[39,15,39,20],[39,22,39,27],[40,1,40,6],[40,8,40,13],[40,15,40,20],[40,22,40,27],[39,1,39,6],[39,8,39,13],[46,1,46,6],[46,8,46,13],[46,15,46,20],[46,22,46,27],[42,1,42,6],[42,8,42,13],[42,15,42,20],[42,22,42,27],[43,1,43,6],[43,8,43,13],[43,15,43,20],[43,22,43,27],[35,1,35,6],[11,8,11,13],[11,15,11,19],[32,1,32,6],[32,8,32,13],[25,1,25,6],[25,8,25,13],[31,1,31,6],[31,8,31,13],[31,15,31,20],[29,1,29,6],[28,1,28,6],[28,8,28,13],[28,15,28,20],[32,15,32,20],[17,1,17,6],[17,8,17,12],[0,1,0,27],[1,7,1,28],[26,8,26,13],[26,15,26,20],[26,22,26,27],[25,15,25,20],[25,22,25,27],[11,1,11,6],[14,1,14,6],[23,26,23,27],[7,1,8,27],[26,1,26,6],[3,22,3,27],[19,1,20,27],[32,22,32,27],[29,8,29,13],[29,15,29,20],[29,22,29,27],[28,22,28,27],[31,22,31,27]]}
[" "]
[null,null,null,null,null,null,null,"RAINWATER HARVESTING TOOL | CALCULATOR"]
[]
[null,{"$f":"IF(config_mode=1,\"Historic Data Calculator - \",\"User-Input Calculator - \")&\"Data Inputs\"","v":"Historic Data Calculator - Data Inputs"},null,null,null,null,null,null,null,null,null,null,null,null,null,null,null,null,null,null,null,null,{"$f":"IF(config_mode=1,\"User-Input Data\",\"Historic Data\")","v":"User-Input Data"}]
[]
[]
[null,"Precipitation Data"]
[null,"Text here"]
[]
[]
[null,"Catchment Area (sqft)",null,null,null,null,null,null,"Collection Efficiency"]
[null,null,null,null,null,null,null,null,null,null,null,null,null,null,null,"Use Default"]
[]
[null,"Use Frost-free Months Only or All Months? (Select from drop down list)"]
[]
[]
[null,"Zip Code"]
[null,null,null,null,null,null,null,null,"Update Inputs"]
[]
[null,"Monthly Inches of Rainfall Received (User-input: enter the number of inches of precipitation for each month. Do not include units; numbers will round to the nearest tenth.)"]
[]
[]
[]
[null,"Monthly Inches of Rainfall Received"]
[]
[null,"January",null,null,null,null,null,null,"February",null,null,null,null,null,null,"March",null,null,null,null,null,null,"April"]
[null,{"$f":"IFERROR(IF(config_complete=1,INDEX(rf_database,MATCH(input_zip,rf_zip,0),COLUMN(INDIRECT(\"rf_jan_\"&config_ff_all))),\"\"),\"\")","v":""},null,null,null,null,null,null,{"$f":"IFERROR(IF(config_complete=1,INDEX(rf_database,MATCH(input_zip,rf_zip,0),COLUMN(INDIRECT(\"rf_feb_\"&config_ff_all))),\"\"),\"\")","v":""},null,null,null,null,null,null,{"$f":"IFERROR(IF(config_complete=1,INDEX(rf_database,MATCH(input_zip,rf_zip,0),COLUMN(INDIRECT(\"rf_mar_\"&config_ff_all))),\"\"),\"\")","v":""},null,null,null,null,null,null,{"$f":"IFERROR(IF(config_complete=1,INDEX(rf_database,MATCH(input_zip,rf_zip,0),COLUMN(INDIRECT(\"rf_apr_\"&config_ff_all))),\"\"),\"\")","v":""}]
[]
[null,"May",null,null,null,null,null,null,"June",null,null,null,null,null,null,"July",null,null,null,null,null,null,"August"]
[null,{"$f":"IFERROR(IF(config_complete=1,INDEX(rf_database,MATCH(input_zip,rf_zip,0),COLUMN(INDIRECT(\"rf_may_\"&config_ff_all))),\"\"),\"\")","v":""},null,null,null,null,null,null,{"$f":"IFERROR(IF(config_complete=1,INDEX(rf_database,MATCH(input_zip,rf_zip,0),COLUMN(INDIRECT(\"rf_jun_\"&config_ff_all))),\"\"),\"\")","v":""},null,null,null,null,null,null,{"$f":"IFERROR(IF(config_complete=1,INDEX(rf_database,MATCH(input_zip,rf_zip,0),COLUMN(INDIRECT(\"rf_jul_\"&config_ff_all))),\"\"),\"\")","v":""},null,null,null,null,null,null,{"$f":"IFERROR(IF(config_complete=1,INDEX(rf_database,MATCH(input_zip,rf_zip,0),COLUMN(INDIRECT(\"rf_aug_\"&config_ff_all))),\"\"),\"\")","v":""}]
[]
[null,"September",null,null,null,null,null,null,"October",null,null,null,null,null,null,"November",null,null,null,null,null,null,"December"]
[null,{"$f":"IFERROR(IF(config_complete=1,INDEX(rf_database,MATCH(input_zip,rf_zip,0),COLUMN(INDIRECT(\"rf_sep_\"&config_ff_all))),\"\"),\"\")","v":""},null,null,null,null,null,null,{"$f":"IFERROR(IF(config_complete=1,INDEX(rf_database,MATCH(input_zip,rf_zip,0),COLUMN(INDIRECT(\"rf_oct_\"&config_ff_all))),\"\"),\"\")","v":""},null,null,null,null,null,null,{"$f":"IFERROR(IF(config_complete=1,INDEX(rf_database,MATCH(input_zip,rf_zip,0),COLUMN(INDIRECT(\"rf_nov_\"&config_ff_all))),\"\"),\"\")","v":""},null,null,null,null,null,null,{"$f":"IFERROR(IF(config_complete=1,INDEX(rf_database,MATCH(input_zip,rf_zip,0),COLUMN(INDIRECT(\"rf_dec_\"&config_ff_all))),\"\"),\"\")","v":""}]
[]
[null,"Annual Rainfall (rounded to the nearest tenth of an inch)"]
[null,{"$f":"IF(config_complete=1,input_mo_jan+input_mo_feb+input_mo_mar+input_mo_apr+input_mo_may+input_mo_jun+input_mo_jul+input_mo_aug+input_mo_sep+input_mo_oct+input_mo_nov+input_mo_dec,\"\")","v":""}]
[]
[null,"Monthly Gallons of Harvest Potential"]
[]
[null,"January",null,null,null,null,null,null,"February",null,null,null,null,null,null,"March",null,null,null,null,null,null,"April"]
[null,{"$f":"IFERROR(IF(config_complete=1,input_mo_jan*input_roof*input_eff*0.62,\"\"),\"\")","v":""},null,null,null,null,null,null,{"$f":"IFERROR(IF(config_complete=1,input_mo_feb*input_roof*input_eff*0.62,\"\"),\"\")","v":""},null,null,null,null,null,null,{"$f":"IFERROR(IF(config_complete=1,input_mo_mar*input_roof*input_eff*0.62,\"\"),\"\")","v":""},null,null,null,null,null,null,{"$f":"IFERROR(IF(config_complete=1,input_mo_apr*input_roof*input_eff*0.62,\"\"),\"\")","v":""}]
[]
[null,"May",null,null,null,null,null,null,"June",null,null,null,null,null,null,"July",null,null,null,null,null,null,"August"]
[null,{"$f":"IFERROR(IF(config_complete=1,input_mo_may*input_roof*input_eff*0.62,\"\"),\"\")","v":""},null,null,null,null,null,null,{"$f":"IFERROR(IF(config_complete=1,input_mo_jun*input_roof*input_eff*0.62,\"\"),\"\")","v":""},null,null,null,null,null,null,{"$f":"IFERROR(IF(config_complete=1,input_mo_jul*input_roof*input_eff*0.62,\"\"),\"\")","v":""},null,null,null,null,null,null,{"$f":"IFERROR(IF(config_complete=1,input_mo_aug*input_roof*input_eff*0.62,\"\"),\"\")","v":""}]
[]
[null,"September",null,null,null,null,null,null,"October",null,null,null,null,null,null,"November",null,null,null,null,null,null,"December"]
[null,{"$f":"IFERROR(IF(config_complete=1,input_mo_sep*input_roof*input_eff*0.62,\"\"),\"\")","v":""},null,null,null,null,null,null,{"$f":"IFERROR(IF(config_complete=1,input_mo_oct*input_roof*input_eff*0.62,\"\"),\"\")","v":""},null,null,null,null,null,null,{"$f":"IFERROR(IF(config_complete=1,input_mo_nov*input_roof*input_eff*0.62,\"\"),\"\")","v":""},null,null,null,null,null,null,{"$f":"IFERROR(IF(config_complete=1,input_mo_dec*input_roof*input_eff*0.62,\"\"),\"\")","v":""}]
[]
[null,"Annual Rainfall Harvested (rounded to the nearest whole gallon)"]
[null,{"$f":"IF(config_complete=1,input_gal_jan+input_gal_feb+input_gal_mar+input_gal_apr+input_gal_may+input_gal_jun+input_gal_jul+input_gal_aug+input_gal_sep+input_gal_oct+input_gal_nov+input_gal_dec,\"\")","v":""},null,null,null,null,null,"  Note: It is best to size a tank with weekly or monthly data."]

{"sheet":"Help","index":2,"n_rows":15,"n_cols":23,"rows_kept":15,"cut":false,"hidden":true,"merged":[[2,22,2,27],[4,1,6,27],[7,1,13,27],[14,1,21,27],[1,7,1,28]]}
[]
[null,null,null,null,null,null,null,"RAINWATER HARVESTING TOOL | HELP"]
[" ","Calculator Inputs",null,null,null,null,null,null,null,null,null,null,null,null,null,null,null,null,null,null,null,null,"Back to Calculator"]
[]
[null,"Catchment Area – Use the catchment area footprint that is connected to the gutter system that will discharge into the harvesting system to determine square footage. For roofs, this includes eaves."]
[]
[]
[null,"Collection Efficiency – The collection efficiency represents the amount of rain that can be harvested compared to the total amount of rain that hits the catchment area. A default value of 0.8 is provided as a conservative estimate. The Texas Manual on Rainwater Harvesting recommends using a collection efficiency between 0.75 and 0.9, depending on the catchment area's attributes. There are a variety of items that can affect the efficiency of a rainwater harvesting system, and some factors to consider include the following:"]
[]
[]
[]
[]
[]
[]
[null,"• Catchment area pitch and type: material and pitch influence the amount of water that can be\n   harvested; lower-pitched catchment areas tend to lose less water than steeply pitched\n   catchment areas; smoother textures will facilitate runoff better than textured \n• Evaporation: water can be lost to evaporation before it is captured or used\n• Splash-out or overshoot: systems may not be able to collect all water during intense rainfall \n   events\n• Overflow: rainwater may be lost if tank storage is at capacity during a rain event\n• Maintenance: systems not maintained may develop leaks or become clogged with debris that \n   can reduce the amount of rain collected "]

{"sheet":"rainfall_db","index":3,"n_rows":30010,"n_cols":28,"rows_kept":2250,"cut":true,"hidden":true,"merged":[],"bounds":{"rows_first":1000,"rows_last":250,"rows_between":1000,"halvings":1}}
["ZIP","JAN_FF","FEB_FF","MAR_FF","APR_FF","MAY_FF","JUN_FF","JUL_FF","AUG_FF","SEP_FF","OCT_FF","NOV_FF","DEC_FF","Total_FF","Number of Months >=1 inch","Final_bin2","JAN_Rf","FEB_Rf","MAR_Rf","APR_Rf","MAY_Rf","JUN_Rf","JUL_Rf","AUG_Rf","SEP_Rf","OCT_Rf","NOV_Rf","DEC_Rf"]
[1,null,null,null,0,0,1.5584,2.3742000000000001,1.6740999999999999,0,0,null,null,5.6067,3,"Lowest",1.062057,0.75440700000000005,0.87932399999999999,0.90043300000000004,0.99184499999999998,1.558389,2.374212,3.3482750000000001,2.5286219999999999,1.6045910000000001,1.2450049999999999,1.0606979999999999]
[2,null,null,null,0,0,1.0992999999999999,1.5944,0.93899999999999995,0,0,null,null,3.6326999999999998,2,"Lowest",0.51666699999999999,0.36818499999999998,0.35828300000000002,0.28700700000000001,0.38453300000000001,1.099251,1.5944469999999999,1.8779189999999999,0.94103199999999998,0.54693099999999994,0.50416899999999998,0.47164200000000001]
[3,null,null,null,1.516,1.8777999999999999,1.9328000000000001,2.3468,3.2342,3.3431000000000002,1.4460999999999999,null,null,15.6968,7,"Medium",2.491482,1.5180899999999999,1.5854379999999999,1.515957,1.87778,1.9328149999999999,2.3468209999999998,3.234219,3.3430749999999998,2.8921869999999998,2.3256830000000002,2.2172139999999998]
[4,null,null,null,0,0,1.9222999999999999,2.4470999999999998,1.6480999999999999,0,0,null,null,6.0175000000000001,3,"Lowest",2.0994100000000002,1.4095569999999999,1.3874420000000001,1.180423,1.286532,1.9223440000000001,2.4470519999999998,3.2962500000000001,3.044502,2.3544019999999999,1.7086440000000001,1.9049320000000001]
[5,null,null,null,0,0,2.0632999999999999,3.0236000000000001,2.0436000000000001,0,0,null,null,7.1304999999999996,3,"Lowest",1.430677,1.0547820000000001,1.163924,1.068589,1.041067,2.0633080000000001,3.023584,4.0872929999999998,2.9712350000000001,1.967632,1.3785270000000001,1.440105]
[6,null,null,null,0,0,1.8781000000000001,2.6286999999999998,1.3304,0,0,null,null,5.8372000000000002,3,"Lowest",1.219033,1.0295399999999999,0.82336799999999999,0.58991700000000002,0.71234500000000001,1.87805,2.628749,2.660819,2.1191759999999999,1.36107,1.009152,1.1412929999999999]
[7,null,null,null,0,0,0.69820000000000004,1.2075,0.70520000000000005,0,0,null,null,2.6109,1,"Lowest",0.36857899999999999,0.24548,0.25533,0.20119200000000001,0.19611100000000001,0.69816699999999998,1.207525,1.410358,0.60489800000000005,0.36152600000000001,0.34026699999999999,0.31798999999999999]
[9,null,null,null,0,0,2.1339999999999999,2.9491999999999998,1.6353,0,0,null,null,6.7184999999999997,3,"Lowest",1.2398100000000001,0.95292600000000005,1.029623,0.77717999999999998,0.81056799999999996,2.1340140000000001,2.949233,3.2706870000000001,2.1515749999999998,1.3060050000000001,1.007083,1.1988700000000001]
[10,null,null,null,0,0,1.1319999999999999,1.9016999999999999,1.4736,0,0,null,null,4.5072999999999999,3,"Lowest",0.57300300000000004,0.36533199999999999,0.50833700000000004,0.46632200000000001,0.57268600000000003,1.1320049999999999,1.901724,2.9472149999999999,1.925727,1.01756,0.71229299999999995,0.60530600000000001]
[11,null,null,null,1.8855999999999999,1.9337,1.6404000000000001,2.0825999999999998,3.2894999999999999,4.8440000000000003,2.3649,null,null,18.040700000000001,7,"Medium",3.389459,2.6316619999999999,2.05348,1.885553,1.9336519999999999,1.6403890000000001,2.0825749999999998,3.2895310000000002,4.8440200000000004,4.7297840000000004,3.1326679999999998,3.4606720000000002]
[12,null,null,null,1.77,1.0004,0.58020000000000005,6.7100000000000007E-2,0.15010000000000001,0.47,0.63829999999999998,null,null,4.6760999999999999,2,"Lowest",6.5650360000000001,4.2159649999999997,3.8492329999999999,1.7699609999999999,1.0003899999999999,0.58019900000000002,6.7113999999999993E-2,0.150148,0.47001100000000001,1.2766960000000001,3.8821089999999998,4.464575]
[14,null,0.3397,0.38829999999999998,4.9500000000000002E-2,8.2000000000000007E-3,2.5999999999999999E-3,0.58240000000000003,1.1454,0.50060000000000004,0.26950000000000002,0.33560000000000001,0.2752,3.8969999999999998,1,"Lowest",0.39389999999999997,0.33966000000000002,0.38833699999999999,4.9515000000000003E-2,8.1600000000000006E-3,2.6220000000000002E-3,0.58240899999999995,1.1454150000000001,0.50060000000000004,0.26945799999999998,0.335559,0.550342]
[15,null,0.93700000000000006,1.0895999999999999,0.34749999999999998,0.1123,0.22900000000000001,2.9899,2.8788,1.2577,0.82299999999999995,0.86670000000000003,0.55400000000000005,12.0855,4,"Low",1.3124629999999999,0.93702399999999997,1.0895919999999999,0.34745500000000001,0.112317,0.228959,2.9899279999999999,2.8788179999999999,1.2577320000000001,0.82297799999999999,0.86671699999999996,1.1080620000000001]
[16,null,null,0.92269999999999996,0.59040000000000004,0.11169999999999999,9.1999999999999998E-3,1.66E-2,2.0199999999999999E-2,7.1199999999999999E-2,0.16389999999999999,0.53659999999999997,null,2.4424999999999999,0,"Lowest",1.965652,1.121578,0.92273899999999998,0.59040800000000004,0.11169999999999999,9.1599999999999997E-3,1.6570000000000001E-2,2.0249E-2,7.1215000000000001E-2,0.163909,1.073183,1.256211]
[17,null,null,null,1.6283000000000001,0.76459999999999995,0.39789999999999998,0.2455,0.16059999999999999,0.30759999999999998,0.39729999999999999,null,null,3.9018000000000002,1,"Lowest",4.9878650000000002,3.1520609999999998,3.088619,1.6282730000000001,0.76464900000000002,0.39790999999999999,0.24552399999999999,0.16064200000000001,0.307556,0.79452900000000004,3.0298189999999998,3.4517679999999999]
[18,null,1.7141,1.6932,0.95409999999999995,9.2499999999999999E-2,4.8999999999999998E-3,6.9999999999999999E-4,4.4000000000000003E-3,3.27E-2,0.1769,1.3643000000000001,0.83040000000000003,6.8681999999999999,3,"Lowest",2.9753769999999999,1.7140649999999999,1.6931830000000001,0.95409699999999997,9.2492000000000005E-2,4.8560000000000001E-3,7.0100000000000002E-4,4.3769999999999998E-3,3.2732999999999998E-2,0.176928,1.3642540000000001,1.660787]
[19,null,null,null,0.5171,0.67369999999999997,0.48670000000000002,0.15529999999999999,0.16400000000000001,0.3024,0.25390000000000001,null,null,2.5531000000000001,0,"Lowest",1.9491000000000001,1.229922,1.0253650000000001,0.51705299999999998,0.67370600000000003,0.48666700000000002,0.15526699999999999,0.16403400000000001,0.30241899999999999,0.50777099999999997,1.185198,1.477465]
[20,null,null,null,1.86,0.89600000000000002,0.45519999999999999,0.14419999999999999,0.10680000000000001,0.31630000000000003,0.52229999999999999,null,null,4.3007999999999997,1,"Lowest",5.551806,3.6938659999999999,3.5748899999999999,1.859969,0.89595499999999995,0.45524300000000001,0.14418800000000001,0.10677499999999999,0.31626399999999999,1.0445819999999999,3.4306369999999999,3.9182380000000001]
[22,null,6.0224000000000002,5.4081000000000001,2.4581,0.69950000000000001,0.1993,3.5999999999999999E-3,5.6300000000000003E-2,0.30159999999999998,2.1703000000000001,5.4393000000000002,3.4986000000000002,26.257100000000001,6,"High",9.5959120000000002,6.0223909999999998,5.4080560000000002,2.4580980000000001,0.69951300000000005,0.199295,3.5739999999999999E-3,5.6280999999999998E-2,0.30160399999999998,2.1703109999999999,5.4392839999999998,6.9972620000000001]
[26,null,null,null,0.94689999999999996,0.27229999999999999,8.48E-2,0.151,8.9700000000000002E-2,0.1638,0.16039999999999999,null,null,1.8689,0,"Lowest",3.13049,1.8867830000000001,1.65245,0.94691700000000001,0.27233499999999999,8.4776000000000004E-2,0.15095,8.9736999999999997E-2,0.16380400000000001,0.32089400000000001,1.8197490000000001,2.0757150000000002]
[27,null,null,null,1.1877,1.7448999999999999,1.6174999999999999,2.5739999999999998,2.5127999999999999,1.0913999999999999,0.34899999999999998,null,null,11.077299999999999,6,"Low",0.62734699999999999,0.58766300000000005,1.1476170000000001,1.187713,1.744893,1.617529,2.5740289999999999,2.5127600000000001,1.0913900000000001,0.69798499999999997,0.62385900000000005,0.68676499999999996]
[28,null,null,null,1.0477000000000001,0.83809999999999996,0.50039999999999996,0.11509999999999999,0.16189999999999999,0.37280000000000002,0.42180000000000001,null,null,3.4578000000000002,1,"Lowest",4.0935160000000002,2.609137,2.3017319999999999,1.047725,0.83806700000000001,0.50035700000000005,0.115088,0.16186800000000001,0.37281999999999998,0.84369000000000005,2.4073709999999999,2.841154]
[29,null,null,6.4398,3.7031000000000001,1.4115,0.4274,3.3999999999999998E-3,5.33E-2,0.42880000000000001,2.1206999999999998,3.2235,null,17.811499999999999,5,"Medium",12.384053,6.852538,6.4398119999999999,3.703052,1.4115260000000001,0.42738599999999999,3.4280000000000001E-3,5.3339999999999999E-2,0.428755,2.1207180000000001,6.4469050000000001,8.1408810000000003]
[31,null,null,null,1.9612000000000001,1.1106,0.66620000000000001,7.3599999999999999E-2,0.1638,0.51570000000000005,0.70179999999999998,null,null,5.1928999999999998,2,"Lowest",7.1382880000000002,4.5900650000000001,4.2183999999999999,1.961198,1.1106180000000001,0.66618900000000003,7.3565000000000005E-2,0.163795,0.51567799999999997,1.4035629999999999,4.3031290000000002,4.9301329999999997]
[32,null,null,2.2115,1.1478999999999999,0.1003,1.77E-2,2.5999999999999999E-3,1.4E-3,3.6600000000000001E-2,0.35199999999999998,0.83,null,4.7,2,"Lowest",3.3489059999999999,2.1737739999999999,2.2114850000000001,1.1479109999999999,0.100257,1.7734E-2,2.6250000000000002E-3,1.418E-3,3.6642000000000001E-2,0.35201199999999999,1.66004,2.2003539999999999]
[33,null,null,null,1.5306,0.94389999999999996,0.55579999999999996,0.1042,0.18940000000000001,0.43280000000000002,0.57799999999999996,null,null,4.3346999999999998,1,"Lowest",5.3674400000000002,3.5973120000000001,3.2318250000000002,1.5305960000000001,0.943859,0.555751,0.104156,0.189413,0.43280400000000002,1.155986,3.3599890000000001,3.7485949999999999]
[34,null,null,3.8489,1.8557999999999999,1.1266,0.70379999999999998,0.14419999999999999,0.2303,0.67989999999999995,2.1631,2.4782000000000002,null,13.2308,5,"Medium",7.0148419999999998,4.3144429999999998,3.8489249999999999,1.8557859999999999,1.126617,0.70384500000000005,0.144237,0.230271,0.67994900000000003,2.1631330000000002,4.9564690000000002,6.0796419999999998]
[35,null,null,null,2.1185999999999998,1.2445999999999999,0.76459999999999995,0.12239999999999999,0.2324,0.55269999999999997,0.91239999999999999,null,null,5.9477000000000002,2,"Lowest",6.6318900000000003,4.3469449999999998,3.971101,2.1185969999999998,1.244645,0.76457699999999995,0.12238300000000001,0.23238,0.55266099999999996,1.824857,4.4423300000000001,4.9559369999999996]
[37,null,null,6.2168999999999999,2.9874000000000001,1.0424,0.50349999999999995,1.11E-2,9.8000000000000004E-2,0.43309999999999998,2.4394,3.3673000000000002,null,17.0991,5,"Medium",11.209185,6.9199809999999999,6.2168749999999999,2.9873759999999998,1.042392,0.503548,1.1081000000000001E-2,9.8013000000000003E-2,0.43307899999999999,2.4393600000000002,6.7346139999999997,8.1176239999999993]
[38,null,null,5.7039999999999997,2.7711999999999999,1.0764,0.53159999999999996,1.49E-2,7.8899999999999998E-2,0.51419999999999999,1.9236,2.907,null,15.521800000000001,5,"Medium",9.8409440000000004,6.1453470000000001,5.7039869999999997,2.771245,1.076389,0.53163300000000002,1.485E-2,7.8909000000000007E-2,0.51417900000000005,1.92357,5.8140660000000004,6.598484]
[39,null,null,5.8144999999999998,2.7240000000000002,0.98709999999999998,0.44469999999999998,1.9199999999999998E-2,0.105,0.44719999999999999,2.4779,3.2747999999999999,null,16.2944,4,"Medium",10.438326999999999,6.5592280000000001,5.814476,2.7239930000000001,0.98706099999999997,0.44472600000000001,1.917E-2,0.105021,0.44716299999999998,2.477859,6.5496359999999996,7.918247]
[40,null,null,null,2.1739999999999999,1.0931,0.61070000000000002,0.13170000000000001,0.14549999999999999,0.38829999999999998,0.63939999999999997,null,null,5.1826999999999996,2,"Lowest",6.2182029999999999,4.2434320000000003,4.0902789999999998,2.1739869999999999,1.09307,0.61070500000000005,0.131714,0.145485,0.38832,1.2787059999999999,3.9343210000000002,4.4228050000000003]
[41,null,1.7194,1.8344,2.1972,4.9717000000000002,8.3885000000000005,6.7843,7.1548999999999996,7.4640000000000004,4.7969999999999997,2.0853999999999999,0.64200000000000002,48.038800000000002,10,"Highest",1.96028,1.719382,1.8344259999999999,2.1972339999999999,4.9716709999999997,8.3884899999999991,6.7843200000000001,7.1549399999999999,7.4640389999999996,4.7969749999999998,2.0853959999999998,1.2839160000000001]
[42,null,2.6476000000000002,2.698,1.7246999999999999,3.0200999999999998,5.1643999999999997,5.3619000000000003,5.4013999999999998,6.5063000000000004,4.2972000000000001,1.9779,0.71199999999999997,39.511499999999998,10,"Highest",2.1225909999999999,2.6475949999999999,2.6979850000000001,1.7247159999999999,3.0200990000000001,5.1644170000000003,5.3618519999999998,5.4014239999999996,6.5062689999999996,4.2972340000000004,1.977859,1.423948]
[43,null,1.5940000000000001,1.6322000000000001,1.9394,5.1165000000000003,8.8181999999999992,6.4359000000000002,7.0426000000000002,7.7441000000000004,5.3018000000000001,1.6269,0.53949999999999998,47.7911,10,"Highest",1.6201270000000001,1.594006,1.632215,1.9394,5.1164509999999996,8.8182189999999991,6.435924,7.0425829999999996,7.7441170000000001,5.3018260000000001,1.6269229999999999,1.0790850000000001]
[44,null,null,null,2.0767000000000002,1.0757000000000001,0.64170000000000005,0.10580000000000001,0.1663,0.4128,0.65369999999999995,null,null,5.1326999999999998,2,"Lowest",6.144609,4.2168999999999999,3.9388679999999998,2.0766529999999999,1.0757300000000001,0.64170000000000005,0.105791,0.16632,0.41276200000000002,1.307496,3.8655080000000002,4.3614459999999999]
[45,null,3.04,3.3233000000000001,2.2111000000000001,3.1539999999999999,6.2012,7.1554000000000002,6.5434000000000001,5.6688999999999998,2.6440999999999999,1.6738,1.0537000000000001,42.668900000000001,11,"Highest",2.8979699999999999,3.0399850000000002,3.3233030000000001,2.2110780000000001,3.1540210000000002,6.2011710000000004,7.1554029999999997,6.543361,5.6689340000000001,2.6440610000000002,1.6737660000000001,2.1074769999999998]
[47,null,null,5.8638000000000003,2.8256999999999999,0.87060000000000004,0.37109999999999999,4.0000000000000001E-3,7.2400000000000006E-2,0.35599999999999998,2.1869000000000001,3.1307999999999998,null,15.6813,4,"Medium",10.908329,6.6043409999999998,5.8638320000000004,2.825685,0.87056299999999998,0.37114599999999998,4.0200000000000001E-3,7.2361999999999996E-2,0.35598800000000003,2.1869329999999998,6.2615189999999998,7.6802039999999998]
[48,null,6.2872000000000003,5.4817,2.6375000000000002,0.71350000000000002,0.27129999999999999,1.9E-3,5.5500000000000001E-2,0.2954,1.9835,5.8079999999999998,3.6417000000000002,27.177199999999999,6,"High",10.555692000000001,6.2871629999999996,5.4816909999999996,2.6375459999999999,0.71347099999999997,0.27125199999999999,1.928E-3,5.5503999999999998E-2,0.29541099999999998,1.9835259999999999,5.807957,7.2834519999999996]
[49,null,null,6.0704000000000002,2.7885,1.4690000000000001,0.69740000000000002,0.12429999999999999,0.21240000000000001,0.78069999999999995,3.1532,3.6854,null,18.981300000000001,5,"Medium-High",10.341324999999999,6.5263410000000004,6.070379,2.7885019999999998,1.4689920000000001,0.697438,0.124251,0.21238000000000001,0.78067299999999995,3.1531880000000001,7.3708489999999998,8.7095710000000004]
[50,null,null,5.6528999999999998,2.5876000000000001,1.1922999999999999,0.56589999999999996,7.2900000000000006E-2,0.1605,0.58530000000000004,2.7307999999999999,3.3763999999999998,null,16.924600000000002,5,"Medium",9.9276230000000005,6.2435390000000002,5.6529179999999997,2.58758,1.1922550000000001,0.56593400000000005,7.2937000000000002E-2,0.16048599999999999,0.58526400000000001,2.7307600000000001,6.7528899999999998,8.1277650000000001]
[51,null,null,null,2.7646000000000002,1.2074,0.57809999999999995,3.4599999999999999E-2,0.12470000000000001,0.45729999999999998,0.88570000000000004,null,null,6.0523999999999996,2,"Lowest",8.4184950000000001,5.5178950000000002,5.3845789999999996,2.7645979999999999,1.2073879999999999,0.57814500000000002,3.4646000000000003E-2,0.124699,0.45727600000000002,1.7714859999999999,5.4153359999999999,5.8566739999999999]
[52,null,null,5.5686,2.9481000000000002,1.157,0.50549999999999995,1.6799999999999999E-2,8.2600000000000007E-2,0.41299999999999998,1.7862,2.7605,null,15.238300000000001,5,"Medium",8.5134419999999995,5.5700050000000001,5.5685750000000001,2.9480659999999999,1.156995,0.50553899999999996,1.6840999999999998E-2,8.2594000000000001E-2,0.41298600000000002,1.7861739999999999,5.5210720000000002,5.875286]
[53,null,1.7910999999999999,2.0144000000000002,2.1351,4.8795999999999999,7.7986000000000004,6.8548,6.9360999999999997,7.2862999999999998,4.3752000000000004,2.0893000000000002,0.67679999999999996,46.837299999999999,10,"Highest",2.0476800000000002,1.791131,2.0144440000000001,2.1351239999999998,4.8795599999999997,7.7986060000000004,6.8548150000000003,6.9361480000000002,7.2863329999999999,4.375165,2.089296,1.3536319999999999]
[54,null,6.5986000000000002,6.4535,2.9241999999999999,1.4713000000000001,0.55010000000000003,7.1800000000000003E-2,0.1799,0.70850000000000002,3.2298,7.6482000000000001,4.4005999999999998,34.236499999999999,7,"Highest",10.37593,6.5986140000000004,6.4535450000000001,2.92422,1.4713290000000001,0.55007700000000004,7.1775000000000005E-2,0.179872,0.70848800000000001,3.2298290000000001,7.648193,8.8012569999999997]
[55,null,null,5.4019000000000004,2.5651000000000002,1.1424000000000001,0.61890000000000001,7.1800000000000003E-2,0.16009999999999999,0.55449999999999999,2.5409000000000002,3.2124000000000001,null,16.268000000000001,5,"Medium",9.6353109999999997,6.0847449999999998,5.4018660000000001,2.5651269999999999,1.1423680000000001,0.61885000000000001,7.1794999999999998E-2,0.16014900000000001,0.55446399999999996,2.5409069999999998,6.4248219999999998,7.6990689999999997]
[56,null,null,null,0.84209999999999996,0.83199999999999996,0.68230000000000002,0.15040000000000001,0.1212,0.32869999999999999,0.2407,null,null,3.1974,0,"Lowest",1.427492,0.831009,0.90742699999999998,0.84212900000000002,0.83203400000000005,0.68234700000000004,0.15038699999999999,0.12124,0.32871800000000001,0.48139900000000002,1.1679219999999999,1.0519160000000001]
[58,null,null,null,2.0571999999999999,1.0089999999999999,0.53480000000000005,0.1336,0.1154,0.34749999999999998,0.59470000000000001,null,null,4.7922000000000002,2,"Lowest",5.9470450000000001,4.0472720000000004,3.9121619999999999,2.0572400000000002,1.0089790000000001,0.53477799999999998,0.133628,0.115366,0.34753499999999998,1.189459,3.7605780000000002,4.2713299999999998]
[59,null,null,null,0,2.4681000000000002,3.9060000000000001,3.5558000000000001,3.2223000000000002,1.5224,0,null,null,14.6746,5,"Medium",1.1471739999999999,0.77428300000000005,1.1128260000000001,1.6176680000000001,2.46814,3.9060039999999998,3.555831,3.222334,3.0447030000000002,1.9563539999999999,1.2995099999999999,1.102867]
[60,null,null,null,0,2.6583000000000001,4.0422000000000002,3.7136999999999998,3.5045999999999999,1.5996999999999999,0,null,null,15.5185,5,"Medium",1.1867160000000001,0.70922399999999997,1.2115769999999999,1.811245,2.6583169999999998,4.0421550000000002,3.7137340000000001,3.5046149999999998,3.1994030000000002,2.144002,1.4165859999999999,1.085955]
[63,null,null,null,0,2.1629,2.3936999999999999,1.0672999999999999,1.1787000000000001,0.41460000000000002,0,null,null,7.2172000000000001,4,"Lowest",0.795095,0.47728500000000001,0.77917199999999998,1.0780730000000001,2.1628880000000001,2.3937369999999998,1.067313,1.178677,0.82927600000000001,0.55327499999999996,0.49866100000000002,0.58060800000000001]
[64,null,null,null,0.49259999999999998,0.55479999999999996,0.53269999999999995,2.0608,2.4420000000000002,1.1479999999999999,0.46329999999999999,null,null,7.6942000000000004,3,"Lowest",0.78608900000000004,0.63802599999999998,0.64736800000000005,0.49260900000000002,0.55479000000000001,0.53271800000000002,2.0607859999999998,2.4419719999999998,1.1479950000000001,0.926674,0.62476200000000004,0.62657300000000005]
[65,null,null,null,3.1545999999999998,1.4549000000000001,0.5655,2.7300000000000001E-2,0.1186,0.51800000000000002,1.0217000000000001,null,null,6.8605999999999998,3,"Lowest",10.284976,6.2817889999999998,6.1016849999999998,3.1545670000000001,1.454944,0.56550800000000001,2.7278E-2,0.11858,0.51801200000000003,2.0433249999999998,6.2574949999999996,7.0516620000000003]
[66,null,null,0.2379,0.1193,0.1948,0.45290000000000002,1.7316,2.024,1.1166,0.68559999999999999,0.13239999999999999,null,6.6951000000000001,3,"Lowest",0.51472399999999996,0.34826800000000002,0.23785600000000001,0.119312,0.19478699999999999,0.45288699999999998,1.731568,2.0240260000000001,1.1165499999999999,0.68557699999999999,0.26483600000000002,0.50629800000000003]
[67,null,null,null,1.8862000000000001,4.2302,2.9295,1.7774000000000001,1.7863,2.7717000000000001,1.0299,null,null,16.411200000000001,7,"Medium",0.82496499999999995,1.029801,1.572754,1.8862429999999999,4.2301880000000001,2.9294690000000001,1.7774019999999999,1.786281,2.771741,2.0597940000000001,1.0866450000000001,0.83903799999999995]
[68,null,null,6.8985000000000003,3.9417,2.6922000000000001,1.7835000000000001,0.42909999999999998,0.6371,1.7412000000000001,4.2850000000000001,4.3517999999999999,null,26.760100000000001,7,"High",11.471871,7.3568069999999999,6.8984699999999997,3.9417279999999999,2.6922039999999998,1.7834540000000001,0.42910700000000002,0.63711799999999996,1.741222,4.2849529999999998,8.7036899999999999,10.139381]
[69,null,null,null,3.6957,2.6547000000000001,1.7663,0.38450000000000001,0.63270000000000004,1.5685,2.0472000000000001,null,null,12.749599999999999,5,"Low",9.6214670000000009,5.8079429999999999,5.7849370000000002,3.695703,2.654712,1.7662880000000001,0.38449100000000003,0.63274900000000001,1.5684849999999999,4.0943569999999996,7.7076849999999997,8.2389589999999995]
[70,null,null,null,4.5909000000000004,3.1783999999999999,2.2282000000000002,0.50649999999999995,0.91349999999999998,2.2479,2.6617000000000002,null,null,16.327100000000002,5,"Medium",13.362943,7.8967960000000001,7.573563,4.5908530000000001,3.1783790000000001,2.2282090000000001,0.50648000000000004,0.91350600000000004,2.2478850000000001,5.3233899999999998,9.6533850000000001,11.205829]
[71,null,null,null,1.8572,1.4912000000000001,0.81659999999999999,1.0956999999999999,1.4126000000000001,1.3216000000000001,0.78690000000000004,null,null,8.7818000000000005,5,"Low",2.4449329999999998,1.9317899999999999,2.216993,1.8571770000000001,1.491163,0.81657599999999997,1.0957479999999999,1.4125730000000001,1.3215730000000001,1.5737049999999999,2.013439,1.9182589999999999]
[72,null,null,null,3.5831,2.8912,2.6392000000000002,1.7044999999999999,1.6900999999999999,2.7269000000000001,2.3711000000000002,null,null,17.606100000000001,7,"Medium",9.1349509999999992,5.9631239999999996,5.3231299999999999,3.5830799999999998,2.8912070000000001,2.639157,1.7045459999999999,1.690051,2.7269079999999999,4.742254,7.7222280000000003,8.2716390000000004]
[73,null,null,null,0.3901,0.45450000000000002,0.3997,9.2200000000000004E-2,0.1502,0.23519999999999999,0.19589999999999999,null,null,1.9177999999999999,0,"Lowest",0.88575800000000005,0.46367700000000001,0.426292,0.39008900000000002,0.45448899999999998,0.39971200000000001,9.2233999999999997E-2,0.15015800000000001,0.235151,0.39171400000000001,0.75736400000000004,0.84605300000000006]
[74,null,null,null,2.0794000000000001,1.4466000000000001,1.1863999999999999,0.36680000000000001,0.60589999999999999,1.1054999999999999,1.2789999999999999,null,null,8.0695999999999994,5,"Low",6.7347250000000001,3.726102,3.3149440000000001,2.0793599999999999,1.4466319999999999,1.186437,0.36680499999999999,0.60590100000000002,1.105486,2.5580370000000001,4.8762780000000001,5.8353820000000001]
[76,null,null,null,2.1421000000000001,1.9823,1.7253000000000001,1.1277999999999999,1.2456,1.4550000000000001,1.1106,null,null,10.7887,7,"Low",5.3926100000000003,3.7491020000000002,3.3475709999999999,2.1421190000000001,1.982286,1.7253369999999999,1.127767,1.2456430000000001,1.454976,2.221184,4.2328000000000001,5.0213989999999997]
[77,null,null,null,4.7095000000000002,3.2877000000000001,2.2597,0.46899999999999997,0.83409999999999995,2.1970999999999998,2.7513000000000001,null,null,16.508400000000002,5,"Medium",13.171644000000001,7.780475,7.5872909999999996,4.7094779999999998,3.2876979999999998,2.259655,0.46899400000000002,0.83414200000000005,2.1970580000000002,5.5026060000000001,9.8201059999999991,11.102427]
[84,null,null,3.6593,2.8321999999999998,3.8814000000000002,4.8318000000000003,6.8291000000000004,5.7012999999999998,4.1086,2.5108000000000001,1.3660000000000001,null,35.720500000000001,9,"Highest",4.565747,3.510195,3.6592530000000001,2.8321610000000002,3.8814449999999998,4.8318099999999999,6.829129,5.7012700000000001,4.1086010000000002,2.5108299999999999,2.7319149999999999,3.373491]
[87,null,2.5506000000000002,2.6556999999999999,1.6969000000000001,3.2366000000000001,5.1738,5.569,5.4787999999999997,6.5143000000000004,4.3803000000000001,2.1335000000000002,0.71609999999999996,40.105600000000003,10,"Highest",2.0072890000000001,2.5506259999999998,2.6557040000000001,1.69693,3.2366060000000001,5.1737580000000003,5.5690369999999998,5.4787790000000003,6.5143000000000004,4.380306,2.1334580000000001,1.432172]
[97,null,1.4552,1.4628000000000001,1.7367999999999999,4.4969000000000001,8.7456999999999994,6.9169999999999998,7.2012999999999998,7.8384999999999998,4.4878999999999998,1.3072999999999999,0.48949999999999999,46.1389,10,"Highest",1.4273039999999999,1.4552179999999999,1.462761,1.736812,4.496899,8.7456779999999998,6.9169559999999999,7.2013030000000002,7.8384600000000004,4.4878619999999998,1.307266,0.97903799999999996]
[98,null,1.4798,1.4272,1.6177999999999999,4.6205999999999996,8.3832000000000004,6.2275999999999998,6.6492000000000004,7.649,4.8322000000000003,1.2809999999999999,0.48780000000000001,44.6554,10,"Highest",1.309075,1.4798420000000001,1.427168,1.6177790000000001,4.6206310000000004,8.3831819999999997,6.2276020000000001,6.6491829999999998,7.6489640000000003,4.83216,1.2809889999999999,0.97557700000000003]
[100,null,null,null,2.3405,1.7456,1.0097,0.72789999999999999,0.93830000000000002,1.1271,0.83479999999999999,null,null,8.7239000000000004,4,"Low",2.6698140000000001,2.120965,2.3592309999999999,2.3404929999999999,1.745625,1.0097430000000001,0.72791899999999998,0.93834399999999996,1.127087,1.669567,2.1456740000000001,2.1618599999999999]
[116,null,3.5339999999999998,3.1827000000000001,3.0468999999999999,4.3734999999999999,5.2432999999999996,6.6513999999999998,7.0114999999999998,5.4543999999999997,2.7806999999999999,3.1726000000000001,2.3010999999999999,46.752099999999999,11,"Highest",4.8854959999999998,3.5339710000000002,3.1826720000000002,3.0468929999999999,4.3735189999999999,5.2433129999999997,6.6513549999999997,7.011501,5.4543650000000001,2.7807029999999999,3.1725970000000001,4.6021809999999999]
[119,null,3.8973,3.5482,3.3658000000000001,4.12,4.8760000000000003,6.3543000000000003,6.4066999999999998,6.0495000000000001,2.5954999999999999,2.8786999999999998,1.9228000000000001,46.014800000000001,11,"Highest",4.9732789999999998,3.8973460000000002,3.5481959999999999,3.3658459999999999,4.1200390000000002,4.8759839999999999,6.3542509999999996,6.4066919999999996,6.0495270000000003,2.5955349999999999,2.8787440000000002,3.845602]
[120,null,3.7684000000000002,3.3584000000000001,3.1947999999999999,4.1538000000000004,5.2030000000000003,6.6847000000000003,6.7015000000000002,6.0529000000000002,2.5384000000000002,2.8919999999999999,2.0468000000000002,46.594700000000003,11,"Highest",4.8998720000000002,3.7684009999999999,3.3583620000000001,3.194842,4.1538190000000004,5.2029920000000001,6.6847240000000001,6.7014959999999997,6.0529130000000002,2.5384319999999998,2.8919959999999998,4.0935430000000004]
[121,null,4.1151,3.7322000000000002,3.4632999999999998,3.9519000000000002,4.4581999999999997,5.8251999999999997,6.3594999999999997,6.0941000000000001,2.7890000000000001,2.9929999999999999,1.7607999999999999,45.542299999999997,11,"Highest",4.959047,4.1150789999999997,3.7321550000000001,3.4632779999999999,3.9518879999999998,4.4582059999999997,5.8252280000000001,6.3595300000000003,6.0940789999999998,2.7889569999999999,2.9929589999999999,3.5216430000000001]
[125,null,null,null,0,3.1272000000000002,3.3959999999999999,3.9405000000000001,4.1284000000000001,1.8367,0,null,null,16.428799999999999,5,"Medium",2.9265729999999999,1.992516,2.4887049999999999,2.6087769999999999,3.1272199999999999,3.3959920000000001,3.940464,4.1283830000000004,3.6734300000000002,3.2014490000000002,3.331156,2.933595]
[126,null,null,null,0,3.7120000000000002,4.4476000000000004,4.0872000000000002,4.6314000000000002,1.9883,0,null,null,18.866499999999998,5,"Medium-High",4.0964280000000004,2.615415,3.4179930000000001,3.1779030000000001,3.7119529999999998,4.4475920000000002,4.087199,4.6314089999999997,3.9766650000000001,3.8362349999999998,3.9688159999999999,3.5960760000000001]
[127,null,null,null,0,3.4302999999999999,3.1251000000000002,3.2343000000000002,3.1305000000000001,1.7652000000000001,0,null,null,14.6854,5,"Medium",4.2306379999999999,3.216818,3.2082920000000001,3.463606,3.4303270000000001,3.1251159999999998,3.2342620000000002,3.1305329999999998,3.5303949999999999,3.7413639999999999,4.9020590000000004,4.3413570000000004]
[128,null,null,null,0,3.9769999999999999,4.7522000000000002,4.2760999999999996,4.9211,2.0962999999999998,0,null,null,20.0227,5,"Medium-High",4.3231650000000004,2.8592149999999998,3.5096880000000001,3.3004730000000002,3.9770479999999999,4.7521930000000001,4.2761240000000003,4.9210820000000002,4.1925230000000004,3.972397,4.3062899999999997,3.7710889999999999]
[130,null,null,null,0,3.1692999999999998,3.2746,3.6151,3.6263999999999998,1.6022000000000001,0,null,null,15.287599999999999,5,"Medium",3.2915700000000001,2.4869849999999998,2.526389,2.9368729999999998,3.169273,3.274632,3.6150950000000002,3.6264069999999999,3.204475,3.4359449999999998,4.038151,3.409878]
[132,null,null,null,0,3.4295,3.9937,4.0426000000000002,4.5377999999999998,1.9339,0,null,null,17.9375,5,"Medium",3.4321000000000002,2.1908479999999999,2.8856570000000001,2.666439,3.4294910000000001,3.9937209999999999,4.0426219999999997,4.5378100000000003,3.8677239999999999,3.418841,3.5451190000000001,3.350765]
[133,null,null,null,0,3.431,4.1104000000000003,3.8109000000000002,4.2866,1.8348,0,null,null,17.473700000000001,5,"Medium",3.5859290000000001,2.3566419999999999,3.0901399999999999,2.9856850000000001,3.4309729999999998,4.1104269999999996,3.8108590000000002,4.2866210000000002,3.6695660000000001,3.566433,3.6821229999999998,3.3557800000000002]
[134,null,null,null,0,3.4451000000000001,3.0663999999999998,3.2259000000000002,3.0518999999999998,1.7553000000000001,0,null,null,14.544600000000001,5,"Medium",4.3078649999999996,3.2033499999999999,3.2668620000000002,3.5325859999999998,3.4451420000000001,3.0664169999999999,3.2259139999999999,3.0519029999999998,3.5106039999999998,3.7349749999999999,4.9115919999999997,4.3481040000000002]
[135,null,null,null,0,3.2141999999999999,3.5954000000000002,3.9146000000000001,4.0308999999999999,1.7498,0,null,null,16.504899999999999,5,"Medium",3.0472700000000001,2.0876939999999999,2.5782280000000002,2.7664520000000001,3.2142400000000002,3.5954139999999999,3.914644,4.0309419999999996,3.4996939999999999,3.3808750000000001,3.6052230000000001,3.0649090000000001]
[137,null,null,null,0,2.9996999999999998,3.1941000000000002,3.7081,3.6271,1.6093,0,null,null,15.138299999999999,5,"Medium",2.9051710000000002,2.0391919999999999,2.294251,2.5950760000000002,2.9997280000000002,3.1940599999999999,3.7081490000000001,3.6271239999999998,3.218556,3.1203419999999999,3.4908329999999999,2.9445570000000001]
[138,null,null,null,0,3.0716000000000001,3.1516000000000002,3.4790000000000001,3.5171000000000001,1.5826,0,null,null,14.8019,5,"Medium",3.3129909999999998,2.4693969999999998,2.5122840000000002,2.9172289999999998,3.0716199999999998,3.1515680000000001,3.478971,3.5171329999999998,3.165152,3.2952979999999998,4.0560429999999998,3.509064]
[139,null,null,null,0,3.7425999999999999,4.3913000000000002,3.8776999999999999,4.4001999999999999,1.8902000000000001,0,null,null,18.302,5,"Medium",3.9980259999999999,2.9328080000000001,3.5583840000000002,3.6216149999999998,3.7426460000000001,4.3913339999999996,3.8777110000000001,4.4002210000000002,3.7804419999999999,3.914142,4.4871829999999999,3.8157619999999999]
[140,null,null,null,0,3.6313,4.3182,3.8780999999999999,4.3951000000000002,1.8987000000000001,0,null,null,18.121400000000001,5,"Medium",3.92414,2.6910780000000001,3.4199519999999999,3.344687,3.631313,4.3181700000000003,3.8781439999999998,4.3950950000000004,3.7974290000000002,3.8066059999999999,4.1176370000000002,3.642566]
[141,null,null,null,0,3.2744,3.0958999999999999,3.2976000000000001,3.3231000000000002,1.6435999999999999,0,null,null,14.634600000000001,5,"Medium",3.7995920000000001,2.9845950000000001,2.8487110000000002,3.188078,3.2743820000000001,3.0958749999999999,3.2976040000000002,3.3230729999999999,3.2872379999999999,3.523034,4.5539269999999998,3.9702459999999999]
[145,null,null,null,0,3.4116,3.9519000000000002,3.7328999999999999,4.0968,1.7790999999999999,0,null,null,16.972300000000001,5,"Medium",3.4564110000000001,2.4252729999999998,3.0743469999999999,3.110242,3.4116019999999998,3.9518620000000002,3.7328990000000002,4.0967500000000001,3.5582630000000002,3.5759639999999999,3.8545720000000001,3.4090889999999998]
[147,null,null,null,0,3.68,4.3391000000000002,3.8456000000000001,4.3631000000000002,1.8928,0,null,null,18.1206,5,"Medium",3.9792519999999998,2.8329,3.5244680000000002,3.5113850000000002,3.6799740000000001,4.3390709999999997,3.8455789999999999,4.3631489999999999,3.785536,3.8734130000000002,4.311877,3.7551559999999999]
[148,null,null,null,0,2.9034,3.0688,3.823,3.8872,1.6717,0,null,null,15.354100000000001,5,"Medium",3.0462389999999999,2.096155,2.3556789999999999,2.565823,2.9034239999999998,3.068756,3.8229630000000001,3.8871609999999999,3.3433660000000001,3.190118,3.2896510000000001,3.0046759999999999]
[151,null,null,null,3.5691000000000002,3.4729999999999999,2.9933999999999998,3.0990000000000002,2.8824000000000001,3.5644999999999998,1.9033,null,null,21.4847,7,"Medium-High",4.4959730000000002,3.1556030000000002,3.4254319999999998,3.5690580000000001,3.4730129999999999,2.9934240000000001,3.0990150000000001,2.882352,3.5644969999999998,3.8065340000000001,4.7072130000000003,4.383629]
[152,null,null,null,2.8184,3.0510000000000002,2.7488999999999999,3.4737,4.1066000000000003,3.0105,1.3398000000000001,null,null,20.5489,7,"Medium-High",3.8849109999999998,2.951622,3.6770489999999998,2.8184130000000001,3.0510440000000001,2.7488999999999999,3.473716,4.1065659999999999,3.010513,2.679583,2.7117369999999998,3.2510029999999999]
[157,null,null,null,3.4822000000000002,2.9603999999999999,2.5528,2.6335000000000002,3.0326,2.9496000000000002,1.6516,null,null,19.262699999999999,7,"Medium-High",4.0407330000000004,3.5197379999999998,3.592212,3.482183,2.9603989999999998,2.552775,2.633486,3.0325739999999999,2.949614,3.3032309999999998,4.109686,3.8827229999999999]
[160,null,null,null,0,2.7757999999999998,3.7650000000000001,3.6850000000000001,3.5065,1.7135,0,null,null,15.4458,5,"Medium",1.632055,0.96478799999999998,1.5148349999999999,1.7501199999999999,2.7758189999999998,3.7650459999999999,3.6850269999999998,3.5065279999999999,3.4269500000000002,2.4931049999999999,1.8712009999999999,1.436045]
[161,null,null,null,0,2.7765,3.8923999999999999,3.6968000000000001,3.5827,1.6878,0,null,null,15.636200000000001,5,"Medium",1.3660650000000001,0.79346700000000003,1.3779950000000001,1.8167850000000001,2.7765490000000002,3.892382,3.696812,3.5826609999999999,3.3755820000000001,2.368833,1.6651879999999999,1.2288650000000001]
[164,null,null,null,0,2.2572000000000001,3.5230999999999999,3.2635000000000001,2.87,1.1244000000000001,0,null,null,13.0382,5,"Low",0.65420699999999998,0.402756,0.683979,1.2975909999999999,2.25718,3.5230899999999998,3.2635260000000001,2.869955,2.2488980000000001,1.3502110000000001,0.73254600000000003,0.61863500000000005]
[165,null,null,null,0,2.2806999999999999,3.6103999999999998,3.3557000000000001,2.9796,1.1763999999999999,0,null,null,13.402799999999999,5,"Medium",0.68270299999999995,0.42460999999999999,0.71436900000000003,1.3254859999999999,2.2807309999999998,3.6103839999999998,3.3556940000000002,2.9795729999999998,2.3528669999999998,1.4787129999999999,0.83254300000000003,0.65242199999999995]
[166,null,null,null,0,2.3222999999999998,3.6760999999999999,3.3014999999999999,2.9992000000000001,1.1817,0,null,null,13.4808,5,"Medium",0.69820700000000002,0.40986600000000001,0.77838300000000005,1.42015,2.322346,3.6760820000000001,3.3014960000000002,2.999209,2.3633470000000001,1.561267,0.85181899999999999,0.66897099999999998]
[168,null,null,null,0,3.8085,4.2786999999999997,3.9338000000000002,4.4617000000000004,1.8315999999999999,0,null,null,18.314299999999999,5,"Medium",3.7766980000000001,3.147262,3.5869010000000001,3.87974,3.8085,4.2787350000000002,3.9337610000000001,4.4617370000000003,3.6631010000000002,3.8812319999999998,4.82212,4.0054499999999997]
[172,null,null,null,0,3.7823000000000002,4.2130000000000001,3.9971000000000001,4.4805000000000001,1.8182,0,null,null,18.2911,5,"Medium",3.6452659999999999,3.1099350000000001,3.5153720000000002,3.8150810000000002,3.7822789999999999,4.213031,3.9970919999999999,4.4804979999999999,3.6363210000000001,3.77501,4.7317340000000003,3.9711349999999999]
[173,null,null,null,0,4.0637999999999996,4.5406000000000004,4.2575000000000003,4.8141999999999996,1.9775,0,null,null,19.653600000000001,5,"Medium-High",4.0306220000000001,3.450958,3.8821180000000002,4.0986269999999996,4.0638110000000003,4.5406149999999998,4.2574540000000001,4.8142389999999997,3.9550320000000001,4.0300279999999997,5.0964150000000004,4.3381920000000003]
[174,null,null,null,0,4.0529999999999999,4.5449999999999999,4.2683999999999997,4.8384,1.9748000000000001,0,null,null,19.679600000000001,5,"Medium-High",3.9827789999999998,3.402844,3.8350930000000001,4.0574599999999998,4.0530169999999996,4.545045,4.2683749999999998,4.8384289999999996,3.9495589999999998,3.9998320000000001,5.0427439999999999,4.2967139999999997]
[176,null,null,null,0,4.1087999999999996,4.5865,4.2812999999999999,4.8452999999999999,2.0009999999999999,0,null,null,19.822900000000001,5,"Medium-High",4.1158479999999997,3.5241959999999999,3.960143,4.1626159999999999,4.1087879999999997,4.5864510000000003,4.2813330000000001,4.8453119999999998,4.0020810000000004,4.0876809999999999,5.1804670000000002,4.4114779999999998]
[177,null,null,null,0,4.2698,4.7625000000000002,4.4023000000000003,4.9993999999999996,2.0891999999999999,0,null,null,20.523199999999999,5,"Medium-High",4.3753539999999997,3.751646,4.201886,4.3555970000000004,4.2698130000000001,4.7625440000000001,4.4022990000000002,4.999422,4.1784220000000003,4.2611590000000001,5.4301360000000001,4.6449819999999997]
[179,null,null,null,0,4.0879000000000003,4.5955000000000004,4.2937000000000003,4.8848000000000003,1.9953000000000001,0,null,null,19.857199999999999,5,"Medium-High",4.0335229999999997,3.4359250000000001,3.874984,4.0890440000000003,4.0879060000000003,4.5954930000000003,4.2937200000000004,4.8847800000000001,3.9905050000000002,4.0376260000000004,5.0855860000000002,4.3354699999999999]
[180,null,null,null,0,4.0460000000000003,4.5587,4.2241,4.8250000000000002,1.9715,0,null,null,19.625299999999999,5,"Medium-High",4.0048870000000001,3.3879519999999999,3.8277329999999998,4.058522,4.0460339999999997,4.5586549999999999,4.2241179999999998,4.8250250000000001,3.9429789999999998,4.0295009999999998,5.0519559999999997,4.2791610000000002]
[181,null,null,null,0,3.8824000000000001,4.4146000000000001,4.1148999999999996,4.7157999999999998,1.8869,0,null,null,19.014600000000002,5,"Medium-High",3.7103410000000001,3.1043720000000001,3.5369769999999998,3.8228149999999999,3.8824019999999999,4.4146109999999998,4.114922,4.7158179999999996,3.7738339999999999,3.8397220000000001,4.7483490000000002,4.0032050000000003]
[182,null,null,null,0,4.0160999999999998,4.5294999999999996,4.2504999999999997,4.8384999999999998,1.9581,0,null,null,19.592700000000001,5,"Medium-High",3.8997519999999999,3.311766,3.7469220000000001,3.9845929999999998,4.0160999999999998,4.5295259999999997,4.2505420000000003,4.8385239999999996,3.9162409999999999,3.9498690000000001,4.9502930000000003,4.213654]
[183,null,null,null,0,4.0415000000000001,4.5407000000000002,4.1867999999999999,4.7746000000000004,1.9653,0,null,null,19.508900000000001,5,"Medium-High",4.046119,3.4191129999999998,3.8612709999999999,4.0906900000000004,4.0415369999999999,4.5406610000000001,4.1867510000000001,4.7745870000000004,3.9306399999999999,4.057957,5.0944349999999998,4.2994690000000002]
[184,null,null,null,0,3.9180999999999999,4.4240000000000004,4.0740999999999996,4.6615000000000002,1.8992,0,null,null,18.976900000000001,5,"Medium-High",3.8609849999999999,3.2324069999999998,3.6697769999999998,3.940769,3.918088,4.4239860000000002,4.0740790000000002,4.6614899999999997,3.7983720000000001,3.9442119999999998,4.9050450000000003,4.1069649999999998]
[185,null,null,null,0,3.5800999999999998,4.1826999999999996,3.8561999999999999,4.4997999999999996,1.7355,0,null,null,17.854299999999999,5,"Medium",3.2058610000000001,2.5588250000000001,2.9888150000000002,3.3662640000000001,3.580082,4.182696,3.8561779999999999,4.4998209999999998,3.4709409999999998,3.5274420000000002,4.1793259999999997,3.4850639999999999]
[188,null,1.2126999999999999,0.53849999999999998,1.1272,2.2989999999999999,2.1985999999999999,1.0142,1.9498,4.0838999999999999,2.5764999999999998,1.1423000000000001,0.51519999999999999,18.657900000000001,9,"Medium-High",1.3301480000000001,1.212747,0.538497,1.1271599999999999,2.2990189999999999,2.198636,1.0141960000000001,1.9498470000000001,4.0839280000000002,2.5764770000000001,1.1423080000000001,1.030389]
[195,null,null,8.2291000000000007,5.3362999999999996,3.2528000000000001,2.5516000000000001,1.0928,1.5241,3.1263000000000001,6.4684999999999997,5.4481999999999999,null,37.029699999999998,9,"Highest",13.710594,8.8741339999999997,8.2290939999999999,5.3363379999999996,3.2527750000000002,2.5515780000000001,1.0927629999999999,1.524141,3.1262989999999999,6.468464,10.896338,12.319645]
[197,null,0.47120000000000001,0.55910000000000004,9.4500000000000001E-2,2.53E-2,9.9000000000000008E-3,0.67669999999999997,1.2379,0.44479999999999997,0.31240000000000001,0.43359999999999999,0.28539999999999999,4.5507999999999997,1,"Lowest",0.54147299999999998,0.47124500000000002,0.55911,9.4517000000000004E-2,2.5347000000000001E-2,9.8849999999999997E-3,0.67668200000000001,1.237854,0.44478000000000001,0.31240299999999999,0.43363200000000002,0.57073799999999997]
[198,null,null,null,1.4805999999999999,1.5609999999999999,1.8784000000000001,2.6503000000000001,3.3003,4.2706,1.9003000000000001,null,null,17.041499999999999,7,"Medium",2.8419940000000001,2.2989609999999998,1.739706,1.480575,1.5609630000000001,1.8783879999999999,2.6503389999999998,3.3003179999999999,4.2706059999999999,3.8005450000000001,2.4716130000000001,2.90638]
[199,null,1.2056,1.5376000000000001,0.46079999999999999,0.14480000000000001,9.8299999999999998E-2,1.7642,2.3913000000000002,1.0944,0.69230000000000003,1.1929000000000001,0.69630000000000003,11.278499999999999,6,"Low",1.6653230000000001,1.2055940000000001,1.5375939999999999,0.46078799999999998,0.14479400000000001,9.8261000000000001E-2,1.7642150000000001,2.391308,1.0943849999999999,0.69234300000000004,1.1929080000000001,1.392674]
[1001,null,null,null,3.6193,3.3584999999999998,3.2804000000000002,3.0457000000000001,3.0817999999999999,3.3052000000000001,1.4834000000000001,null,null,21.174299999999999,7,"Medium-High",3.3474560000000002,2.9931329999999998,3.3381050000000001,3.6193390000000001,3.3585259999999999,3.280427,3.045741,3.0817600000000001,3.3052169999999998,2.966812,3.7160329999999999,3.4958200000000001]
[1002,null,null,null,3.6494,3.5032000000000001,3.5141,3.4365000000000001,3.3974000000000002,3.3071000000000002,1.6099000000000001,null,null,22.4176,7,"Medium-High",3.4378350000000002,2.9992009999999998,3.3754149999999998,3.6493519999999999,3.503228,3.514087,3.4364690000000002,3.3973770000000001,3.3070889999999999,3.2198000000000002,3.849097,3.6242079999999999]
[1003,null,null,null,3.6145999999999998,3.4698000000000002,3.4950999999999999,3.4298000000000002,3.3891,3.2604000000000002,1.5863,null,null,22.245100000000001,7,"Medium-High",3.3921079999999999,2.9136250000000001,3.2944140000000002,3.6146479999999999,3.469786,3.4951430000000001,3.4297789999999999,3.3890530000000001,3.2603780000000002,3.172517,3.7878150000000002,3.5883579999999999]
[1005,null,null,null,3.6463999999999999,3.7504,3.5301999999999998,3.5444,3.5428000000000002,3.3992,1.7842,null,null,23.197600000000001,7,"High",3.6639140000000001,3.1543380000000001,3.5665640000000001,3.6463760000000001,3.7503980000000001,3.5301939999999998,3.5444490000000002,3.5427499999999998,3.399219,3.5682999999999998,4.071383,3.714407]
[1007,null,null,null,3.6682000000000001,3.4413,3.4449999999999998,3.3557999999999999,3.2863000000000002,3.3273999999999999,1.5934999999999999,null,null,22.1175,7,"Medium-High",3.440617,3.0714459999999999,3.4344700000000001,3.6681569999999999,3.4413019999999999,3.4450319999999999,3.3558129999999999,3.2863129999999998,3.327369,3.1870120000000002,3.854053,3.6176140000000001]
[1008,null,null,null,3.8978999999999999,3.7679999999999998,3.6665000000000001,3.5165999999999999,3.7319,3.6105,1.6796,null,null,23.870999999999999,7,"High",3.652495,3.1432850000000001,3.4985179999999998,3.8978700000000002,3.7680229999999999,3.666493,3.516559,3.7319040000000001,3.6104750000000001,3.3591679999999999,4.0883209999999996,3.7423150000000001]
[1010,null,null,null,3.7784,3.7073999999999998,3.4157999999999999,3.5265,3.3738999999999999,3.4881000000000002,1.7769999999999999,null,null,23.0671,7,"High",3.7301549999999999,3.2318730000000002,3.6115629999999999,3.7783500000000001,3.7073670000000001,3.4157579999999998,3.5264790000000001,3.373923,3.488124,3.5540919999999998,4.0931379999999997,3.7586300000000001]
[1011,null,null,null,3.9064999999999999,3.8075999999999999,3.7145000000000001,3.5672999999999999,3.8073999999999999,3.6173000000000002,1.6940999999999999,null,null,24.114699999999999,7,"High",3.6777039999999999,3.1552169999999999,3.51315,3.9064749999999999,3.8075549999999998,3.714512,3.56731,3.8074020000000002,3.6173289999999998,3.388204,4.1110610000000003,3.7556159999999998]
[1012,null,null,null,3.8237999999999999,3.7113,3.6617999999999999,3.5158,3.6640999999999999,3.5066999999999999,1.6611,null,null,23.544599999999999,7,"High",3.5856910000000002,3.102624,3.471686,3.8238319999999999,3.7112530000000001,3.6618040000000001,3.5157669999999999,3.664088,3.5066679999999999,3.322257,4.0198450000000001,3.7124630000000001]
[1013,null,null,null,3.6166,3.2913999999999999,3.3123999999999998,3.0960000000000001,3.1131000000000002,3.274,1.4690000000000001,null,null,21.172499999999999,7,"Medium-High",3.3040400000000001,2.9919889999999998,3.3296429999999999,3.6166,3.2914349999999999,3.3124229999999999,3.0960290000000001,3.1131090000000001,3.2739820000000002,2.9379960000000001,3.7036389999999999,3.500988]
[1020,null,null,null,3.6181999999999999,3.2751000000000001,3.3148,3.1185,3.1095999999999999,3.2673000000000001,1.4722,null,null,21.175699999999999,7,"Medium-High",3.303626,3.0049389999999998,3.341472,3.6182379999999998,3.275147,3.314781,3.1185299999999998,3.1096080000000001,3.2672659999999998,2.9444629999999998,3.7077300000000002,3.5100340000000001]
[1022,null,null,null,3.6244000000000001,3.28,3.3309000000000002,3.1513,3.1276000000000002,3.2688999999999999,1.4823,null,null,21.2654,7,"Medium-High",3.3117809999999999,3.0131920000000001,3.3509540000000002,3.624387,3.2800349999999998,3.3308610000000001,3.1512639999999998,3.1275599999999999,3.2689119999999998,2.9646270000000001,3.7208389999999998,3.5225610000000001]
[1026,null,null,null,3.8862999999999999,3.8302,3.7576999999999998,3.6192000000000002,3.8443999999999998,3.5798999999999999,1.7085999999999999,null,null,24.226299999999998,7,"High",3.6853379999999998,3.1532209999999998,3.54087,3.886307,3.8301660000000002,3.7576520000000002,3.6191979999999999,3.8444039999999999,3.5798990000000002,3.4172600000000002,4.1148509999999998,3.7721849999999999]
[1027,null,null,null,3.7311000000000001,3.5345,3.5278999999999998,3.3626,3.4411,3.3992,1.5834999999999999,null,null,22.579899999999999,7,"Medium-High",3.4530110000000001,3.033312,3.3873120000000001,3.731055,3.5344540000000002,3.5278870000000002,3.3626239999999998,3.4410759999999998,3.3991660000000001,3.167071,3.8798849999999998,3.6208490000000002]
[1028,null,null,null,3.6730999999999998,3.3950999999999998,3.3,3.1654,3.1073,3.3471000000000002,1.5388999999999999,null,null,21.526900000000001,7,"Medium-High",3.4266109999999999,3.0808779999999998,3.4188149999999999,3.6731099999999999,3.3951359999999999,3.3000060000000002,3.1654270000000002,3.1072700000000002,3.347118,3.0778409999999998,3.7970600000000001,3.5654180000000002]
[1030,null,null,null,3.6288999999999998,3.4043999999999999,3.3096999999999999,3.0670000000000002,3.1305000000000001,3.3228,1.4977,null,null,21.361000000000001,7,"Medium-High",3.363559,2.9778370000000001,3.3276400000000002,3.6289370000000001,3.4044400000000001,3.3096670000000001,3.0669930000000001,3.130506,3.3228170000000001,2.9952999999999999,3.7354829999999999,3.5012099999999999]
[1031,null,null,null,3.649,3.6671,3.5034999999999998,3.5059999999999998,3.4636,3.3732000000000002,1.7312000000000001,null,null,22.893599999999999,7,"High",3.5972460000000002,3.1077750000000002,3.5077630000000002,3.6490130000000001,3.6671040000000001,3.5034920000000001,3.505979,3.4635570000000002,3.3732220000000002,3.4623940000000002,3.9925199999999998,3.6734309999999999]
[1032,null,null,null,3.8357000000000001,3.7688000000000001,3.7160000000000002,3.5859000000000001,3.758,3.5164,1.6874,null,null,23.868200000000002,7,"High",3.6243069999999999,3.1092610000000001,3.4970249999999998,3.8356940000000002,3.7688069999999998,3.7160150000000001,3.5859209999999999,3.7579769999999999,3.516397,3.3747690000000001,4.0540099999999999,3.7377370000000001]
[1033,null,null,null,3.6320999999999999,3.3146,3.3843999999999999,3.2397,3.1958000000000002,3.2707999999999999,1.5124,null,null,21.549800000000001,7,"Medium-High",3.334775,3.0138790000000002,3.3609900000000001,3.632101,3.3146070000000001,3.3843899999999998,3.2397480000000001,3.1957909999999998,3.270791,3.0247959999999998,3.7523140000000001,3.551571]
[1034,null,null,null,3.9033000000000002,3.7479,3.6242999999999999,3.4750999999999999,3.6795,3.6211000000000002,1.6738,null,null,23.725000000000001,7,"High",3.6484719999999999,3.143526,3.5048300000000001,3.9032659999999999,3.7479,3.6243080000000001,3.4751409999999998,3.6794989999999999,3.621124,3.3476300000000001,4.0845320000000003,3.7445729999999999]
[1035,null,null,null,3.5964999999999998,3.3887999999999998,3.4415,3.3498999999999999,3.3149999999999999,3.2323,1.5401,null,null,21.864100000000001,7,"Medium-High",3.3365589999999998,2.8918140000000001,3.2620909999999999,3.59653,3.3887960000000001,3.4414820000000002,3.3498619999999999,3.315048,3.232278,3.0802909999999999,3.7313139999999998,3.5473620000000001]
[1036,null,null,null,3.7296999999999998,3.4718,3.3393000000000002,3.2964000000000002,3.1722999999999999,3.4007000000000001,1.6067,null,null,22.0169,7,"Medium-High",3.5197639999999999,3.152549,3.4899819999999999,3.7297370000000001,3.4717690000000001,3.339289,3.2963740000000001,3.1723089999999998,3.4007040000000002,3.213374,3.8925179999999999,3.6375700000000002]
[1038,null,null,null,3.6038999999999999,3.4398,3.4754999999999998,3.4016000000000002,3.3784000000000001,3.2416999999999998,1.5608,null,null,22.101700000000001,7,"Medium-High",3.3595579999999998,2.8672209999999998,3.246454,3.6039479999999999,3.4397660000000001,3.4754589999999999,3.4015819999999999,3.3784329999999998,3.241724,3.1216439999999999,3.747776,3.5597889999999999]
[1039,null,null,null,3.7109999999999999,3.5905,3.5842000000000001,3.4830000000000001,3.5337999999999998,3.3685999999999998,1.6212,null,null,22.892299999999999,7,"High",3.4763139999999999,2.9833449999999999,3.3635609999999998,3.7109730000000001,3.5905360000000002,3.5842049999999999,3.4830420000000002,3.5337589999999999,3.3685510000000001,3.2424900000000001,3.8899759999999999,3.6449199999999999]
[1040,null,null,null,3.6349,3.3279999999999998,3.3666,3.1680000000000001,3.1898,3.2871000000000001,1.4892000000000001,null,null,21.4636,7,"Medium-High",3.3192020000000002,2.986119,3.325866,3.6348590000000001,3.3279700000000001,3.366571,3.167977,3.189832,3.2871440000000001,2.9784030000000001,3.731344,3.522764]
[1050,null,null,null,3.8241000000000001,3.6951000000000001,3.6332,3.4731999999999998,3.6406000000000001,3.5169999999999999,1.6466000000000001,null,null,23.4298,7,"High",3.5752229999999998,3.0912130000000002,3.4491070000000001,3.8240539999999998,3.695084,3.633178,3.4732349999999999,3.6406040000000002,3.5169649999999999,3.2932380000000001,4.0048440000000003,3.688571]
[1053,null,null,null,3.7326999999999999,3.5733000000000001,3.5651999999999999,3.4278,3.4937,3.3963000000000001,1.6076999999999999,null,null,22.796700000000001,7,"High",3.4743650000000001,3.0246059999999999,3.3909539999999998,3.7326649999999999,3.5732729999999999,3.5652300000000001,3.4277980000000001,3.493738,3.396271,3.2154850000000001,3.8996719999999998,3.6440030000000001]
[1054,null,null,null,3.6055000000000001,3.5491999999999999,3.5482999999999998,3.4961000000000002,3.4910999999999999,3.2663000000000002,1.6181000000000001,null,null,22.5746,7,"Medium-High",3.4294289999999998,2.91547,3.3075399999999999,3.6054979999999999,3.54915,3.5482930000000001,3.4960849999999999,3.4911340000000002,3.266257,3.2362129999999998,3.820335,3.5962239999999999]
[1056,null,null,null,3.6619999999999999,3.3532000000000002,3.3658000000000001,3.2410999999999999,3.1728000000000001,3.3130000000000002,1.5388999999999999,null,null,21.646799999999999,7,"Medium-High",3.3898459999999999,3.0689169999999999,3.413605,3.6620349999999999,3.353192,3.3658199999999998,3.2410999999999999,3.1728040000000002,3.3130120000000001,3.0777679999999998,3.7965119999999999,3.5763219999999998]
[1057,null,null,null,3.7709000000000001,3.5918000000000001,3.3881000000000001,3.4306999999999999,3.2776999999999998,3.4544000000000001,1.6932,null,null,22.6068,7,"High",3.6313689999999998,3.204526,3.5567690000000001,3.7708979999999999,3.5918169999999998,3.3880819999999998,3.4307219999999998,3.2777050000000001,3.4544389999999998,3.386387,4.0011539999999997,3.7103670000000002]
[1060,null,null,null,3.6345000000000001,3.3925999999999998,3.4434999999999998,3.3102,3.3121999999999998,3.2757000000000001,1.5315000000000001,null,null,21.900200000000002,7,"Medium-High",3.3479749999999999,2.9427110000000001,3.3009300000000001,3.6344690000000002,3.3925890000000001,3.4435319999999998,3.310206,3.312179,3.2756980000000002,3.0629930000000001,3.7574909999999999,3.5559159999999999]
[1062,null,null,null,3.6945000000000001,3.4990000000000001,3.5106999999999999,3.3683999999999998,3.4121999999999999,3.3515999999999999,1.5745,null,null,22.410900000000002,7,"Medium-High",3.4218510000000002,2.9932319999999999,3.353837,3.6944889999999999,3.4990260000000002,3.5107149999999998,3.3683800000000002,3.4122370000000002,3.3515600000000001,3.1489259999999999,3.8411559999999998,3.6048909999999998]
[1063,null,null,null,3.6402000000000001,3.4030999999999998,3.45,3.3159000000000001,3.3218999999999999,3.2829999999999999,1.5357000000000001,null,null,21.9498,7,"Medium-High",3.355143,2.9473060000000002,3.3057850000000002,3.6401849999999998,3.403079,3.4500380000000002,3.315931,3.321949,3.2830010000000001,3.071447,3.7655210000000001,3.5605799999999999]
[1068,null,null,null,3.6715,3.7905000000000002,3.4904000000000002,3.5396000000000001,3.5106000000000002,3.4451000000000001,1.8281000000000001,null,null,23.2758,7,"High",3.725673,3.1995900000000002,3.622662,3.6714720000000001,3.790451,3.4904060000000001,3.5395720000000002,3.5105780000000002,3.4450599999999998,3.6562809999999999,4.1242770000000002,3.7404649999999999]
[1069,null,null,null,3.7193000000000001,3.5568,3.4209000000000001,3.4195000000000002,3.3012999999999999,3.4053,1.6745000000000001,null,null,22.497599999999998,7,"Medium-High",3.5695800000000002,3.152501,3.5185369999999998,3.7192959999999999,3.5567690000000001,3.4208829999999999,3.419492,3.3012700000000001,3.4052910000000001,3.3490129999999998,3.9578509999999998,3.674423]
[1070,null,null,null,3.8881000000000001,3.8597999999999999,3.7850000000000001,3.6478999999999999,3.8984999999999999,3.5831,1.7189000000000001,null,null,24.3813,7,"High",3.7055229999999999,3.151084,3.554459,3.8881269999999999,3.859772,3.784951,3.6478809999999999,3.8985319999999999,3.5830980000000001,3.4378630000000001,4.1279830000000004,3.7789060000000001]
[1071,null,null,null,3.8050000000000002,3.6440000000000001,3.5543999999999998,3.3759999999999999,3.5217000000000001,3.5065,1.621,null,null,23.028600000000001,7,"High",3.545512,3.0774240000000002,3.4314010000000001,3.8049770000000001,3.6439810000000001,3.554376,3.3759800000000002,3.5217450000000001,3.5065360000000001,3.241905,3.9679739999999999,3.6624050000000001]
[1072,null,null,null,3.6526999999999998,3.6074000000000002,3.5871,3.5253000000000001,3.5194000000000001,3.3279999999999998,1.6563000000000001,null,null,22.876200000000001,7,"High",3.4949979999999998,3.0178630000000002,3.4050880000000001,3.6527229999999999,3.6074389999999998,3.5870820000000001,3.52528,3.519434,3.3279580000000002,3.3125369999999998,3.9074490000000002,3.6558139999999999]
[1073,null,null,null,3.6968999999999999,3.4752000000000001,3.4620000000000002,3.2732000000000001,3.3416999999999999,3.3689,1.5505,null,null,22.168399999999998,7,"Medium-High",3.4068550000000002,3.006049,3.3524400000000001,3.6969059999999998,3.4751799999999999,3.461954,3.2732009999999998,3.3416760000000001,3.3689290000000001,3.1009899999999999,3.8251010000000001,3.5765020000000001]
[1075,null,null,null,3.6101000000000001,3.266,3.3571,3.1839,3.1665000000000001,3.2423999999999999,1.4741,null,null,21.3001,7,"Medium-High",3.2825790000000001,2.9716520000000002,3.3115000000000001,3.6100859999999999,3.2660339999999999,3.3571119999999999,3.1838600000000001,3.1665019999999999,3.2424409999999999,2.9482900000000001,3.699865,3.514691]
[1077,null,null,null,3.6880000000000002,3.5232000000000001,3.3860000000000001,3.1545999999999998,3.2610999999999999,3.3965999999999998,1.5469999999999999,null,null,21.956499999999998,7,"Medium-High",3.4381560000000002,2.9929589999999999,3.3525019999999999,3.6880329999999999,3.523161,3.3859859999999999,3.1545640000000001,3.2610779999999999,3.396576,3.093966,3.819277,3.5524520000000002]
[1080,null,null,null,3.7017000000000002,3.4647999999999999,3.3959999999999999,3.3433999999999999,3.2381000000000002,3.3698999999999999,1.615,null,null,22.128900000000002,7,"Medium-High",3.4945189999999999,3.1255440000000001,3.4799419999999999,3.7017180000000001,3.464772,3.3959700000000002,3.3433700000000002,3.2381359999999999,3.3698679999999999,3.22993,3.8911069999999999,3.6364619999999999]
[1081,null,null,null,3.8235000000000001,3.7309999999999999,3.4015,3.5568,3.3690000000000002,3.5211999999999999,1.7886,null,null,23.191600000000001,7,"High",3.7770540000000001,3.2664580000000001,3.6326489999999998,3.8235269999999999,3.7309570000000001,3.4015070000000001,3.5567609999999998,3.3690370000000001,3.5211969999999999,3.5771470000000001,4.1238679999999999,3.790994]
[1082,null,null,null,3.6718999999999999,3.5789,3.4678,3.45,3.3713000000000002,3.3685999999999998,1.6822999999999999,null,null,22.590800000000002,7,"High",3.547866,3.1048049999999998,3.4876670000000001,3.6719119999999998,3.578919,3.467832,3.4499909999999998,3.3712680000000002,3.3685900000000002,3.3646099999999999,3.943559,3.6554859999999998]
[1084,null,null,null,3.8672,3.7810000000000001,3.7136,3.5695999999999999,3.7652000000000001,3.5579999999999998,1.6879999999999999,null,null,23.942599999999999,7,"High",3.6449760000000002,3.1358600000000001,3.5091130000000001,3.8672170000000001,3.781047,3.7135530000000001,3.5696409999999998,3.7652060000000001,3.5580270000000001,3.3759600000000001,4.0787110000000002,3.7466360000000001]
[1085,null,null,null,3.7017000000000002,3.5076999999999998,3.4388999999999998,3.2273000000000001,3.3262999999999998,3.3932000000000002,1.5529999999999999,null,null,22.148099999999999,7,"Medium-High",3.4306700000000001,3.0066519999999999,3.3574459999999999,3.701721,3.5076679999999998,3.4389409999999998,3.2273390000000002,3.326254,3.393157,3.1060460000000001,3.8339729999999999,3.5700509999999999]
[1088,null,null,null,3.6572,3.5177,3.5312999999999999,3.4472999999999998,3.4578000000000002,3.3046000000000002,1.5931,null,null,22.509,7,"Medium-High",3.419241,2.9221409999999999,3.3025060000000002,3.6571509999999998,3.5176970000000001,3.5313080000000001,3.4472580000000002,3.4577589999999998,3.3045990000000001,3.1861630000000001,3.819515,3.6042510000000001]
[1089,null,null,null,3.6282999999999999,3.3523000000000001,3.3216000000000001,3.0922000000000001,3.1372,3.3035999999999999,1.4865999999999999,null,null,21.3218,7,"Medium-High",3.3368380000000002,2.988553,3.3313700000000002,3.6282779999999999,3.352274,3.321631,3.0921500000000002,3.1372230000000001,3.30362,2.9732599999999998,3.7268150000000002,3.5055480000000001]
[1092,null,null,null,3.7242999999999999,3.6566000000000001,3.4403000000000001,3.4904000000000002,3.3698000000000001,3.4363999999999999,1.7416,null,null,22.859400000000001,7,"High",3.6482999999999999,3.1749649999999998,3.5597829999999999,3.7242660000000001,3.6566049999999999,3.4402720000000002,3.4904130000000002,3.3697620000000001,3.4364210000000002,3.4832429999999999,4.0279680000000004,3.7078869999999999]
[1095,null,null,null,3.6951999999999998,3.4077000000000002,3.3509000000000002,3.2602000000000002,3.1667000000000001,3.3578000000000001,1.5713999999999999,null,null,21.809899999999999,7,"Medium-High",3.451632,3.1155029999999999,3.456197,3.6951610000000001,3.4076590000000002,3.3508810000000002,3.2601900000000001,3.1666720000000002,3.3578389999999998,3.1427160000000001,3.8442970000000001,3.6051600000000001]
[1096,null,null,null,3.8058000000000001,3.7107999999999999,3.6720999999999999,3.5430000000000001,3.6697000000000002,3.4801000000000002,1.6667000000000001,null,null,23.548200000000001,7,"High",3.5776110000000001,3.086767,3.4665159999999999,3.8057949999999998,3.7107999999999999,3.6721349999999999,3.5430320000000002,3.669727,3.4801359999999999,3.333494,4.010351,3.714788]
[1098,null,null,null,3.9077000000000002,3.8412000000000002,3.7582,3.6162000000000001,3.855,3.6084000000000001,1.7114,null,null,24.298100000000002,7,"High",3.7007970000000001,3.1700219999999999,3.54657,3.907702,3.8412169999999999,3.7581579999999999,3.6161720000000002,3.85501,3.6083620000000001,3.4227539999999999,4.1327119999999997,3.779798]
[1103,null,null,null,3.6099000000000001,3.2902999999999998,3.2726000000000002,3.0400999999999998,3.0619000000000001,3.2793000000000001,1.4631000000000001,null,null,21.017199999999999,7,"Medium-High",3.3111670000000002,3.0024259999999998,3.3403429999999998,3.6099350000000001,3.2902710000000002,3.2726320000000002,3.0400960000000001,3.0618590000000001,3.2793049999999999,2.9261629999999998,3.6953779999999998,3.4897529999999999]
[1104,null,null,null,3.6196000000000002,3.2921,3.2948,3.0874000000000001,3.0878000000000001,3.2801999999999998,1.4744999999999999,null,null,21.136399999999998,7,"Medium-High",3.318292,3.0121540000000002,3.3495210000000002,3.6196459999999999,3.292141,3.2947639999999998,3.0873900000000001,3.0877970000000001,3.2802009999999999,2.9489420000000002,3.7110859999999999,3.5063420000000001]
[1105,null,null,null,3.6141000000000001,3.2949999999999999,3.2732000000000001,3.0474999999999999,3.0625,3.2835999999999999,1.4679,null,null,21.043800000000001,7,"Medium-High",3.3186629999999999,3.0098479999999999,3.347569,3.6141260000000002,3.2950149999999998,3.2731880000000002,3.04745,3.0625200000000001,3.2836090000000002,2.9358919999999999,3.70228,3.495082]
[1106,null,null,null,3.6280000000000001,3.36,3.2696999999999998,3.0661,3.0632999999999999,3.3102999999999998,1.4938,null,null,21.191199999999998,7,"Medium-High",3.3670399999999998,3.0180799999999999,3.3605320000000001,3.6280480000000002,3.3599960000000002,3.269666,3.0660560000000001,3.0633180000000002,3.3102520000000002,2.9875379999999998,3.7274319999999999,3.5106389999999998]
[1107,null,null,null,3.6151,3.3047,3.2921999999999998,3.0634000000000001,3.0899000000000001,3.2833999999999999,1.4695,null,null,21.118200000000002,7,"Medium-High",3.315089,2.9960689999999999,3.3351639999999998,3.615097,3.3047249999999999,3.2921830000000001,3.0633949999999999,3.089912,3.2833640000000002,2.9389970000000001,3.7038310000000001,3.4952260000000002]
[1108,null,null,null,3.6286,3.323,3.2747999999999999,3.0678999999999998,3.0670999999999999,3.3022,1.4858,null,null,21.1494,7,"Medium-High",3.3483079999999998,3.0297900000000002,3.3678940000000002,3.6286070000000001,3.322994,3.2747760000000001,3.0679259999999999,3.0671400000000002,3.3021959999999999,2.971651,3.7262620000000002,3.5113189999999999]
[1109,null,null,null,3.6303000000000001,3.3105000000000002,3.2936000000000001,3.0987,3.0878999999999999,3.2944,1.4872000000000001,null,null,21.2026,7,"Medium-High",3.3401700000000001,3.029687,3.3671389999999999,3.6303100000000001,3.3105259999999999,3.2936000000000001,3.0986690000000001,3.0878869999999998,3.2944290000000001,2.97445,3.729104,3.5181040000000001]
[1118,null,null,null,3.6476999999999999,3.3397999999999999,3.2948,3.1200999999999999,3.0928,3.3163999999999998,1.5071000000000001,null,null,21.3187,7,"Medium-High",3.373132,3.0547689999999998,3.3919540000000001,3.6476999999999999,3.339798,3.2948409999999999,3.120104,3.0927750000000001,3.3164349999999998,3.0141140000000002,3.7572739999999998,3.5366550000000001]
[1119,null,null,null,3.6507999999999998,3.3376999999999999,3.3134999999999999,3.1522000000000001,3.1137000000000001,3.3127,1.5126999999999999,null,null,21.3933,7,"Medium-High",3.3727320000000001,3.0562369999999999,3.3942450000000002,3.6507619999999998,3.3376600000000001,3.3134540000000001,3.1521789999999998,3.1136499999999998,3.3127490000000002,3.025318,3.7642829999999998,3.5456270000000001]
[1128,null,null,null,3.6703000000000001,3.3691,3.3111000000000002,3.1711999999999998,3.1151,3.3378000000000001,1.5333000000000001,null,null,21.507899999999999,7,"Medium-High",3.4087710000000002,3.0841940000000001,3.4209719999999999,3.6702590000000002,3.369138,3.3110729999999999,3.1711969999999998,3.115148,3.337774,3.0665049999999998,3.794117,3.5648209999999998]
[1129,null,null,null,3.6659999999999999,3.3597999999999999,3.3231000000000002,3.1840999999999999,3.1272000000000002,3.3285,1.5309999999999999,null,null,21.5197,7,"Medium-High",3.3986499999999999,3.0768249999999999,3.4149820000000002,3.6659869999999999,3.3598140000000001,3.3230650000000002,3.1840670000000002,3.1272039999999999,3.328481,3.0619290000000001,3.7898640000000001,3.5645009999999999]
[1151,null,null,null,3.6469,3.3271999999999999,3.3267000000000002,3.1678999999999999,3.1272000000000002,3.3029000000000002,1.5104,null,null,21.409199999999998,7,"Medium-High",3.3618939999999999,3.0488400000000002,3.3878979999999999,3.646903,3.3271609999999998,3.326689,3.167862,3.1272150000000001,3.30287,3.020753,3.7601499999999999,3.5459040000000002]
[1201,null,null,null,3.7926000000000002,3.8473999999999999,3.7096,3.5994000000000002,3.9904999999999999,3.5442999999999998,1.6637999999999999,null,null,24.147600000000001,7,"High",3.6165129999999999,2.9886349999999999,3.371982,3.7926280000000001,3.8473899999999999,3.709606,3.5993550000000001,3.990497,3.5443090000000002,3.3275229999999998,3.9733710000000002,3.5498080000000001]
[1220,null,null,null,3.9224999999999999,3.9510999999999998,3.8557000000000001,3.7071000000000001,4.0666000000000002,3.6507000000000001,1.7464,null,null,24.900099999999998,7,"High",3.7825839999999999,3.169416,3.6166200000000002,3.9224519999999998,3.9511419999999999,3.8557329999999999,3.7071070000000002,4.0665820000000004,3.6507040000000002,3.492794,4.1814229999999997,3.7977319999999999]
[1222,null,null,null,3.8954,3.7722000000000002,3.6880999999999999,3.6044999999999998,4.0500999999999996,3.6669999999999998,1.6626000000000001,null,null,24.3399,7,"High",3.6047669999999998,2.974278,3.3449070000000001,3.8953920000000002,3.7721939999999998,3.6880739999999999,3.6045419999999999,4.0500889999999998,3.6669879999999999,3.325189,4.0216989999999999,3.6068880000000001]
[1223,null,null,null,3.9548000000000001,3.9150999999999998,3.7896000000000001,3.6648000000000001,4.0076999999999998,3.6884999999999999,1.7291000000000001,null,null,24.749600000000001,7,"High",3.7609409999999999,3.1833939999999998,3.543558,3.954847,3.915108,3.7896079999999999,3.664793,4.0076749999999999,3.6885129999999999,3.4582709999999999,4.1773090000000002,3.7751030000000001]
[1224,null,null,null,3.8813,3.9123999999999999,3.7927,3.6602999999999999,4.0354999999999999,3.6215999999999999,1.7129000000000001,null,null,24.616700000000002,7,"High",3.7211810000000001,3.1061350000000001,3.5101879999999999,3.8812530000000001,3.9123610000000002,3.7926709999999999,3.6603479999999999,4.0354640000000002,3.6216080000000002,3.4257089999999999,4.1037660000000002,3.6997469999999999]
[1225,null,null,null,3.9196,3.9445000000000001,3.8386,3.6960999999999999,4.0593000000000004,3.6526000000000001,1.7387999999999999,null,null,24.849499999999999,7,"High",3.770486,3.1608489999999998,3.5866039999999999,3.9195950000000002,3.9445320000000001,3.8385549999999999,3.6960920000000002,4.059291,3.652606,3.4776910000000001,4.1662189999999999,3.7733319999999999]
[1226,null,null,null,3.9201999999999999,3.9300999999999999,3.8132000000000001,3.6808999999999998,4.0391000000000004,3.6543999999999999,1.7296,null,null,24.767499999999998,7,"High",3.756494,3.1554739999999999,3.5515629999999998,3.9201890000000001,3.9300869999999999,3.8132239999999999,3.6808529999999999,4.0390860000000002,3.654382,3.45912,4.1538870000000001,3.7530809999999999]
[1230,null,null,null,3.8458999999999999,3.8119999999999998,3.6720999999999999,3.5962000000000001,4.0267999999999997,3.6143000000000001,1.6534,null,null,24.220700000000001,7,"High",3.6067939999999998,2.9674119999999999,3.3015889999999999,3.8458779999999999,3.8120289999999999,3.6721059999999999,3.596184,4.0268069999999998,3.614306,3.3067299999999999,3.9866489999999999,3.5391780000000002]
[1235,null,null,null,3.9695999999999998,3.9377,3.8285,3.6938,4.0106999999999999,3.6937000000000002,1.7478,null,null,24.881799999999998,7,"High",3.7927179999999998,3.2225269999999999,3.605397,3.9695610000000001,3.9377360000000001,3.8284549999999999,3.693765,4.0106890000000002,3.6936960000000001,3.49566,4.2151370000000004,3.827423]
[1236,null,null,null,3.7820999999999998,3.8241000000000001,3.6377999999999999,3.5828000000000002,4.0096999999999996,3.5556000000000001,1.6346000000000001,null,null,24.026700000000002,7,"High",3.5819070000000002,2.9234279999999999,3.2374740000000002,3.7820740000000002,3.8240639999999999,3.637804,3.582808,4.0096790000000002,3.5556130000000001,3.2691859999999999,3.9239009999999999,3.4431050000000001]
[1237,null,null,null,3.8527999999999998,3.9060000000000001,3.7905000000000002,3.6518999999999999,4.0384000000000002,3.5983999999999998,1.7060999999999999,null,null,24.5441,7,"High",3.7021820000000001,3.075637,3.5047609999999998,3.8527550000000002,3.9059529999999998,3.7904610000000001,3.651856,4.0384320000000002,3.5983960000000002,3.412223,4.0740410000000002,3.6752359999999999]
[1238,null,null,null,3.8975,3.8752,3.7364000000000002,3.6242000000000001,4.0153999999999996,3.641,1.6922999999999999,null,null,24.481999999999999,7,"High",3.6911610000000001,3.0863459999999998,3.4230369999999999,3.897465,3.8751549999999999,3.736361,3.6242260000000002,4.0153910000000002,3.6409639999999999,3.3845010000000002,4.0850920000000004,3.6606510000000001]
[1240,null,null,null,3.8075999999999999,3.8397999999999999,3.6930000000000001,3.5911,3.9904000000000002,3.5571999999999999,1.6586000000000001,null,null,24.137699999999999,7,"High",3.615907,2.9894379999999998,3.3392550000000001,3.8076189999999999,3.8397860000000001,3.693041,3.591129,3.990421,3.557207,3.3171520000000001,3.9774699999999998,3.5433400000000002]
[1243,null,null,null,3.9436,3.8761000000000001,3.7774999999999999,3.6379999999999999,3.9098000000000002,3.6575000000000002,1.7250000000000001,null,null,24.5275,7,"High",3.740192,3.1979850000000001,3.568222,3.9435669999999998,3.8761060000000001,3.7775050000000001,3.6380309999999998,3.909751,3.657467,3.4499230000000001,4.1720769999999998,3.8030050000000002]
[1245,null,null,null,3.9192,3.8521000000000001,3.7282000000000002,3.6147,4.0084999999999997,3.6646999999999998,1.6921999999999999,null,null,24.479600000000001,7,"High",3.686639,3.088015,3.4268339999999999,3.9192079999999998,3.8520940000000001,3.7281719999999998,3.6147330000000002,4.0084920000000004,3.6646969999999999,3.3843549999999998,4.0971029999999997,3.681432]
[1247,null,null,null,3.9173,3.9542000000000002,3.8673000000000002,3.7141999999999999,4.0732999999999997,3.6442999999999999,1.7503,null,null,24.9209,7,"High",3.7890429999999999,3.1668780000000001,3.6367560000000001,3.9173149999999999,3.9542120000000001,3.867299,3.7142270000000002,4.0732530000000002,3.6443300000000001,3.50054,4.1882390000000003,3.8123559999999999]
[1253,null,null,null,3.9786000000000001,3.8822000000000001,3.7605,3.6351,3.9565999999999999,3.7103999999999999,1.726,null,null,24.6494,7,"High",3.752758,3.1967509999999999,3.5491540000000001,3.9785759999999999,3.8822459999999999,3.7604850000000001,3.6351059999999999,3.956607,3.7104200000000001,3.451959,4.1895899999999999,3.7996850000000002]
[1254,null,null,null,3.7448000000000001,3.8079000000000001,3.6444999999999999,3.5678000000000001,3.9731000000000001,3.5095999999999998,1.6309,null,null,23.878599999999999,7,"High",3.552889,2.9100269999999999,3.2607560000000002,3.7447870000000001,3.807877,3.6444709999999998,3.567828,3.9731179999999999,3.5096379999999998,3.2617150000000001,3.893275,3.4377110000000002]
[1255,null,null,null,3.9672999999999998,3.8357999999999999,3.7237,3.6052,3.9456000000000002,3.7050999999999998,1.7089000000000001,null,null,24.491599999999998,7,"High",3.711983,3.1478199999999998,3.508451,3.967327,3.8358240000000001,3.7237469999999999,3.6051500000000001,3.9455870000000002,3.7050800000000002,3.4178850000000001,4.1531539999999998,3.767191]
[1256,null,null,null,3.9319000000000002,3.9352999999999998,3.8494000000000002,3.7057000000000002,4.0204000000000004,3.6434000000000002,1.7487999999999999,null,null,24.834900000000001,7,"High",3.77942,3.1899609999999998,3.6201620000000001,3.9319120000000001,3.9353250000000002,3.8494169999999999,3.705721,4.0203519999999999,3.6434220000000002,3.4975320000000001,4.1940720000000002,3.8226719999999998]
[1257,null,null,null,3.8672,3.7850999999999999,3.6781999999999999,3.6101999999999999,4.0648,3.6478000000000002,1.6532,null,null,24.3065,7,"High",3.592104,2.9451550000000002,3.3035369999999999,3.8672300000000002,3.7851279999999998,3.6782080000000001,3.6102349999999999,4.0647789999999997,3.647767,3.3063929999999999,3.9890910000000002,3.5533790000000001]
[1258,null,null,null,3.7970999999999999,3.738,3.6225000000000001,3.5981000000000001,4.0278,3.5943999999999998,1.6185,null,null,23.996400000000001,7,"High",3.5018769999999999,2.841278,3.223684,3.797075,3.7379959999999999,3.6225109999999998,3.5981190000000001,4.0277589999999996,3.5943800000000001,3.2370130000000001,3.8803800000000002,3.434545]
[1259,null,null,null,3.9129,3.7856000000000001,3.6987999999999999,3.5916000000000001,4.0147000000000004,3.6694,1.6736,null,null,24.346599999999999,7,"High",3.6327989999999999,3.0232070000000002,3.3832100000000001,3.912887,3.7856040000000002,3.6987760000000001,3.5916359999999998,4.0146949999999997,3.6693690000000001,3.347216,4.057677,3.6543730000000001]
[1262,null,null,null,3.8180999999999998,3.8399000000000001,3.6762000000000001,3.5931000000000002,4.0105000000000004,3.5775999999999999,1.6537999999999999,null,null,24.1692,7,"High",3.6163099999999999,2.9784419999999998,3.3033679999999999,3.8180939999999999,3.8398560000000002,3.6761870000000001,3.593073,4.0105389999999996,3.5776439999999998,3.3076910000000002,3.97641,3.5208430000000002]
[1266,null,null,null,3.7623000000000002,3.8148,3.6341000000000001,3.5754000000000001,3.9944999999999999,3.5346000000000002,1.63,null,null,23.945699999999999,7,"High",3.5646559999999998,2.9094630000000001,3.2362310000000001,3.7622680000000002,3.814781,3.63408,3.575377,3.9944899999999999,3.5345610000000001,3.2600359999999999,3.9036240000000002,3.4289670000000001]
[1267,null,null,null,3.7673000000000001,3.8458000000000001,3.7406999999999999,3.5975999999999999,3.9842,3.508,1.6717,null,null,24.115300000000001,7,"High",3.6147130000000001,2.9815969999999998,3.4436930000000001,3.767299,3.8458209999999999,3.7407400000000002,3.5976409999999999,3.9842460000000002,3.5080469999999999,3.3433639999999998,3.9685549999999998,3.588101]
[1270,null,null,null,3.9542000000000002,3.9420000000000002,3.8450000000000002,3.7044000000000001,4.0225999999999997,3.6720000000000002,1.7508999999999999,null,null,24.891100000000002,7,"High",3.7913700000000001,3.211071,3.6195249999999999,3.9542060000000001,3.9420480000000002,3.8449779999999998,3.7044039999999998,4.0226309999999996,3.671996,3.501798,4.2095599999999997,3.8292929999999998]
[1301,null,null,null,3.5257000000000001,3.5390000000000001,3.5326,3.4824000000000002,3.5728,3.1839,1.5778000000000001,null,null,22.414200000000001,7,"Medium-High",3.3613499999999998,2.7688009999999998,3.187236,3.5257489999999998,3.5389759999999999,3.5326230000000001,3.4824069999999998,3.5727869999999999,3.183878,3.1556350000000002,3.712402,3.4801489999999999]
[1330,null,null,null,3.8081,3.7671000000000001,3.7170999999999998,3.5931999999999999,3.7770000000000001,3.4862000000000002,1.6833,null,null,23.832000000000001,7,"High",3.6117780000000002,3.074392,3.4757829999999998,3.8081149999999999,3.767102,3.7170619999999999,3.5932179999999998,3.776993,3.486227,3.3666689999999999,4.0288729999999999,3.7156880000000001]
[1331,null,null,null,3.5594999999999999,3.6789999999999998,3.5547,3.5436000000000001,3.6067,3.2825000000000002,1.7054,null,null,22.9314,7,"High",3.5515680000000001,3.0279050000000001,3.4270559999999999,3.559545,3.67902,3.5547390000000001,3.543561,3.606671,3.2825199999999999,3.4107430000000001,3.9487290000000002,3.6343489999999998]
[1337,null,null,null,3.5207000000000002,3.5767000000000002,3.5522,3.5015999999999998,3.6274999999999999,3.1871999999999998,1.589,null,null,22.5549,7,"Medium-High",3.3815379999999999,2.783074,3.2093769999999999,3.520715,3.5767190000000002,3.552165,3.5016250000000002,3.6275200000000001,3.1871510000000001,3.1780819999999999,3.735528,3.4840499999999999]
[1338,null,null,null,3.7742,3.7557999999999998,3.71,3.5935999999999999,3.7829000000000002,3.4483999999999999,1.6755,null,null,23.740400000000001,7,"High",3.5902080000000001,3.0330629999999998,3.4460030000000001,3.7742399999999998,3.7557960000000001,3.709965,3.5936439999999998,3.7828569999999999,3.448439,3.3509039999999999,3.9945849999999998,3.6872889999999998]
[1339,null,null,null,3.8654999999999999,3.8618999999999999,3.7955999999999999,3.6638000000000002,3.9159000000000002,3.5554999999999999,1.7215,null,null,24.3797,7,"High",3.7024970000000001,3.1278519999999999,3.5568490000000001,3.8654660000000001,3.8619140000000001,3.7955619999999999,3.663805,3.9159320000000002,3.555498,3.4430489999999998,4.1182809999999996,3.7765409999999999]
[1340,null,null,null,3.7311000000000001,3.7467999999999999,3.7042000000000002,3.6052,3.7944,3.4020000000000001,1.6732,null,null,23.6569,7,"High",3.575996,2.9916999999999998,3.4315530000000001,3.7311299999999998,3.7467609999999998,3.7042280000000001,3.6052119999999999,3.7943709999999999,3.402002,3.3463229999999999,3.9713790000000002,3.67083]
[1341,null,null,null,3.6947000000000001,3.6341000000000001,3.6162999999999998,3.5228000000000002,3.6181999999999999,3.3557000000000001,1.6318999999999999,null,null,23.073699999999999,7,"High",3.4878459999999998,2.9549509999999999,3.3524470000000002,3.6946629999999998,3.6341230000000002,3.6162909999999999,3.5228470000000001,3.6182479999999999,3.3556499999999998,3.2638560000000001,3.887372,3.626906]
[1342,null,null,null,3.5487000000000002,3.5143,3.5205000000000002,3.4698000000000002,3.5186000000000002,3.2004000000000001,1.5765,null,null,22.348800000000001,7,"Medium-High",3.3614310000000001,2.7883200000000001,3.194423,3.5486939999999998,3.5143239999999998,3.5205039999999999,3.4697529999999999,3.5186120000000001,3.2004280000000001,3.1530610000000001,3.7199620000000002,3.504111]
[1343,null,null,null,3.9297,3.9401000000000002,3.8601999999999999,3.7151999999999998,4.0259,3.6385000000000001,1.7537,null,null,24.863299999999999,7,"High",3.786559,3.1903090000000001,3.6372080000000002,3.929732,3.9401449999999998,3.8602449999999999,3.7151999999999998,4.0258770000000004,3.638509,3.5074260000000002,4.2033370000000003,3.8369879999999998]
[1344,null,null,null,3.5363000000000002,3.5981999999999998,3.5703999999999998,3.5285000000000002,3.597,3.2178,1.6224000000000001,null,null,22.6706,7,"High",3.429236,2.8789060000000002,3.2785190000000002,3.5363009999999999,3.5982310000000002,3.57037,3.5285060000000001,3.5970439999999999,3.2177980000000002,3.2447680000000001,3.8030029999999999,3.5518649999999998]
[1346,null,null,null,3.8386,3.8422999999999998,3.7837999999999998,3.6594000000000002,3.8959000000000001,3.5219,1.7158,null,null,24.2577,7,"High",3.681991,3.1020490000000001,3.54236,3.8385959999999999,3.8422770000000002,3.7837559999999999,3.6593580000000001,3.8959290000000002,3.5219469999999999,3.4316110000000002,4.0952339999999996,3.7639269999999998]
[1349,null,null,null,3.5453999999999999,3.5586000000000002,3.5508000000000002,3.5053999999999998,3.5528,3.2124000000000001,1.6044,null,null,22.529800000000002,7,"Medium-High",3.4007830000000001,2.844417,3.2471589999999999,3.5454490000000001,3.5586069999999999,3.5507580000000001,3.5054460000000001,3.5527820000000001,3.2123659999999998,3.2087949999999998,3.7695560000000001,3.536956]
[1350,null,null,null,3.9489000000000001,3.9712000000000001,3.8933,3.7441,4.0694999999999997,3.6612,1.7704,null,null,25.058599999999998,7,"High",3.8234699999999999,3.211401,3.683389,3.9489079999999999,3.9711889999999999,3.8933070000000001,3.7440709999999999,4.0695329999999998,3.6611590000000001,3.5408900000000001,4.2427140000000003,3.87391]
[1351,null,null,null,3.5464000000000002,3.5301,3.5308999999999999,3.4864000000000002,3.5165999999999999,3.2061999999999999,1.5932999999999999,null,null,22.4099,7,"Medium-High",3.3824130000000001,2.8273549999999998,3.229095,3.5463589999999998,3.5301429999999998,3.5309010000000001,3.48638,3.516613,3.2062189999999999,3.1865039999999998,3.749377,3.528597]
[1354,null,null,null,3.5003000000000002,3.5466000000000002,3.5322,3.4912999999999998,3.5731000000000002,3.1688999999999998,1.585,null,null,22.397400000000001,7,"Medium-High",3.3652099999999998,2.7852229999999998,3.1953909999999999,3.500264,3.5466280000000001,3.532197,3.4913289999999999,3.573096,3.168879,3.1700759999999999,3.719252,3.4835630000000002]
[1355,null,null,null,3.6236999999999999,3.6073,3.5512000000000001,3.5072000000000001,3.5007999999999999,3.3138000000000001,1.6658999999999999,null,null,22.7699,7,"High",3.5061469999999999,3.0251969999999999,3.4148480000000001,3.6236950000000001,3.607342,3.551193,3.5071720000000002,3.500766,3.313793,3.331874,3.9074759999999999,3.6371030000000002]
[1360,null,null,null,3.4714999999999998,3.5655999999999999,3.5352000000000001,3.5005000000000002,3.6008,3.1537999999999999,1.5901000000000001,null,null,22.4175,7,"Medium-High",3.3701210000000001,2.795671,3.199338,3.471498,3.5656479999999999,3.535161,3.500467,3.6008049999999998,3.1537579999999998,3.1801460000000001,3.724307,3.4773610000000001]
[1364,null,null,null,3.5234000000000001,3.6293000000000002,3.5615000000000001,3.5352000000000001,3.6095000000000002,3.2265999999999999,1.6517999999999999,null,null,22.737300000000001,7,"High",3.4709479999999999,2.9334419999999999,3.3292809999999999,3.5234390000000002,3.629283,3.5615320000000001,3.5351539999999999,3.6095449999999998,3.2266439999999998,3.3035049999999999,3.8514719999999998,3.5741939999999999]
[1366,null,null,null,3.6078999999999999,3.6486999999999998,3.5335000000000001,3.5154999999999998,3.5156000000000001,3.3216999999999999,1.702,null,null,22.844899999999999,7,"High",3.5509849999999998,3.053223,3.4508239999999999,3.6078579999999998,3.6486990000000001,3.5334789999999998,3.5154730000000001,3.515603,3.3216800000000002,3.404042,3.947584,3.6453630000000001]
[1367,null,null,null,3.9239999999999999,3.9369999999999998,3.8635000000000002,3.7222,4.0167000000000002,3.6246999999999998,1.7573000000000001,null,null,24.845400000000001,7,"High",3.7863579999999999,3.1885050000000001,3.6470099999999999,3.924048,3.936992,3.8635269999999999,3.7222469999999999,4.0167210000000004,3.624743,3.5145580000000001,4.2083130000000004,3.848954]
[1368,null,null,null,3.5198999999999998,3.6800999999999999,3.5716000000000001,3.5623,3.6779999999999999,3.2435999999999998,1.6878,null,null,22.943300000000001,7,"High",3.5255809999999999,2.9886029999999999,3.3824960000000002,3.519882,3.6800989999999998,3.571612,3.562268,3.6780409999999999,3.2436449999999999,3.375632,3.9284159999999999,3.613057]
[1370,null,null,null,3.7065999999999999,3.6943999999999999,3.6623999999999999,3.5642999999999998,3.7204999999999999,3.3734999999999999,1.6498999999999999,null,null,23.371600000000001,7,"High",3.5273720000000002,2.961592,3.3797790000000001,3.7066140000000001,3.6943739999999998,3.6623640000000002,3.5642499999999999,3.7204679999999999,3.373526,3.2997510000000001,3.918847,3.634808]
[1373,null,null,null,3.5922999999999998,3.5068000000000001,3.5194000000000001,3.4657,3.4763999999999999,3.238,1.5848,null,null,22.383400000000002,7,"Medium-High",3.3826719999999999,2.834676,3.2301250000000001,3.5922779999999999,3.5067780000000002,3.5193629999999998,3.4657170000000002,3.476404,3.2379570000000002,3.169511,3.7576589999999999,3.5529410000000001]
[1375,null,null,null,3.5638999999999998,3.4834999999999998,3.5005999999999999,3.4596,3.4436,3.2094,1.581,null,null,22.241599999999998,7,"Medium-High",3.3655110000000001,2.820227,3.215703,3.5638519999999998,3.4834770000000002,3.50061,3.4596339999999999,3.4436270000000002,3.2094170000000002,3.1619350000000002,3.736488,3.5417900000000002]
[1376,null,null,null,3.5030000000000001,3.5144000000000002,3.5150000000000001,3.4742000000000002,3.5339,3.1623000000000001,1.5730999999999999,null,null,22.2759,7,"Medium-High",3.3445260000000001,2.7609659999999998,3.17116,3.502977,3.514418,3.5149720000000002,3.4742419999999998,3.5339100000000001,3.1623009999999998,3.1461769999999998,3.6938520000000001,3.4732470000000002]
[1378,null,null,null,3.4788999999999999,3.6055000000000001,3.5501,3.5246,3.6272000000000002,3.1783999999999999,1.6212,null,null,22.585899999999999,7,"High",3.4190360000000002,2.8608769999999999,3.2576130000000001,3.4789140000000001,3.6055380000000001,3.5500690000000001,3.524556,3.6272380000000002,3.1784020000000002,3.2423120000000001,3.7866520000000001,3.5200849999999999]
[1379,null,null,null,3.5888,3.6160999999999999,3.5876999999999999,3.5385,3.5789,3.2698999999999998,1.6446000000000001,null,null,22.8245,7,"High",3.4704130000000002,2.9477410000000002,3.3432919999999999,3.5888119999999999,3.616133,3.5877189999999999,3.5385239999999998,3.5789080000000002,3.2698740000000002,3.289237,3.86117,3.6056689999999998]
[1420,null,null,null,3.5684999999999998,3.5848,3.3868999999999998,3.4134000000000002,3.6137999999999999,3.2376999999999998,1.7578,null,null,22.562899999999999,7,"Medium-High",3.7338659999999999,3.1960320000000002,3.626824,3.5685020000000001,3.584784,3.3869060000000002,3.413354,3.6137830000000002,3.237749,3.5156649999999998,4.1736199999999997,3.751433]
[1430,null,null,null,3.5935999999999999,3.7118000000000002,3.5257000000000001,3.5448,3.6934999999999998,3.3151000000000002,1.7827,null,null,23.167200000000001,7,"High",3.7048049999999999,3.1870810000000001,3.5875050000000002,3.5936379999999999,3.7117779999999998,3.525712,3.5447860000000002,3.6934909999999999,3.3151199999999998,3.5654530000000002,4.1698519999999997,3.7663600000000002]
[1431,null,null,null,3.5276999999999998,3.5686,3.4033000000000002,3.4308999999999998,3.6124999999999998,3.2063999999999999,1.7388999999999999,null,null,22.488299999999999,7,"Medium-High",3.6595949999999999,3.1343749999999999,3.5383979999999999,3.5276860000000001,3.568597,3.4033220000000002,3.4309270000000001,3.6124700000000001,3.2063950000000001,3.477786,4.1307039999999997,3.7057329999999999]
[1432,null,null,null,3.5811000000000002,3.3184999999999998,3.1196999999999999,3.2143000000000002,3.4045000000000001,3.0878000000000001,1.6997,null,null,21.425599999999999,7,"Medium-High",3.7857759999999998,3.2023190000000001,3.6173869999999999,3.581124,3.3185060000000002,3.1197400000000002,3.2143190000000001,3.4045420000000002,3.087831,3.399413,4.229209,3.7695569999999998]
[1434,null,null,null,3.5880999999999998,3.3607,3.1589999999999998,3.2467000000000001,3.4714,3.1208,1.7130000000000001,null,null,21.659700000000001,7,"Medium-High",3.8174830000000002,3.2308530000000002,3.6676540000000002,3.5880990000000001,3.3606560000000001,3.1590389999999999,3.2467239999999999,3.4714049999999999,3.120765,3.4259110000000002,4.2419690000000001,3.7906780000000002]
[1436,null,null,null,3.5868000000000002,3.7391000000000001,3.5746000000000002,3.5739000000000001,3.6690999999999998,3.3245,1.7533000000000001,null,null,23.221299999999999,7,"High",3.6302270000000001,3.1109629999999999,3.5113829999999999,3.5868410000000002,3.7391200000000002,3.574621,3.5739329999999998,3.6690960000000001,3.3244630000000002,3.506675,4.0542490000000004,3.7008679999999998]
[1440,null,null,null,3.6145,3.7515000000000001,3.548,3.5604,3.6753,3.3509000000000002,1.7922,null,null,23.2928,7,"High",3.7085699999999999,3.1889789999999998,3.5978910000000002,3.6145200000000002,3.7514810000000001,3.5480269999999998,3.5603539999999998,3.6752500000000001,3.3509039999999999,3.5844079999999998,4.1485139999999996,3.762181]
[1450,null,null,null,3.5440999999999998,3.2961999999999998,3.1181000000000001,3.202,3.3563000000000001,3.0543999999999998,1.6855,null,null,21.256599999999999,7,"Medium-High",3.707093,3.1372059999999999,3.532286,3.5440809999999998,3.2962410000000002,3.1181329999999998,3.2020490000000001,3.3562630000000002,3.0543830000000001,3.3709660000000001,4.1809029999999998,3.7085539999999999]
[1451,null,null,null,3.6211000000000002,3.3416000000000001,3.1202999999999999,3.2349999999999999,3.4558,3.1261999999999999,1.7181999999999999,null,null,21.618200000000002,7,"Medium-High",3.8755579999999998,3.2730380000000001,3.7095210000000001,3.6210629999999999,3.3415590000000002,3.120304,3.2350430000000001,3.4558390000000001,3.1262370000000002,3.4364849999999998,4.2883909999999998,3.838114]
[1452,null,null,null,3.6415999999999999,3.7808999999999999,3.5314000000000001,3.5527000000000002,3.6118000000000001,3.3994,1.8163,null,null,23.334099999999999,7,"High",3.7262230000000001,3.2040850000000001,3.6242529999999999,3.6415670000000002,3.7808890000000002,3.5313620000000001,3.5526900000000001,3.611761,3.399403,3.632568,4.1479879999999998,3.7598539999999998]
[1453,null,null,null,3.5863999999999998,3.5402,3.3218000000000001,3.3574999999999999,3.6029,3.2286000000000001,1.758,null,null,22.395399999999999,7,"Medium-High",3.800411,3.2437450000000001,3.7037909999999998,3.5864199999999999,3.5402170000000002,3.3217750000000001,3.3575010000000001,3.6029089999999999,3.228564,3.5159449999999999,4.2118609999999999,3.7839010000000002]
[1460,null,null,null,3.6299000000000001,3.2852999999999999,3.0405000000000002,3.1760999999999999,3.3109999999999999,3.0851999999999999,1.7042999999999999,null,null,21.232299999999999,7,"Medium-High",3.8338869999999998,3.2410130000000001,3.62493,3.6298910000000002,3.2852809999999999,3.0404949999999999,3.1760899999999999,3.31101,3.0851860000000002,3.4086289999999999,4.2808000000000002,3.8228170000000001]
[1462,null,null,null,3.5384000000000002,3.4504999999999999,3.2683,3.3094999999999999,3.5405000000000002,3.1469,1.7184999999999999,null,null,21.9726,7,"Medium-High",3.7278289999999998,3.173934,3.6095320000000002,3.5383939999999998,3.450507,3.268262,3.30951,3.5404719999999998,3.1469420000000001,3.4369839999999998,4.165076,3.7269760000000001]
[1463,null,null,null,3.4754,3.2974999999999999,3.1555,3.2191000000000001,3.3693,3.0270999999999999,1.6689000000000001,null,null,21.212800000000001,7,"Medium-High",3.6079080000000001,3.0546150000000001,3.4445060000000001,3.4754350000000001,3.2974770000000002,3.1554920000000002,3.219052,3.3693379999999999,3.0271110000000001,3.3378459999999999,4.1034660000000001,3.6256309999999998]
[1464,null,null,null,3.5554000000000001,3.3809,3.1943999999999999,3.26,3.4779,3.1149,1.7075,null,null,21.690999999999999,7,"Medium-High",3.7557459999999998,3.1861640000000002,3.6159810000000001,3.5554359999999998,3.3809339999999999,3.1944330000000001,3.259989,3.4778799999999999,3.1148729999999998,3.414952,4.1944939999999997,3.7443680000000001]
[1468,null,null,null,3.6141000000000001,3.7578,3.5632000000000001,3.5691000000000002,3.6444000000000001,3.3588,1.778,null,null,23.285399999999999,7,"High",3.6679240000000002,3.1510880000000001,3.5579429999999999,3.6141459999999999,3.7578459999999998,3.563177,3.5690659999999998,3.644374,3.3588140000000002,3.5560659999999999,4.0920100000000001,3.726826]
[1469,null,null,null,3.4780000000000002,3.3908999999999998,3.2414999999999998,3.2871000000000001,3.4748999999999999,3.0836999999999999,1.6894,null,null,21.645499999999998,7,"Medium-High",3.6236169999999999,3.080667,3.4855100000000001,3.477992,3.3909159999999998,3.2414550000000002,3.2870509999999999,3.474872,3.083745,3.3787669999999999,4.0993170000000001,3.646061]
[1473,null,null,null,3.6232000000000002,3.7288000000000001,3.4923000000000002,3.5165999999999999,3.6511,3.35,1.8104,null,null,23.1724,7,"High",3.761018,3.2325699999999999,3.6568019999999999,3.6232099999999998,3.7288230000000002,3.4922569999999999,3.516597,3.6511079999999998,3.3500130000000001,3.6207639999999999,4.1990319999999999,3.7892250000000001]
[1474,null,null,null,3.4824999999999999,3.4531000000000001,3.2989000000000002,3.3331,3.5377999999999998,3.1221000000000001,1.7038,null,null,21.9313,7,"Medium-High",3.6320969999999999,3.0964740000000002,3.5082100000000001,3.4825010000000001,3.4531420000000002,3.2989069999999998,3.333107,3.5377830000000001,3.1220819999999998,3.4076529999999998,4.0984439999999998,3.6594530000000001]
[1475,null,null,null,3.5672000000000001,3.7241,3.5665,3.5724999999999998,3.6991999999999998,3.3008999999999999,1.7485999999999999,null,null,23.178999999999998,7,"High",3.627551,3.1061100000000001,3.501185,3.5671930000000001,3.724148,3.566487,3.5724719999999999,3.6991520000000002,3.3009249999999999,3.497236,4.0671480000000004,3.7019700000000002]
[1501,null,null,null,3.7128000000000001,3.7538,3.2963,3.4626999999999999,3.4798,3.4481999999999999,1.8777999999999999,null,null,23.031400000000001,7,"High",3.921011,3.2988,3.7667410000000001,3.7128109999999999,3.753844,3.2963339999999999,3.4627180000000002,3.4797790000000002,3.4481760000000001,3.7556560000000001,4.2562369999999996,3.8320409999999998]
[1503,null,null,null,3.6737000000000002,3.4380000000000002,3.1669,3.2976000000000001,3.5543,3.2204999999999999,1.7653000000000001,null,null,22.116299999999999,7,"Medium-High",3.9923109999999999,3.3662010000000002,3.8436360000000001,3.673683,3.4380030000000001,3.166887,3.2976230000000002,3.5543399999999998,3.220485,3.5305209999999998,4.3494419999999998,3.9167890000000001]
[1504,null,null,null,3.7328000000000001,3.4281000000000001,2.9102999999999999,3.2363,3.4178000000000002,3.2663000000000002,1.7828999999999999,null,null,21.7745,7,"Medium-High",4.1267079999999998,3.4026350000000001,3.8445469999999999,3.7327499999999998,3.4280680000000001,2.9102839999999999,3.2363240000000002,3.4177590000000002,3.2662680000000002,3.5658500000000002,4.3236670000000004,3.9745900000000001]
[1505,null,null,null,3.6612,3.5421999999999998,3.2414999999999998,3.3411,3.5882999999999998,3.2825000000000002,1.794,null,null,22.450800000000001,7,"Medium-High",3.9547089999999998,3.3457979999999998,3.8398189999999999,3.6612420000000001,3.542179,3.2415060000000002,3.3411010000000001,3.5882540000000001,3.2825060000000001,3.5879460000000001,4.3050199999999998,3.876268]
[1506,null,null,null,3.7239,3.7511999999999999,3.4165999999999999,3.5253999999999999,3.4148000000000001,3.4697,1.8129999999999999,null,null,23.114599999999999,7,"High",3.7418279999999999,3.2077749999999998,3.6177269999999999,3.7239019999999998,3.7511580000000002,3.4166099999999999,3.5254279999999998,3.4148239999999999,3.4696720000000001,3.6259060000000001,4.1075220000000003,3.7407300000000001]
[1507,null,null,null,3.7391999999999999,3.7869999999999999,3.3292999999999999,3.5095999999999998,3.4327000000000001,3.4859,1.8664000000000001,null,null,23.150099999999998,7,"High",3.862174,3.2596769999999999,3.7008640000000002,3.7391610000000002,3.7870010000000001,3.3293180000000002,3.5096440000000002,3.4326620000000001,3.4859,3.7327840000000001,4.197031,3.7961809999999998]
[1510,null,null,null,3.653,3.4834999999999998,3.2273000000000001,3.3113999999999999,3.6004,3.2374000000000001,1.7690999999999999,null,null,22.2821,7,"Medium-High",3.9519160000000002,3.3523260000000001,3.8431389999999999,3.6530320000000001,3.483482,3.2273130000000001,3.3113610000000002,3.6003780000000001,3.2374100000000001,3.5382389999999999,4.3198549999999996,3.8878379999999999]
[1515,null,null,null,3.7153999999999998,3.786,3.4081999999999999,3.5270999999999999,3.4306000000000001,3.4803000000000002,1.8425,null,null,23.190100000000001,7,"High",3.7738230000000001,3.220202,3.6435819999999999,3.715436,3.7860200000000002,3.4081549999999998,3.527094,3.4305599999999998,3.4803139999999999,3.6850860000000001,4.138617,3.7520030000000002]
[1516,null,null,null,3.7871999999999999,3.6734,3.1356000000000002,3.4074,3.4857,3.4268999999999998,1.8628,null,null,22.779,7,"High",4.0718759999999996,3.3815590000000002,3.8630200000000001,3.7871730000000001,3.6733799999999999,3.135615,3.4074200000000001,3.4856859999999998,3.4268700000000001,3.7255889999999998,4.3419100000000004,3.9420850000000001]
[1518,null,null,null,3.7706,3.7557,3.3864999999999998,3.5428999999999999,3.4022000000000001,3.4964,1.8190999999999999,null,null,23.173400000000001,7,"High",3.7900800000000001,3.2425160000000002,3.6424979999999998,3.7706110000000002,3.7556919999999998,3.3865210000000001,3.542945,3.40218,3.496429,3.6381790000000001,4.138306,3.774931]
[1519,null,null,null,3.7134,3.5474999999999999,3.1385000000000001,3.3525999999999998,3.4904999999999999,3.3186,1.8199000000000001,null,null,22.381,7,"Medium-High",4.0337490000000003,3.361812,3.8339099999999999,3.7133769999999999,3.5475159999999999,3.1384509999999999,3.352563,3.4904950000000001,3.318559,3.6398600000000001,4.3293080000000002,3.9154650000000002]
[1520,null,null,null,3.6724000000000001,3.7509000000000001,3.3822000000000001,3.4666000000000001,3.5507,3.4186999999999999,1.8626,null,null,23.104099999999999,7,"High",3.8681930000000002,3.2917900000000002,3.758213,3.6723979999999998,3.7509429999999999,3.3821729999999999,3.4666199999999998,3.5506859999999998,3.4186960000000002,3.7251880000000002,4.2457229999999999,3.8170380000000002]
[1521,null,null,null,3.8129,3.7557999999999998,3.3765000000000001,3.5617999999999999,3.3906999999999998,3.5190999999999999,1.8147,null,null,23.2315,7,"High",3.815623,3.2689530000000002,3.6529449999999999,3.8128860000000002,3.7557849999999999,3.3764910000000001,3.561804,3.390746,3.5190570000000001,3.6293570000000002,4.1525049999999997,3.8005469999999999]
[1522,null,null,null,3.6648000000000001,3.7570000000000001,3.4188000000000001,3.4779,3.5794000000000001,3.4131999999999998,1.8564000000000001,null,null,23.1675,7,"High",3.8481139999999998,3.288691,3.7504330000000001,3.6647989999999999,3.7570299999999999,3.418806,3.477913,3.5794389999999998,3.4131550000000002,3.7128610000000002,4.2403769999999996,3.8149199999999999]
[1523,null,null,null,3.6124999999999998,3.4449000000000001,3.2204999999999999,3.2936000000000001,3.5589,3.1880000000000002,1.7434000000000001,null,null,22.061800000000002,7,"Medium-High",3.8713829999999998,3.2858779999999999,3.7525689999999998,3.6124969999999998,3.4449290000000001,3.2205430000000002,3.2935910000000002,3.5589230000000001,3.1879810000000002,3.4868929999999998,4.2685490000000001,3.8306110000000002]
[1524,null,null,null,3.6962000000000002,3.8603999999999998,3.4068999999999998,3.5246,3.4666999999999999,3.5087999999999999,1.9078999999999999,null,null,23.371500000000001,7,"High",3.8379099999999999,3.2592530000000002,3.7083719999999998,3.696183,3.860382,3.4069389999999999,3.5246019999999998,3.4666730000000001,3.5087679999999999,3.815715,4.2132449999999997,3.7832439999999998]
[1527,null,null,null,3.7157,3.6680999999999999,3.2271999999999998,3.4129,3.5032999999999999,3.3942000000000001,1.8537999999999999,null,null,22.775200000000002,7,"High",3.9795509999999998,3.3323770000000001,3.8143669999999998,3.7157170000000002,3.668148,3.2271939999999999,3.4128970000000001,3.5033470000000002,3.3942350000000001,3.7075279999999999,4.2932839999999999,3.8710170000000002]
[1529,null,null,null,3.7505000000000002,3.4693999999999998,2.9546999999999999,3.2650000000000001,3.4373999999999998,3.2902999999999998,1.7981,null,null,21.965399999999999,7,"Medium-High",4.1226589999999996,3.3982649999999999,3.8605170000000002,3.7504949999999999,3.4693640000000001,2.954736,3.2649889999999999,3.4374099999999999,3.290251,3.596228,4.336786,3.9720179999999998]
[1531,null,null,null,3.6722999999999999,3.7254999999999998,3.4811999999999999,3.5182000000000002,3.4603999999999999,3.4205999999999999,1.7805,null,null,23.058700000000002,7,"High",3.665511,3.160012,3.5693540000000001,3.6723469999999998,3.7254610000000001,3.481176,3.5182060000000002,3.460429,3.4205990000000002,3.5609739999999999,4.0576309999999998,3.7060379999999999]
[1532,null,null,null,3.6837,3.4729000000000001,3.1606000000000001,3.3186,3.5316000000000001,3.2519,1.7842,null,null,22.203499999999998,7,"Medium-High",4.0068609999999998,3.3645480000000001,3.8384529999999999,3.6837360000000001,3.472906,3.1605850000000002,3.3185579999999999,3.5316049999999999,3.2519390000000001,3.5684269999999998,4.3420420000000002,3.9157850000000001]
[1534,null,null,null,3.7303000000000002,3.524,3.0745,3.3300999999999998,3.464,3.3132000000000001,1.8159000000000001,null,null,22.251999999999999,7,"Medium-High",4.0677690000000002,3.373551,3.8388749999999998,3.7303190000000002,3.5240079999999998,3.0745439999999999,3.3301099999999999,3.4640360000000001,3.313215,3.6318299999999999,4.3354299999999997,3.9374090000000002]
[1535,null,null,null,3.6880999999999999,3.7667999999999999,3.4510999999999998,3.5228000000000002,3.4449000000000001,3.4550999999999998,1.8185,null,null,23.147300000000001,7,"High",3.7169349999999999,3.1901229999999998,3.6089769999999999,3.6881020000000002,3.766794,3.45113,3.522821,3.4448720000000002,3.4550540000000001,3.6370960000000001,4.0997250000000003,3.7245560000000002]
[1536,null,null,null,3.7014,3.5608,3.1698,3.3612000000000002,3.5036,3.3209,1.8214999999999999,null,null,22.4392,7,"Medium-High",4.0118499999999999,3.3518180000000002,3.8286899999999999,3.701352,3.5608019999999998,3.1698439999999999,3.3612120000000001,3.5036079999999998,3.3208929999999999,3.642973,4.3196839999999996,3.8987029999999998]
[1537,null,null,null,3.7248999999999999,3.7955000000000001,3.3144999999999998,3.4910999999999999,3.4535999999999998,3.4805999999999999,1.8864000000000001,null,null,23.146599999999999,7,"High",3.8957639999999998,3.2787289999999998,3.7364470000000001,3.7248749999999999,3.795455,3.3145090000000001,3.4911479999999999,3.4535550000000002,3.4806349999999999,3.7727330000000001,4.2316880000000001,3.8137189999999999]
[1540,null,null,null,3.7446000000000002,3.7414999999999998,3.2492000000000001,3.4617,3.4592999999999998,3.4544999999999999,1.8708,null,null,22.9816,7,"High",3.9492440000000002,3.3054869999999998,3.771414,3.7446039999999998,3.741511,3.2492109999999998,3.4617040000000001,3.4593060000000002,3.4545050000000002,3.7416,4.2592129999999999,3.8491240000000002]
[1541,null,null,null,3.6463999999999999,3.7416999999999998,3.4523999999999999,3.4893999999999998,3.6135000000000002,3.3839999999999999,1.8359000000000001,null,null,23.1633,7,"High",3.8119830000000001,3.2689339999999998,3.7173569999999998,3.64636,3.7416670000000001,3.4524370000000002,3.4893610000000002,3.6134689999999998,3.3840300000000001,3.6717360000000001,4.2243380000000004,3.8051740000000001]
[1542,null,null,null,3.7107999999999999,3.8344,3.3618000000000001,3.5102000000000002,3.4561999999999999,3.4994000000000001,1.9005000000000001,null,null,23.273299999999999,7,"High",3.8658060000000001,3.267658,3.720901,3.710763,3.8344149999999999,3.3618420000000002,3.5102359999999999,3.456159,3.4994209999999999,3.8009369999999998,4.2217130000000003,3.7963909999999998]
[1543,null,null,null,3.6686999999999999,3.8174000000000001,3.4899,3.5381,3.5531999999999999,3.4519000000000002,1.8586,null,null,23.377800000000001,7,"High",3.7766850000000001,3.2399249999999999,3.6752989999999999,3.6687180000000001,3.8174039999999998,3.4899290000000001,3.5381260000000001,3.5532370000000002,3.451892,3.7171500000000002,4.1828440000000002,3.775274]
[1545,null,null,null,3.681,3.5638000000000001,3.2097000000000002,3.3588,3.5375999999999999,3.3106,1.8137000000000001,null,null,22.475200000000001,7,"Medium-High",3.9795720000000001,3.3426490000000002,3.8283510000000001,3.6809970000000001,3.563847,3.2096629999999999,3.358771,3.5376349999999999,3.3106260000000001,3.627421,4.306978,3.879899]
[1550,null,null,null,3.7863000000000002,3.7709999999999999,3.3092999999999999,3.5354999999999999,3.4207999999999998,3.4981,1.8492,null,null,23.170200000000001,7,"High",3.8823240000000001,3.273746,3.6965159999999999,3.786289,3.7710249999999998,3.3093050000000002,3.5355059999999998,3.4207700000000001,3.4981059999999999,3.6984219999999999,4.1990420000000004,3.8168160000000002]
[1560,null,null,null,3.7223999999999999,3.5587,3.1288,3.3548,3.4855,3.3298000000000001,1.8246,null,null,22.404599999999999,7,"Medium-High",4.0418440000000002,3.364557,3.8369550000000001,3.72235,3.5586869999999999,3.1287600000000002,3.3547899999999999,3.4855390000000002,3.3297759999999998,3.6492119999999999,4.3298120000000004,3.9198740000000001]
[1562,null,null,null,3.6974,3.8250999999999999,3.4249000000000001,3.5286,3.4550000000000001,3.4904999999999999,1.8712,null,null,23.2927,7,"High",3.7883019999999998,3.230397,3.6650930000000002,3.6974209999999998,3.825053,3.4248729999999998,3.5285549999999999,3.4549690000000002,3.4905179999999998,3.7423000000000002,4.1651420000000003,3.7591519999999998]
[1564,null,null,null,3.6295999999999999,3.5754000000000001,3.3193999999999999,3.3635000000000002,3.6278000000000001,3.2799,1.7861,null,null,22.581700000000001,7,"High",3.880903,3.3114439999999998,3.7976679999999998,3.629626,3.575402,3.319407,3.3634949999999999,3.627812,3.279928,3.572193,4.2647810000000002,3.8380290000000001]
[1566,null,null,null,3.7713999999999999,3.7745000000000002,3.3645999999999998,3.5470999999999999,3.4138000000000002,3.5005000000000002,1.8380000000000001,null,null,23.209900000000001,7,"High",3.8251750000000002,3.2522150000000001,3.6620309999999998,3.7714370000000002,3.7744680000000002,3.36463,3.5470709999999999,3.4138419999999998,3.5005139999999999,3.6760290000000002,4.1635629999999999,3.7879749999999999]
[1568,null,null,null,3.7187999999999999,3.4693999999999998,3.0577999999999999,3.3094999999999999,3.4592000000000001,3.2744,1.7987,null,null,22.087800000000001,7,"Medium-High",4.073359,3.3786580000000002,3.8355090000000001,3.7188400000000001,3.4693839999999998,3.0578159999999999,3.3094709999999998,3.4591609999999999,3.2743899999999999,3.597451,4.3462769999999997,3.946974]
[1569,null,null,null,3.76,3.5392000000000001,3.0264000000000002,3.3184999999999998,3.4561000000000002,3.335,1.8219000000000001,null,null,22.257100000000001,7,"Medium-High",4.1027199999999997,3.3905370000000001,3.8603529999999999,3.759989,3.5391590000000002,3.026392,3.3185159999999998,3.456073,3.3350439999999999,3.6437149999999998,4.3417750000000002,3.9599530000000001]
[1570,null,null,null,3.7759999999999998,3.7193999999999998,3.1930000000000001,3.4476,3.4596,3.4518,1.8632,null,null,22.910599999999999,7,"High",3.996121,3.3280310000000002,3.7992050000000002,3.7760069999999999,3.7194280000000002,3.1929759999999998,3.4476110000000002,3.4595989999999999,3.451759,3.7263920000000001,4.2831720000000004,3.8827720000000001]
[1571,null,null,null,3.7684000000000002,3.7454999999999998,3.2412999999999998,3.4815999999999998,3.4323000000000001,3.4676999999999998,1.8565,null,null,22.993300000000001,7,"High",3.9286189999999999,3.2843429999999998,3.7380429999999998,3.768443,3.7455189999999998,3.2412960000000002,3.4815610000000001,3.432302,3.4676689999999999,3.7130580000000002,4.2289430000000001,3.8338830000000002]
[1581,null,null,null,3.7006000000000001,3.4575999999999998,3.1132,3.3187000000000002,3.4885000000000002,3.2549999999999999,1.7904,null,null,22.123999999999999,7,"Medium-High",4.0448779999999998,3.3749910000000001,3.8343769999999999,3.7006489999999999,3.4576229999999999,3.1131540000000002,3.3186939999999998,3.4884900000000001,3.2550479999999999,3.5807699999999998,4.3555419999999998,3.9377119999999999]
[1583,null,null,null,3.6556000000000002,3.6217000000000001,3.3132999999999999,3.3852000000000002,3.6030000000000002,3.3277999999999999,1.8143,null,null,22.7209,7,"High",3.91201,3.3259300000000001,3.816897,3.6555749999999998,3.6216520000000001,3.3132790000000001,3.3851559999999998,3.6030419999999999,3.327839,3.628565,4.2764730000000002,3.849011]
[1585,null,null,null,3.7054999999999998,3.6941999999999999,3.4424999999999999,3.5011000000000001,3.3988,3.4373,1.7683,null,null,22.947700000000001,7,"High",3.670061,3.173616,3.5727920000000002,3.7055449999999999,3.6942439999999999,3.4425110000000001,3.5010620000000001,3.3988170000000002,3.4373339999999999,3.5365199999999999,4.0495070000000002,3.7093950000000002]
[1588,null,null,null,3.7410999999999999,3.5621,3.0895999999999999,3.3483000000000001,3.4681999999999999,3.3412999999999999,1.8287,null,null,22.379300000000001,7,"Medium-High",4.0670229999999998,3.373535,3.8432110000000002,3.7411189999999999,3.562141,3.0896330000000001,3.3482980000000002,3.4681690000000001,3.341316,3.6573920000000002,4.3339869999999996,3.9354969999999998]
[1590,null,null,null,3.7452999999999999,3.6579999999999999,3.1781999999999999,3.4058000000000002,3.4916999999999998,3.4009999999999998,1.8560000000000001,null,null,22.736000000000001,7,"High",4.0267119999999998,3.3567420000000001,3.836735,3.7452969999999999,3.657978,3.1782330000000001,3.4057740000000001,3.491711,3.4009510000000001,3.7119589999999998,4.3185200000000004,3.9064380000000001]
[1602,null,null,null,3.6854,3.7715999999999998,3.3534999999999999,3.4719000000000002,3.5049999999999999,3.4447999999999999,1.8803000000000001,null,null,23.112500000000001,7,"High",3.88279,3.2876470000000002,3.7537430000000001,3.685422,3.7715860000000001,3.3535080000000002,3.4718770000000001,3.5049739999999998,3.444763,3.760589,4.2452860000000001,3.8127979999999999]
[1603,null,null,null,3.6932999999999998,3.7665000000000002,3.3300999999999998,3.4672999999999998,3.4897,3.4474999999999998,1.8824000000000001,null,null,23.076799999999999,7,"High",3.8973740000000001,3.2904960000000001,3.7581310000000001,3.693327,3.766534,3.330133,3.4672860000000001,3.4897309999999999,3.4475030000000002,3.7648320000000002,4.2493259999999999,3.8172139999999999]
[1604,null,null,null,3.6858,3.645,3.2498999999999998,3.399,3.5236999999999998,3.3658000000000001,1.8420000000000001,null,null,22.711200000000002,7,"High",3.953465,3.3216860000000001,3.8085520000000002,3.6858070000000001,3.6449929999999999,3.2498710000000002,3.3989720000000001,3.5236830000000001,3.3657940000000002,3.6840869999999999,4.282108,3.8519839999999999]
[1605,null,null,null,3.6762000000000001,3.6657999999999999,3.2911999999999999,3.4108999999999998,3.5421,3.3717999999999999,1.8424,null,null,22.8004,7,"High",3.925246,3.314689,3.7983210000000001,3.6762229999999998,3.6658050000000002,3.291201,3.410901,3.5421490000000002,3.371775,3.6848040000000002,4.2717210000000003,3.8415189999999999]
[1606,null,null,null,3.6709999999999998,3.6631999999999998,3.3043999999999998,3.4097,3.5569999999999999,3.3658000000000001,1.8376999999999999,null,null,22.808800000000002,7,"High",3.9170020000000001,3.31528,3.7991640000000002,3.6710129999999999,3.6631670000000001,3.3044419999999999,3.4097279999999999,3.557048,3.3657840000000001,3.6753589999999998,4.2704829999999996,3.8410060000000001]
[1607,null,null,null,3.6981000000000002,3.6815000000000002,3.2593000000000001,3.4197000000000002,3.5074999999999998,3.3950999999999998,1.8560000000000001,null,null,22.8172,7,"High",3.950189,3.3177340000000002,3.7989259999999998,3.6981419999999998,3.6815329999999999,3.2592989999999999,3.4197039999999999,3.5074839999999998,3.3951419999999999,3.7119710000000001,4.2781380000000002,3.8499409999999998]
[1608,null,null,null,3.6844000000000001,3.6953,3.2915000000000001,3.4272,3.5156000000000001,3.3969999999999998,1.8573,null,null,22.868300000000001,7,"High",3.9240140000000001,3.3072859999999999,3.786365,3.6844209999999999,3.6953119999999999,3.291493,3.4272339999999999,3.5156459999999998,3.3969670000000001,3.7146590000000002,4.2665150000000001,3.8348279999999999]
[1609,null,null,null,3.6806000000000001,3.7328999999999999,3.3365,3.4508000000000001,3.5240999999999998,3.4163000000000001,1.865,null,null,23.0062,7,"High",3.8952300000000002,3.2973370000000002,3.7692679999999998,3.680593,3.73285,3.3365149999999999,3.450815,3.5240680000000002,3.416331,3.7299099999999998,4.2543220000000002,3.8232349999999999]
[1610,null,null,null,3.6901000000000002,3.7143999999999999,3.2949999999999999,3.4379,3.5036999999999998,3.4125999999999999,1.8653999999999999,null,null,22.9191,7,"High",3.921967,3.3038439999999998,3.7798850000000002,3.6901060000000001,3.7144020000000002,3.2950390000000001,3.437926,3.5037240000000001,3.4125679999999998,3.730823,4.2635420000000002,3.8320639999999999]
[1611,null,null,null,3.6978,3.8117000000000001,3.3586,3.4931999999999999,3.476,3.4784999999999999,1.8967000000000001,null,null,23.212499999999999,7,"High",3.8764889999999999,3.2785470000000001,3.7385790000000001,3.6978149999999999,3.8116989999999999,3.3586420000000001,3.4931670000000001,3.4759859999999998,3.478548,3.7934320000000001,4.2362320000000002,3.804468]
[1612,null,null,null,3.6833,3.8506999999999998,3.4472,3.5318999999999998,3.5047000000000001,3.4897,1.8927,null,null,23.400200000000002,7,"High",3.813269,3.254308,3.6983169999999999,3.6833010000000002,3.85067,3.447203,3.5319090000000002,3.5047329999999999,3.4897170000000002,3.785453,4.2048680000000003,3.7807170000000001]
[1701,null,null,null,3.6698,3.2595000000000001,2.9257,3.1756000000000002,3.2856999999999998,3.1240999999999999,1.7211000000000001,null,null,21.1615,7,"Medium-High",4.0185490000000001,3.3538269999999999,3.7111719999999999,3.6697980000000001,3.2595390000000002,2.9256540000000002,3.1756449999999998,3.2857440000000002,3.1241270000000001,3.4421249999999999,4.3530829999999998,3.9550969999999999]
[1702,null,null,null,3.6635,3.2532999999999999,2.9171,3.1873,3.2732999999999999,3.1227999999999998,1.7258,null,null,21.1431,7,"Medium-High",4.0350020000000004,3.3507880000000001,3.69557,3.663475,3.2532760000000001,2.9171,3.1873300000000002,3.273326,3.122827,3.4515449999999999,4.3456710000000003,3.9559129999999998]
[1718,null,null,null,3.6576,3.2570999999999999,2.9777,3.1425000000000001,3.2330000000000001,3.0779999999999998,1.7032,null,null,21.049099999999999,7,"Medium-High",3.8560469999999998,3.2596940000000001,3.6157710000000001,3.6575820000000001,3.2571119999999998,2.9777119999999999,3.1425209999999999,3.2330489999999998,3.077995,3.4064239999999999,4.3077610000000002,3.8534929999999998]
[1719,null,null,null,3.6435,3.3073999999999999,3.056,3.1997,3.3793000000000002,3.1139000000000001,1.7139,null,null,21.413699999999999,7,"Medium-High",3.8934199999999999,3.2868560000000002,3.6963710000000001,3.643481,3.3073830000000002,3.056028,3.1996630000000001,3.3793340000000001,3.1139429999999999,3.427772,4.3111129999999998,3.8641770000000002]
[1720,null,null,null,3.6642999999999999,3.2622,2.9708999999999999,3.1467000000000001,3.2654999999999998,3.0931999999999999,1.7047000000000001,null,null,21.107500000000002,7,"Medium-High",3.8979529999999998,3.2930470000000001,3.6601249999999999,3.6642999999999999,3.2622420000000001,2.9708600000000001,3.146728,3.2654749999999999,3.0932379999999999,3.4094540000000002,4.3274059999999999,3.8858839999999999]
[1721,null,null,null,3.6720999999999999,3.2919999999999998,2.9533999999999998,3.2229999999999999,3.3149999999999999,3.1496,1.7422,null,null,21.347300000000001,7,"Medium-High",4.0507179999999998,3.3571680000000002,3.7210990000000002,3.6720630000000001,3.2920349999999998,2.953414,3.222963,3.314956,3.149648,3.4843860000000002,4.3481319999999997,3.956115]
[1730,null,null,null,3.6543000000000001,3.1886999999999999,2.8477999999999999,2.9944000000000002,3.0724,3.0522999999999998,1.6715,null,null,20.481400000000001,7,"Medium-High",3.8877860000000002,3.3463129999999999,3.6109200000000001,3.6543060000000001,3.1886809999999999,2.8477790000000001,2.9943770000000001,3.0724239999999998,3.0522779999999998,3.3429709999999999,4.3368130000000003,3.9134869999999999]
[1731,null,null,null,3.6486000000000001,3.1844000000000001,2.8073000000000001,2.9779,3.1055000000000001,3.0651999999999999,1.6637,null,null,20.4526,7,"Medium-High",3.9272309999999999,3.3860670000000002,3.6618469999999999,3.6486420000000002,3.1844380000000001,2.807312,2.9779369999999998,3.1054580000000001,3.0651989999999998,3.3273060000000001,4.3579429999999997,3.9575809999999998]
[1740,null,null,null,3.6587999999999998,3.3894000000000002,3.1467999999999998,3.27,3.5310000000000001,3.1789000000000001,1.7435,null,null,21.918399999999998,7,"Medium-High",3.9620250000000001,3.3446549999999999,3.8105470000000001,3.6588430000000001,3.389411,3.1468029999999998,3.2699910000000001,3.5309620000000002,3.1788539999999998,3.4869880000000002,4.3419040000000004,3.9018039999999998]
[1741,null,null,null,3.6597,3.2258,2.931,3.0787,3.1385000000000001,3.0598000000000001,1.6916,null,null,20.7851,7,"Medium-High",3.8521999999999998,3.2817940000000001,3.5889899999999999,3.6597360000000001,3.2258239999999998,2.9309780000000001,3.0787330000000002,3.1384660000000002,3.0597750000000001,3.3831889999999998,4.3132900000000003,3.8628149999999999]
[1742,null,null,null,3.6648000000000001,3.2223000000000002,2.8839999999999999,3.0706000000000002,3.1873,3.0819999999999999,1.6866000000000001,null,null,20.797599999999999,7,"Medium-High",3.9237220000000002,3.3400970000000001,3.6657769999999998,3.6647940000000001,3.2222520000000001,2.8840170000000001,3.0706289999999998,3.187316,3.081976,3.3732980000000001,4.3485610000000001,3.9289939999999999]
[1745,null,null,null,3.6819999999999999,3.3241000000000001,2.9952999999999999,3.2366000000000001,3.3654000000000002,3.1674000000000002,1.7474000000000001,null,null,21.5182,7,"Medium-High",4.0414180000000002,3.3641779999999999,3.7575029999999998,3.6820029999999999,3.3241070000000001,2.9952529999999999,3.2365780000000002,3.3654280000000001,3.1673800000000001,3.4948600000000001,4.3584170000000002,3.9539849999999999]
[1746,null,null,null,3.6703000000000001,3.2900999999999998,2.9032,3.2056,3.3100999999999998,3.1593,1.7422,null,null,21.280799999999999,7,"Medium-High",4.0727250000000002,3.3672330000000001,3.7275399999999999,3.6702970000000001,3.2901379999999998,2.903159,3.2055829999999998,3.3101250000000002,3.1593390000000001,3.48447,4.3311419999999998,3.9617840000000002]
[1747,null,null,null,3.71,3.4083000000000001,2.9584999999999999,3.2572000000000001,3.4079999999999999,3.2435,1.7797000000000001,null,null,21.7652,7,"Medium-High",4.0959919999999999,3.3836089999999999,3.8130269999999999,3.710035,3.4082539999999999,2.9584619999999999,3.2571870000000001,3.408048,3.2435480000000001,3.5593590000000002,4.3306940000000003,3.9591340000000002]
[1748,null,null,null,3.6974,3.3820000000000001,3.0173000000000001,3.2736999999999998,3.4089999999999998,3.2139000000000002,1.7717000000000001,null,null,21.765000000000001,7,"Medium-High",4.0710430000000004,3.3771969999999998,3.7954539999999999,3.6973959999999999,3.382037,3.0172840000000001,3.2737430000000001,3.408963,3.2139129999999998,3.5434779999999999,4.3558409999999999,3.9582449999999998]
[1749,null,null,null,3.6833,3.3487,3.0672999999999999,3.242,3.4586999999999999,3.1699000000000002,1.7407999999999999,null,null,21.710699999999999,7,"Medium-High",4.0075659999999997,3.3686579999999999,3.8083900000000002,3.6832500000000001,3.3486820000000002,3.067266,3.2419850000000001,3.4587469999999998,3.1699310000000001,3.4816039999999999,4.3713090000000001,3.9420790000000001]
[1752,null,null,null,3.6867999999999999,3.3603999999999998,3.0602999999999998,3.2538999999999998,3.4474,3.1829999999999998,1.7501,null,null,21.741900000000001,7,"Medium-High",4.023053,3.3707189999999998,3.8052640000000002,3.6868479999999999,3.3604430000000001,3.0603479999999998,3.2538749999999999,3.4474300000000002,3.1829649999999998,3.500267,4.3682270000000001,3.9458609999999998]
[1754,null,null,null,3.6791999999999998,3.2713999999999999,2.9619,3.1577999999999999,3.3123,3.117,1.7098,null,null,21.209399999999999,7,"Medium-High",3.961338,3.3405670000000001,3.725298,3.6792479999999999,3.2714050000000001,2.961929,3.1578379999999999,3.312265,3.116981,3.419505,4.3593909999999996,3.9343460000000001]
[1756,null,null,null,3.7197,3.4302000000000001,2.956,3.2610000000000001,3.4161999999999999,3.2601,1.7866,null,null,21.829799999999999,7,"Medium-High",4.1017429999999999,3.3842189999999999,3.8247749999999998,3.7197279999999999,3.4302299999999999,2.9559820000000001,3.261012,3.416201,3.260103,3.5732029999999999,4.3264779999999998,3.957973]
[1757,null,null,null,3.7004999999999999,3.3828999999999998,2.9605999999999999,3.2519999999999998,3.3938999999999999,3.2237,1.7717000000000001,null,null,21.685300000000002,7,"Medium-High",4.0882829999999997,3.3809689999999999,3.7966920000000002,3.7005469999999998,3.3828520000000002,2.9606330000000001,3.2519650000000002,3.3938640000000002,3.2236600000000002,3.543374,4.3359750000000004,3.9601660000000001]
[1760,null,null,null,3.6217000000000001,3.1928000000000001,2.8085,3.0880999999999998,3.2446000000000002,3.1088,1.6968000000000001,null,null,20.761299999999999,7,"Medium-High",4.0450929999999996,3.3869220000000002,3.7126060000000001,3.6216789999999999,3.1927729999999999,2.8085490000000002,3.0881249999999998,3.2446250000000001,3.1087929999999999,3.3935849999999999,4.3342910000000003,3.983196]
[1770,null,null,null,3.6316000000000002,3.2155,2.8342999999999998,3.1372,3.2618999999999998,3.1213000000000002,1.714,null,null,20.915800000000001,7,"Medium-High",4.0639500000000002,3.374844,3.7034739999999999,3.6316030000000001,3.2155490000000002,2.8342529999999999,3.137159,3.261889,3.121302,3.428045,4.3253830000000004,3.9734590000000001]
[1772,null,null,null,3.6886999999999999,3.3552,3.0324,3.2568000000000001,3.4123000000000001,3.1865999999999999,1.7559,null,null,21.687899999999999,7,"Medium-High",4.0426390000000003,3.371159,3.7884030000000002,3.6887340000000002,3.3551730000000002,3.0323660000000001,3.256812,3.4122599999999998,3.1865579999999998,3.5117310000000002,4.3643850000000004,3.9528780000000001]
[1773,null,null,null,3.6496,3.1907000000000001,2.794,2.9929000000000001,3.1591,3.0823,1.6648000000000001,null,null,20.5334,7,"Medium-High",3.9667910000000002,3.4092690000000001,3.7092740000000002,3.649616,3.1906690000000002,2.7940230000000001,2.9929160000000001,3.1591360000000002,3.0822669999999999,3.3295340000000002,4.3738000000000001,3.9895689999999999]
[1775,null,null,null,3.6737000000000002,3.3117000000000001,3.0308999999999999,3.2025999999999999,3.3988999999999998,3.1385999999999998,1.7226999999999999,null,null,21.479099999999999,7,"Medium-High",3.9683660000000001,3.3447719999999999,3.7621340000000001,3.6736810000000002,3.3116829999999999,3.0309460000000001,3.2025779999999999,3.3989129999999999,3.1386150000000002,3.4454750000000001,4.3577019999999997,3.9253719999999999]
[1776,null,null,null,3.6768000000000001,3.2484999999999999,2.9129999999999998,3.1383999999999999,3.2702,3.1122999999999998,1.7062999999999999,null,null,21.0655,7,"Medium-High",3.9870920000000001,3.3545600000000002,3.715363,3.6768160000000001,3.2485210000000002,2.9129999999999998,3.1384349999999999,3.2701929999999999,3.1122640000000001,3.4125239999999999,4.3625129999999999,3.9545789999999998]
[1778,null,null,null,3.6490999999999998,3.2069999999999999,2.8313000000000001,3.0720000000000001,3.2227000000000001,3.1006,1.6884999999999999,null,null,20.7712,7,"Medium-High",4.0040560000000003,3.3849089999999999,3.7128290000000002,3.6490680000000002,3.2069930000000002,2.8313030000000001,3.071971,3.2227139999999999,3.1005859999999998,3.3770120000000001,4.3575990000000004,3.9793310000000002]
[1801,null,null,null,3.5590000000000002,3.0750000000000002,2.7724000000000002,2.8273000000000001,2.9565000000000001,2.9496000000000002,1.6281000000000001,null,null,19.767900000000001,7,"Medium-High",3.8655330000000001,3.3896700000000002,3.5412750000000002,3.5590109999999999,3.0750099999999998,2.7724229999999999,2.82734,2.9565090000000001,2.9495559999999998,3.256192,4.2282669999999998,3.8621120000000002]
[1803,null,null,null,3.6111,3.1297999999999999,2.8132000000000001,2.9064999999999999,2.9918999999999998,2.9996999999999998,1.6504000000000001,null,null,20.102599999999999,7,"Medium-High",3.869211,3.3647109999999998,3.5638190000000001,3.6110720000000001,3.1298170000000001,2.8131740000000001,2.9064899999999998,2.9919120000000001,2.9996930000000002,3.300726,4.2857779999999996,3.8840080000000001]
[1810,null,null,null,3.6044999999999998,3.1196000000000002,2.9910999999999999,2.9822000000000002,2.863,2.9748000000000001,1.6676,null,null,20.2028,7,"Medium-High",3.6982029999999999,3.1991740000000002,3.3744329999999998,3.6045219999999998,3.1195539999999999,2.9910549999999998,2.9821680000000002,2.8630179999999998,2.9748290000000002,3.3352529999999998,4.2604230000000003,3.728863]
[1821,null,null,null,3.6598000000000002,3.1844000000000001,2.8980999999999999,3.0019,3.0041000000000002,3.0276000000000001,1.6797,null,null,20.4556,7,"Medium-High",3.8319009999999998,3.296119,3.5313460000000001,3.659824,3.1844229999999998,2.8980939999999999,3.0019140000000002,3.0040819999999999,3.0275799999999999,3.3593299999999999,4.304786,3.8505050000000001]
[1824,null,null,null,3.6476999999999999,3.2294999999999998,2.9870000000000001,3.1013999999999999,3.1095000000000002,3.0394999999999999,1.6959,null,null,20.810500000000001,7,"Medium-High",3.7774529999999999,3.2123870000000001,3.5139100000000001,3.6477339999999998,3.2295240000000001,2.9870320000000001,3.101416,3.1095359999999999,3.0395029999999998,3.3917709999999999,4.2758250000000002,3.7913199999999998]
[1826,null,null,null,3.5977999999999999,3.1770999999999998,3.0600999999999998,3.0990000000000002,2.9845999999999999,2.9899,1.6780999999999999,null,null,20.586600000000001,7,"Medium-High",3.6328399999999998,3.0884969999999998,3.357453,3.5978219999999999,3.177057,3.0600499999999999,3.098976,2.9845989999999998,2.9899279999999999,3.356258,4.2297770000000003,3.6681400000000002]
[1827,null,null,null,3.5099,3.2395,3.0912000000000002,3.1682000000000001,3.2387999999999999,3.0005999999999999,1.6675,null,null,20.915700000000001,7,"Medium-High",3.6076820000000001,3.0505499999999999,3.4082889999999999,3.5098919999999998,3.2394500000000002,3.0911870000000001,3.1682260000000002,3.23882,3.000591,3.334956,4.1387739999999997,3.6326879999999999]
[1830,null,null,null,3.53,3.0771999999999999,3.0436999999999999,2.9744999999999999,2.7603,2.9662999999999999,1.6571,null,null,20.0091,7,"Medium-High",3.5148619999999999,3.0853359999999999,3.2345549999999998,3.5299680000000002,3.0772149999999998,3.0436909999999999,2.9745050000000002,2.7602519999999999,2.9662989999999998,3.3141820000000002,4.303871,3.647529]
[1832,null,null,null,3.5478999999999998,3.1023000000000001,3.0964999999999998,3.0371999999999999,2.8107000000000002,2.9609999999999999,1.6631,null,null,20.218699999999998,7,"Medium-High",3.5043350000000002,3.035669,3.2271030000000001,3.547885,3.1023269999999998,3.0965199999999999,3.037153,2.8106689999999999,2.9609519999999998,3.3261500000000002,4.2718860000000003,3.6093459999999999]
[1833,null,null,null,3.5226000000000002,3.0430999999999999,2.9468000000000001,2.8736999999999999,2.7292000000000001,2.9710000000000001,1.6527000000000001,null,null,19.739100000000001,7,"Medium-High",3.626798,3.2145679999999999,3.3015279999999998,3.5225949999999999,3.0431370000000002,2.9468459999999999,2.8737170000000001,2.729193,2.9710429999999999,3.3053620000000001,4.3030299999999997,3.7321140000000002]
[1834,null,null,null,3.5335000000000001,3.0602,3.0015999999999998,2.9270999999999998,2.7332999999999998,2.9731999999999998,1.6565000000000001,null,null,19.885400000000001,7,"Medium-High",3.5849989999999998,3.1595740000000001,3.2736990000000001,3.5335139999999998,3.0602360000000002,3.0015649999999998,2.9270700000000001,2.7333189999999998,2.9731809999999999,3.3129689999999998,4.3066909999999998,3.6967919999999999]
[1835,null,null,null,3.5630999999999999,3.0861999999999998,3.0739999999999998,2.9998999999999998,2.7625999999999999,2.9693999999999998,1.6636,null,null,20.1188,7,"Medium-High",3.5650210000000002,3.0997150000000002,3.257101,3.5630899999999999,3.0862240000000001,3.0739740000000002,2.9999159999999998,2.7626469999999999,2.9694440000000002,3.3271600000000001,4.2886430000000004,3.6519889999999999]
[1840,null,null,null,3.5869,3.1141000000000001,3.0617999999999999,3.0247999999999999,2.8313999999999999,2.9718,1.6681999999999999,null,null,20.259,7,"Medium-High",3.613426,3.1150579999999999,3.30348,3.586919,3.1141390000000002,3.061766,3.0247579999999998,2.8314170000000001,2.9718070000000001,3.336446,4.2622819999999999,3.666569]
[1841,null,null,null,3.5876999999999999,3.117,3.0663,3.0312999999999999,2.8357999999999999,2.9725000000000001,1.669,null,null,20.279599999999999,7,"Medium-High",3.6098870000000001,3.1087280000000002,3.3017629999999998,3.587745,3.1170230000000001,3.066341,3.0313319999999999,2.8357649999999999,2.972483,3.3379409999999998,4.2611039999999996,3.6629849999999999]
[1843,null,null,null,3.5928,3.1160000000000001,3.0394000000000001,3.0114000000000001,2.8412000000000002,2.9731000000000001,1.6681999999999999,null,null,20.242100000000001,7,"Medium-High",3.6403110000000001,3.1417890000000002,3.3260459999999998,3.592768,3.1160410000000001,3.0393970000000001,3.0114139999999998,2.8411849999999998,2.9730810000000001,3.3363179999999999,4.2622900000000001,3.6866120000000002]
[1844,null,null,null,3.5830000000000002,3.1254,3.0977000000000001,3.0636000000000001,2.8475999999999999,2.972,1.6708000000000001,null,null,20.360099999999999,7,"Medium-High",3.5731329999999999,3.0638459999999998,3.2769050000000002,3.5830470000000001,3.1253860000000002,3.0977190000000001,3.0636389999999998,2.8476129999999999,2.971984,3.3416570000000001,4.254429,3.6328559999999999]
[1845,null,null,null,3.5724999999999998,3.0769000000000002,2.9908000000000001,2.9344000000000001,2.7911000000000001,2.9601000000000002,1.6576,null,null,19.9834,7,"Medium-High",3.6683409999999999,3.202772,3.333955,3.5725410000000002,3.076943,2.9907840000000001,2.9343859999999999,2.7911480000000002,2.9601250000000001,3.3151030000000001,4.2658459999999998,3.715325]
[1850,null,null,null,3.6156999999999999,3.1871,3.0331000000000001,3.0893000000000002,2.9998999999999998,3.0009000000000001,1.6823999999999999,null,null,20.6084,7,"Medium-High",3.6755409999999999,3.1287020000000001,3.3964259999999999,3.6157360000000001,3.1870560000000001,3.0330949999999999,3.089296,2.9998610000000001,3.0009350000000001,3.3647659999999999,4.2444870000000003,3.7049530000000002]
[1851,null,null,null,3.6240999999999999,3.2094,3.0125000000000002,3.0987,3.0640000000000001,3.0173999999999999,1.6878,null,null,20.713899999999999,7,"Medium-High",3.7168040000000002,3.1607810000000001,3.4494950000000002,3.6240749999999999,3.2094079999999998,3.012489,3.0986699999999998,3.0640149999999999,3.0174270000000001,3.3756390000000001,4.2510899999999996,3.7392069999999999]
[1852,null,null,null,3.6343000000000001,3.1941999999999999,3.0087999999999999,3.0781000000000001,3.0053999999999998,3.0106000000000002,1.6863999999999999,null,null,20.617799999999999,7,"Medium-High",3.7150989999999999,3.1669510000000001,3.4300579999999998,3.6343049999999999,3.194194,3.0087679999999999,3.0780609999999999,3.0053879999999999,3.0106220000000001,3.3727809999999998,4.2604410000000001,3.7393190000000001]
[1854,null,null,null,3.6038999999999999,3.2033999999999998,3.0310000000000001,3.1076999999999999,3.0642999999999998,3.0074000000000001,1.6832,null,null,20.700900000000001,7,"Medium-High",3.679827,3.1252300000000002,3.4192170000000002,3.6038990000000002,3.203443,3.0310100000000002,3.1077110000000001,3.0643229999999999,3.0074169999999998,3.3663940000000001,4.2323740000000001,3.7069420000000002]
[1860,null,null,null,3.4937,3.0684,3.0028000000000001,2.9447999999999999,2.7517999999999998,2.9695999999999998,1.6496,null,null,19.880700000000001,7,"Medium-High",3.4714,3.0838420000000002,3.2197100000000001,3.4936929999999999,3.0683729999999998,3.002837,2.9448379999999998,2.7518069999999999,2.96963,3.299115,4.3260170000000002,3.6552470000000001]
[1862,null,null,null,3.6648000000000001,3.2088000000000001,2.9472,3.0535000000000001,3.0387,3.0337000000000001,1.6912,null,null,20.637899999999998,7,"Medium-High",3.8043520000000002,3.2524700000000002,3.5147020000000002,3.664771,3.2088079999999999,2.9471799999999999,3.0534720000000002,3.038681,3.0337160000000001,3.3823859999999999,4.2941909999999996,3.8194059999999999]
[1863,null,null,null,3.6036000000000001,3.2246000000000001,3.0253999999999999,3.1269999999999998,3.1324999999999998,3.0211999999999999,1.6876,null,null,20.821899999999999,7,"Medium-High",3.7027809999999999,3.1380849999999998,3.4590960000000002,3.60364,3.2246359999999998,3.0254180000000002,3.1270199999999999,3.1324580000000002,3.0212119999999998,3.37521,4.2324409999999997,3.7251050000000001]
[1864,null,null,null,3.5777000000000001,3.0663999999999998,2.887,2.8563000000000001,2.8315000000000001,2.9474999999999998,1.6487000000000001,null,null,19.815100000000001,7,"Medium-High",3.7805650000000002,3.3186010000000001,3.422663,3.5776520000000001,3.0663670000000001,2.8870089999999999,2.8562850000000002,2.8315329999999999,2.9474800000000001,3.297336,4.2396190000000002,3.7877860000000001]
[1867,null,null,null,3.5528,3.0526,2.8268,2.8189000000000002,2.8734999999999999,2.9264000000000001,1.6323000000000001,null,null,19.683299999999999,7,"Medium-High",3.8143370000000001,3.3548019999999998,3.462599,3.552848,3.0526430000000002,2.826756,2.8188710000000001,2.8735279999999999,2.9264230000000002,3.264554,4.2069809999999999,3.806295]
[1876,null,null,null,3.6444000000000001,3.1673,2.9679000000000002,3.0181,2.9377,3.0015999999999998,1.6813,null,null,20.418299999999999,7,"Medium-High",3.7508349999999999,3.2225229999999998,3.4371939999999999,3.6444429999999999,3.1672769999999999,2.9678779999999998,3.0181429999999998,2.9377219999999999,3.0015689999999999,3.3626749999999999,4.2741499999999997,3.7708870000000001]
[1879,null,null,null,3.5535999999999999,3.2195,3.0579000000000001,3.1425999999999998,3.1581999999999999,3.0015999999999998,1.6756,null,null,20.809000000000001,7,"Medium-High",3.6343329999999998,3.0746920000000002,3.4090349999999998,3.5535939999999999,3.2195269999999998,3.057928,3.1426409999999998,3.158204,3.0016280000000002,3.3511169999999999,4.1829340000000004,3.6628729999999998]
[1880,null,null,null,3.5076999999999998,3.0081000000000002,2.7639999999999998,2.7418999999999998,2.8696000000000002,2.8923999999999999,1.6155999999999999,null,null,19.3993,7,"Medium-High",3.8327830000000001,3.3909099999999999,3.4658319999999998,3.5077060000000002,3.0081220000000002,2.763951,2.7419060000000002,2.86957,2.8923679999999998,3.231147,4.1607510000000003,3.8060299999999998]
[1886,null,null,null,3.6215000000000002,3.2578,3.0236000000000001,3.1505999999999998,3.2219000000000002,3.0537000000000001,1.6973,null,null,21.026399999999999,7,"Medium-High",3.7703720000000001,3.1912690000000001,3.5436529999999999,3.6215299999999999,3.2578239999999998,3.0236209999999999,3.1505890000000001,3.2218499999999999,3.053674,3.3946429999999999,4.2568979999999996,3.7785150000000001]
[1887,null,null,null,3.6114000000000002,3.117,2.8824000000000001,2.9154,2.9123999999999999,2.9765999999999999,1.6591,null,null,20.074300000000001,7,"Medium-High",3.8073229999999998,3.3124989999999999,3.4750049999999999,3.6114289999999998,3.117048,2.8823539999999999,2.9154450000000001,2.91235,2.9766460000000001,3.3182849999999999,4.2597399999999999,3.8157399999999999]
[1890,null,null,null,3.5259,3.0482999999999998,2.7159,2.7764000000000002,2.9744999999999999,2.9266000000000001,1.6105,null,null,19.578099999999999,7,"Medium-High",3.8893529999999998,3.4250129999999999,3.5659920000000001,3.5258859999999999,3.0482960000000001,2.7159390000000001,2.7764160000000002,2.9745379999999999,2.926587,3.221015,4.1991420000000002,3.8755929999999998]
[1901,null,null,null,3.4887000000000001,2.9554,2.6717,2.6288999999999998,2.8578999999999999,2.9093,1.6369,null,null,19.148800000000001,7,"Medium-High",3.8998599999999999,3.4528319999999999,3.4672679999999998,3.4886780000000002,2.9554330000000002,2.6717469999999999,2.6288779999999998,2.8579210000000002,2.909316,3.2737029999999998,4.1488589999999999,3.83466]
[1902,null,null,null,3.4918,2.9571999999999998,2.6802000000000001,2.6333000000000002,2.8491,2.9144000000000001,1.6395999999999999,null,null,19.165600000000001,7,"Medium-High",3.8936600000000001,3.4478970000000002,3.460934,3.491771,2.9571999999999998,2.680183,2.6333389999999999,2.8491430000000002,2.9143659999999998,3.2792050000000001,4.1576040000000001,3.834028]
[1904,null,null,null,3.4969999999999999,2.9712999999999998,2.7098,2.6648999999999998,2.8443000000000001,2.9127000000000001,1.6351,null,null,19.235099999999999,7,"Medium-High",3.869688,3.4279069999999998,3.455158,3.4970029999999999,2.9712930000000002,2.7098339999999999,2.6648550000000002,2.8442599999999998,2.912709,3.2702460000000002,4.1672229999999999,3.8260040000000002]
[1905,null,null,null,3.4906999999999999,2.9691999999999998,2.6970000000000001,2.6596000000000002,2.8597999999999999,2.9024000000000001,1.6288,null,null,19.2075,7,"Medium-High",3.8777050000000002,3.434815,3.4663050000000002,3.4907460000000001,2.9692229999999999,2.6969789999999998,2.6596150000000001,2.8598479999999999,2.9024130000000001,3.2576670000000001,4.1517600000000003,3.826257]
[1906,null,null,null,3.4851000000000001,2.9752000000000001,2.6991999999999998,2.6726000000000001,2.8759999999999999,2.8877000000000002,1.6173999999999999,null,null,19.213200000000001,7,"Medium-High",3.8715600000000001,3.4306999999999999,3.4765570000000001,3.485055,2.9751889999999999,2.6992370000000001,2.6725729999999999,2.8759860000000002,2.8877169999999999,3.2347939999999999,4.1382700000000003,3.8214489999999999]
[1907,null,null,null,3.4872000000000001,2.9380000000000002,2.6295000000000002,2.5871,2.8723000000000001,2.9129,1.6455,null,null,19.072500000000002,7,"Medium-High",3.9422640000000002,3.4832990000000001,3.47959,3.4872030000000001,2.9379819999999999,2.629534,2.5870679999999999,2.8723269999999999,2.912874,3.2910729999999999,4.1315229999999996,3.8459590000000001]
[1908,null,null,null,3.4845000000000002,2.9386000000000001,2.6286,2.5886999999999998,2.8763999999999998,2.9085000000000001,1.6420999999999999,null,null,19.067399999999999,7,"Medium-High",3.9407139999999998,3.4829340000000002,3.4823780000000002,3.4844780000000002,2.9386169999999998,2.6285660000000002,2.588733,2.8763540000000001,2.9085100000000002,3.2842760000000002,4.1275180000000002,3.8450090000000001]
[1913,null,null,null,3.4626000000000001,3.0510000000000002,2.9382000000000001,2.8908999999999998,2.7126999999999999,2.9868000000000001,1.6420999999999999,null,null,19.6843,7,"Medium-High",3.480448,3.139116,3.2354970000000001,3.4625900000000001,3.0510459999999999,2.9381620000000002,2.8909470000000002,2.712704,2.9867699999999999,3.284281,4.3599709999999998,3.704393]
[1915,null,null,null,3.5093999999999999,2.9834999999999998,2.7728000000000002,2.6920999999999999,2.7690000000000001,2.9588999999999999,1.6521999999999999,null,null,19.337900000000001,7,"Medium-High",3.8156819999999998,3.3915609999999998,3.4106730000000001,3.5093740000000002,2.9835379999999998,2.7727529999999998,2.6920829999999998,2.7690199999999998,2.9589059999999998,3.3044229999999999,4.2574610000000002,3.8409369999999998]
[1921,null,null,null,3.5438000000000001,3.0493000000000001,2.9462000000000002,2.8776000000000002,2.7593000000000001,2.9613999999999998,1.6536999999999999,null,null,19.7913,7,"Medium-High",3.6688999999999998,3.232011,3.3286199999999999,3.54379,3.0493399999999999,2.946234,2.87764,2.7593000000000001,2.9613779999999998,3.3074569999999999,4.27745,3.7352810000000001]
[1922,null,null,null,3.4872000000000001,3.0268000000000002,2.9003000000000001,2.8302,2.6981999999999999,2.9823,1.6472,null,null,19.572199999999999,7,"Medium-High",3.6051489999999999,3.2347239999999999,3.2949130000000002,3.4871850000000002,3.0268440000000001,2.9003049999999999,2.8301699999999999,2.6981570000000001,2.9822519999999999,3.294473,4.3344649999999998,3.7591100000000002]
[1923,null,null,null,3.5194999999999999,2.9981,2.7974000000000001,2.7294999999999998,2.782,2.9416000000000002,1.6459999999999999,null,null,19.414100000000001,7,"Medium-High",3.7985129999999998,3.3715950000000001,3.4068049999999999,3.5195460000000001,2.9980560000000001,2.797361,2.729476,2.7819539999999998,2.9416060000000002,3.2919139999999998,4.2338500000000003,3.811652]
[1929,null,null,null,3.496,2.9794,2.754,2.6667999999999998,2.7483,3.0024000000000002,1.6626000000000001,null,null,19.3095,7,"Medium-High",3.8206000000000002,3.401535,3.416445,3.4959980000000002,2.9793790000000002,2.7539880000000001,2.6668409999999998,2.7483040000000001,3.002408,3.3251759999999999,4.3241860000000001,3.89486]
[1930,null,null,null,3.5087999999999999,2.9718,2.7279,2.6331000000000002,2.7765,3.0124,1.6718,null,null,19.302299999999999,7,"Medium-High",3.8844699999999999,3.440242,3.4479690000000001,3.5087890000000002,2.9717600000000002,2.7278549999999999,2.6330849999999999,2.7764760000000002,3.0123679999999999,3.3435169999999999,4.320373,3.9268719999999999]
[1938,null,null,null,3.4883999999999999,2.9981,2.8149000000000002,2.7374000000000001,2.7189999999999999,2.9847999999999999,1.6514,null,null,19.393999999999998,7,"Medium-High",3.7210450000000002,3.3300040000000002,3.3621810000000001,3.488388,2.9980980000000002,2.8148819999999999,2.737406,2.71902,2.9848330000000001,3.30288,4.3204019999999996,3.8298549999999998]
[1940,null,null,null,3.5283000000000002,3.0164,2.7982999999999998,2.7599,2.8370000000000002,2.9177,1.6323000000000001,null,null,19.489899999999999,7,"Medium-High",3.8178990000000002,3.3738600000000001,3.4411489999999998,3.52834,3.0163519999999999,2.7982619999999998,2.759922,2.8370359999999999,2.9177399999999998,3.264605,4.1954650000000004,3.8039559999999999]
[1944,null,null,null,3.5082,2.9727000000000001,2.7313999999999998,2.6377000000000002,2.7747999999999999,3.0091999999999999,1.6702999999999999,null,null,19.304300000000001,7,"Medium-High",3.87798,3.4359470000000001,3.4445939999999999,3.5082300000000002,2.9727190000000001,2.731376,2.6376819999999999,2.7747929999999998,3.0091589999999999,3.3406609999999999,4.3173130000000004,3.9209710000000002]
[1945,null,null,null,3.4992999999999999,2.9639000000000002,2.7126999999999999,2.6516000000000002,2.8157999999999999,2.9296000000000002,1.6464000000000001,null,null,19.2193,7,"Medium-High",3.864741,3.427295,3.4372029999999998,3.499301,2.9639479999999998,2.7126540000000001,2.6516329999999999,2.8158210000000001,2.9296419999999999,3.2927019999999998,4.1895220000000002,3.8306230000000001]
[1949,null,null,null,3.5478999999999998,3.0347,2.8694000000000002,2.8113000000000001,2.7892999999999999,2.9472999999999998,1.6480999999999999,null,null,19.648,7,"Medium-High",3.7604259999999998,3.320198,3.3926609999999999,3.5478519999999998,3.0347400000000002,2.8693689999999998,2.81134,2.789307,2.9473349999999998,3.2961770000000001,4.2472339999999997,3.7843870000000002]
[1950,null,null,null,3.4620000000000002,3.0314999999999999,2.8906999999999998,2.8361000000000001,2.6894,2.9940000000000002,1.6427,null,null,19.546399999999998,7,"Medium-High",3.552495,3.212618,3.2762419999999999,3.4619759999999999,3.0314800000000002,2.8907069999999999,2.8361320000000001,2.689438,2.993967,3.285396,4.3638940000000002,3.7581639999999998]
[1951,null,null,null,3.4649999999999999,3.0116000000000001,2.8454999999999999,2.7791999999999999,2.6815000000000002,2.9990000000000001,1.6463000000000001,null,null,19.428100000000001,7,"Medium-High",3.6297579999999998,3.2759510000000001,3.318711,3.464998,3.0116230000000002,2.8454640000000002,2.779172,2.6814680000000002,2.999009,3.292551,4.3634409999999999,3.8100990000000001]
[1952,null,null,null,3.4422999999999999,3.0314999999999999,2.8715999999999999,2.8289,2.6739000000000002,3.0085999999999999,1.64,null,null,19.4968,7,"Medium-High",3.5346860000000002,3.2185220000000001,3.2767620000000002,3.442304,3.03145,2.871597,2.8289019999999998,2.6738849999999998,3.0086330000000001,3.279973,4.3917229999999998,3.777307]
[1960,null,null,null,3.5146000000000002,2.992,2.7652000000000001,2.7115,2.8163,2.927,1.6400999999999999,null,null,19.366700000000002,7,"Medium-High",3.8308580000000001,3.3938579999999998,3.432086,3.5145689999999998,2.992048,2.7651880000000002,2.7114579999999999,2.8162739999999999,2.927019,3.2802920000000002,4.2017040000000003,3.8159939999999999]
[1969,null,null,null,3.4908000000000001,3.0150000000000001,2.867,2.7934000000000001,2.7073999999999998,2.9788000000000001,1.6482000000000001,null,null,19.500599999999999,7,"Medium-High",3.657397,3.2761849999999999,3.3245979999999999,3.4907699999999999,3.0150009999999998,2.8670390000000001,2.7934139999999998,2.7073969999999998,2.9787979999999998,3.2963110000000002,4.3214269999999999,3.7851750000000002]
[1970,null,null,null,3.5042,2.9752999999999998,2.7471999999999999,2.6795,2.7940999999999998,2.9356,1.6459999999999999,null,null,19.2819,7,"Medium-High",3.8327249999999999,3.4039510000000002,3.42069,3.5042399999999998,2.9752890000000001,2.7471950000000001,2.6794850000000001,2.7941129999999998,2.9355500000000001,3.2919459999999998,4.2122770000000003,3.8239139999999998]
[1982,null,null,null,3.5009000000000001,2.99,2.7909000000000002,2.7105000000000001,2.7482000000000002,2.9738000000000002,1.6534,null,null,19.367699999999999,7,"Medium-High",3.7768860000000002,3.3656039999999998,3.3902549999999998,3.5009009999999998,2.989954,2.7909470000000001,2.7105049999999999,2.7481990000000001,2.9738449999999998,3.3068439999999999,4.2890119999999996,3.8396970000000001]
[1983,null,null,null,3.5156000000000001,3.0108999999999999,2.8431000000000002,2.7717000000000001,2.7542,2.9546999999999999,1.6477999999999999,null,null,19.498000000000001,7,"Medium-High",3.7349700000000001,3.3216060000000001,3.368239,3.5156260000000001,3.0108869999999999,2.8430529999999998,2.771658,2.7541790000000002,2.9547050000000001,3.2955969999999999,4.2659510000000003,3.789952]
[1984,null,null,null,3.5072000000000001,2.9878,2.7848999999999999,2.7052,2.7612999999999999,2.9621,1.6518999999999999,null,null,19.360399999999998,7,"Medium-High",3.795658,3.3769070000000001,3.3998819999999998,3.507174,2.9878119999999999,2.78491,2.7051590000000001,2.761263,2.9621279999999999,3.3037869999999998,4.2665689999999996,3.8345199999999999]
[1985,null,null,null,3.4956,3.0493999999999999,2.9571999999999998,2.8932000000000002,2.7201,2.9782000000000002,1.6489,null,null,19.742599999999999,7,"Medium-High",3.544645,3.1633089999999999,3.2601300000000002,3.4955759999999998,3.0494050000000001,2.9572370000000001,2.8931640000000001,2.7200510000000002,2.9782470000000001,3.297876,4.3309430000000004,3.7087599999999998]
[2019,null,null,null,3.7010999999999998,3.3681999999999999,2.8753000000000002,3.2117,3.3824999999999998,3.2277,1.7642,null,null,21.5307,7,"Medium-High",4.1180130000000004,3.398066,3.8064619999999998,3.7011219999999998,3.3682059999999998,2.875283,3.2117110000000002,3.3825340000000002,3.2277,3.5283329999999999,4.3124140000000004,3.9715199999999999]
[2021,null,null,null,3.5299,3.0937999999999999,2.5617999999999999,2.8654000000000002,3.2526999999999999,3.1107,1.6892,null,null,20.1035,7,"Medium-High",4.1380150000000002,3.5175619999999999,3.7320959999999999,3.5298560000000001,3.0937770000000002,2.5618189999999998,2.8654459999999999,3.252678,3.110703,3.378495,4.1969849999999997,3.9660449999999998]
[2025,null,null,null,3.6221000000000001,3.0049999999999999,2.5472000000000001,2.5682999999999998,3.0613999999999999,3.1204999999999998,1.7459,null,null,19.670400000000001,7,"Medium-High",4.2292990000000001,3.6312609999999999,3.5986820000000002,3.6220780000000001,3.005023,2.547228,2.5683090000000002,3.0613920000000001,3.1204939999999999,3.4918900000000002,4.2128909999999999,4.0035990000000004]
[2026,null,null,null,3.5152000000000001,3.0699000000000001,2.605,2.8704000000000001,3.2326999999999999,3.0745,1.6639999999999999,null,null,20.031700000000001,7,"Medium-High",4.0870249999999997,3.4723389999999998,3.7389230000000002,3.5152410000000001,3.0699480000000001,2.6050149999999999,2.8704190000000001,3.2327219999999999,3.074497,3.327947,4.2347479999999997,3.9808669999999999]
[2030,null,null,null,3.5758000000000001,3.1568999999999998,2.7145000000000001,3.0249000000000001,3.2725,3.1221000000000001,1.6845000000000001,null,null,20.551200000000001,7,"Medium-High",4.0846520000000002,3.4276360000000001,3.7535440000000002,3.575825,3.1569020000000001,2.714486,3.0248499999999998,3.2724950000000002,3.1221049999999999,3.3690349999999998,4.307944,4.0070110000000003]
[2032,null,null,null,3.5712999999999999,3.1696,2.6366000000000001,2.9950000000000001,3.3033000000000001,3.1577999999999999,1.6992,null,null,20.532800000000002,7,"Medium-High",4.137359,3.4833080000000001,3.7680669999999998,3.5712860000000002,3.1696080000000002,2.6366209999999999,2.994983,3.3033109999999999,3.1578080000000002,3.3983919999999999,4.2579000000000002,3.9980449999999998]
[2035,null,null,null,3.6139999999999999,3.2522000000000002,2.6610999999999998,3.0832000000000002,3.3582999999999998,3.2113,1.7211000000000001,null,null,20.901199999999999,7,"Medium-High",4.1652279999999999,3.4856739999999999,3.7852920000000001,3.6140460000000001,3.2522319999999998,2.6610800000000001,3.083205,3.3583400000000001,3.2113230000000001,3.4422079999999999,4.2575950000000002,3.997061]
[2038,null,null,null,3.6760000000000002,3.3165,2.8197000000000001,3.1768999999999998,3.3557000000000001,3.2021999999999999,1.7470000000000001,null,null,21.294,7,"Medium-High",4.1236459999999999,3.4076040000000001,3.7850670000000002,3.676021,3.3164820000000002,2.8196889999999999,3.1769069999999999,3.3557139999999999,3.2021649999999999,3.4939779999999998,4.3008170000000003,3.9776289999999999]
[2043,null,null,null,3.5911,2.9914999999999998,2.5093000000000001,2.5724999999999998,3.0548000000000002,3.0583,1.7341,null,null,19.511600000000001,7,"Medium-High",4.2112280000000002,3.630757,3.5957810000000001,3.591091,2.9914550000000002,2.509334,2.5725259999999999,3.0547749999999998,3.0583119999999999,3.4681090000000001,4.1380749999999997,3.9396870000000002]
[2045,null,null,null,3.5428000000000002,2.9474,2.4983,2.5423,2.9992999999999999,2.9821,1.7098,null,null,19.222000000000001,7,"Medium-High",4.1505869999999998,3.6023700000000001,3.5680619999999998,3.542843,2.9473590000000001,2.4983369999999998,2.5422959999999999,2.9992770000000002,2.9821209999999998,3.4195880000000001,4.0888280000000004,3.8879049999999999]
[2048,null,null,null,3.6217999999999999,3.2827000000000002,2.6427999999999998,3.0918000000000001,3.3847999999999998,3.2317999999999998,1.7175,null,null,20.973199999999999,7,"Medium-High",4.1736019999999998,3.497617,3.7820830000000001,3.6217890000000001,3.282724,2.6428039999999999,3.0918130000000001,3.3848240000000001,3.2318310000000001,3.4350429999999998,4.2449300000000001,3.9946009999999998]
[2050,null,null,null,3.8001999999999998,3.1812,2.6124000000000001,2.7103000000000002,3.3256000000000001,3.4186999999999999,1.8099000000000001,null,null,20.8583,7,"Medium-High",4.4300119999999996,3.725902,3.7289560000000002,3.8002150000000001,3.1812399999999998,2.6123989999999999,2.7102680000000001,3.3256230000000002,3.4187240000000001,3.6197360000000001,4.4039630000000001,4.217981]
[2052,null,null,null,3.6013000000000002,3.2006999999999999,2.7334000000000001,3.0726,3.2976999999999999,3.1490999999999998,1.7040999999999999,null,null,20.758900000000001,7,"Medium-High",4.1032219999999997,3.428677,3.7564679999999999,3.6013470000000001,3.2007189999999999,2.733438,3.0725579999999999,3.297679,3.1491020000000001,3.4081000000000001,4.3002279999999997,3.9973640000000001]
[2053,null,null,null,3.6707999999999998,3.2970000000000002,2.8662000000000001,3.1922999999999999,3.3235999999999999,3.1743999999999999,1.7434000000000001,null,null,21.267700000000001,7,"Medium-High",4.0925029999999998,3.382047,3.7471239999999999,3.6708460000000001,3.2969940000000002,2.8661859999999999,3.192259,3.3235749999999999,3.1744110000000001,3.4867729999999999,4.3184060000000004,3.967991]
[2054,null,null,null,3.6364000000000001,3.2437999999999998,2.7972999999999999,3.1339999999999999,3.3029999999999999,3.157,1.7229000000000001,null,null,20.994399999999999,7,"Medium-High",4.0975000000000001,3.4029500000000001,3.742877,3.636374,3.2437589999999998,2.7972670000000002,3.1339640000000002,3.3030089999999999,3.1570119999999999,3.4457749999999998,4.3082050000000001,3.981106]
[2056,null,null,null,3.6316999999999999,3.2568999999999999,2.7458,3.1193,3.3353999999999999,3.1869000000000001,1.7267999999999999,null,null,21.002800000000001,7,"Medium-High",4.1297670000000002,3.4365950000000001,3.773768,3.6316830000000002,3.2568609999999998,2.7458390000000001,3.1193070000000001,3.335394,3.1869480000000001,3.4535740000000001,4.288818,3.9895890000000001]
[2061,null,null,null,3.6875,3.0792000000000002,2.5571000000000002,2.6356999999999999,3.1709999999999998,3.2233000000000001,1.7719,null,null,20.125699999999998,7,"Medium-High",4.3123909999999999,3.673581,3.6527449999999999,3.6874639999999999,3.0792419999999998,2.5570599999999999,2.635745,3.1709749999999999,3.2233320000000001,3.5437820000000002,4.2626790000000003,4.0655530000000004]
[2062,null,null,null,3.5495000000000001,3.1303999999999998,2.6193,2.9437000000000002,3.2772999999999999,3.1280999999999999,1.6872,null,null,20.3355,7,"Medium-High",4.122662,3.4832540000000001,3.7563569999999999,3.5495109999999999,3.1303679999999998,2.6193430000000002,2.9437259999999998,3.2772610000000002,3.1280519999999998,3.3744930000000002,4.2465089999999996,3.991206]
[2066,null,null,null,3.6617999999999999,3.0381,2.5720000000000001,2.5891000000000002,3.1025,3.1907000000000001,1.7615000000000001,null,null,19.915700000000001,7,"Medium-High",4.2678219999999998,3.6459000000000001,3.6187680000000002,3.661835,3.038065,2.5719940000000001,2.5890939999999998,3.102474,3.190696,3.5230800000000002,4.2721939999999998,4.0607870000000004]
[2067,null,null,null,3.5840000000000001,3.19,2.61,2.9950999999999999,3.3161999999999998,3.1840999999999999,1.7159,null,null,20.595300000000002,7,"Medium-High",4.1704749999999997,3.5140940000000001,3.762804,3.5840079999999999,3.1900300000000001,2.6100279999999998,2.9951089999999998,3.3162340000000001,3.1841390000000001,3.4318810000000002,4.2353759999999996,3.9891920000000001]
[2071,null,null,null,3.6095999999999999,3.2368000000000001,2.6852,3.0851000000000002,3.3426,3.1956000000000002,1.7194,null,null,20.874300000000002,7,"Medium-High",4.1490970000000003,3.467908,3.7835960000000002,3.609575,3.2367919999999999,2.6852140000000002,3.085073,3.3425820000000002,3.1956370000000001,3.4388580000000002,4.2727500000000003,3.998872]
[2072,null,null,null,3.5615999999999999,3.1377999999999999,2.5468999999999999,2.8944999999999999,3.2776999999999998,3.1604000000000001,1.7151000000000001,null,null,20.294,7,"Medium-High",4.1860480000000004,3.5541689999999999,3.733981,3.5615730000000001,3.137813,2.546856,2.8944930000000002,3.277701,3.1604079999999999,3.4301529999999998,4.1926819999999996,3.9700730000000002]
[2081,null,null,null,3.5897999999999999,3.2,2.6768000000000001,3.0478999999999998,3.3189000000000002,3.1701999999999999,1.7041999999999999,null,null,20.707799999999999,7,"Medium-High",4.1313250000000004,3.4627940000000001,3.7771119999999998,3.5897749999999999,3.2000389999999999,2.6768450000000001,3.0479250000000002,3.3189449999999998,3.1701839999999999,3.408493,4.2796989999999999,4.0043829999999998]
[2090,null,null,null,3.5413000000000001,3.1152000000000002,2.6343999999999999,2.9396,3.2669000000000001,3.1116999999999999,1.6758,null,null,20.2849,7,"Medium-High",4.1022639999999999,3.4658820000000001,3.758769,3.5413049999999999,3.1152169999999999,2.6343770000000002,2.939616,3.2669199999999998,3.1116860000000002,3.3516710000000001,4.263738,3.9993509999999999]
[2093,null,null,null,3.6606000000000001,3.3031000000000001,2.7536,3.1413000000000002,3.3681000000000001,3.2122000000000002,1.7374000000000001,null,null,21.176300000000001,7,"Medium-High",4.1459260000000002,3.439762,3.7991540000000001,3.660555,3.3031290000000002,2.7536450000000001,3.1413340000000001,3.3680979999999998,3.2122299999999999,3.4747050000000002,4.2813270000000001,3.9877750000000001]
[2108,null,null,null,3.4496000000000002,2.9645000000000001,2.5924999999999998,2.6606000000000001,3.0129999999999999,2.8978999999999999,1.6094999999999999,null,null,19.1876,7,"Medium-High",3.961668,3.4794019999999999,3.5780590000000001,3.4496310000000001,2.9645450000000002,2.5924909999999999,2.660593,3.0130460000000001,2.8978929999999998,3.2189939999999999,4.0971710000000003,3.8602080000000001]
[2109,null,null,null,3.4506000000000001,2.9620000000000002,2.5987,2.6518999999999999,2.9948000000000001,2.8898000000000001,1.6079000000000001,null,null,19.1557,7,"Medium-High",3.95275,3.4786619999999999,3.5651220000000001,3.4505759999999999,2.9619800000000001,2.598741,2.6519059999999999,2.994802,2.8897620000000002,3.21583,4.0942970000000001,3.8543949999999998]
[2110,null,null,null,3.4546000000000001,2.9624000000000001,2.5909,2.6524000000000001,3.0053999999999998,2.9014000000000002,1.6147,null,null,19.181799999999999,7,"Medium-High",3.9672329999999998,3.4839319999999998,3.5726990000000001,3.4546000000000001,2.9623870000000001,2.5909170000000001,2.6524070000000002,3.0053709999999998,2.9013870000000002,3.2294170000000002,4.0984530000000001,3.8604620000000001]
[2111,null,null,null,3.4537,2.9639000000000002,2.5878999999999999,2.6574,3.0150999999999999,2.9049999999999998,1.615,null,null,19.198,7,"Medium-High",3.9711430000000001,3.4839280000000001,3.5796060000000001,3.453665,2.9638740000000001,2.587939,2.6574360000000001,3.0151289999999999,2.9049800000000001,3.2299310000000001,4.099634,3.8632680000000001]
[2113,null,null,null,3.4516,2.9626000000000001,2.5951,2.6537000000000002,3.0015999999999998,2.8948,1.6103000000000001,null,null,19.169699999999999,7,"Medium-High",3.9588809999999999,3.4804170000000001,3.56995,3.451606,2.9626109999999999,2.5951399999999998,2.6537489999999999,3.0015779999999999,2.8948339999999999,3.2205300000000001,4.0960760000000001,3.8573529999999998]
[2114,null,null,null,3.4466999999999999,2.9641999999999999,2.5983000000000001,2.6598999999999999,3.0047999999999999,2.8889,1.6044,null,null,19.167200000000001,7,"Medium-High",3.950825,3.4756469999999999,3.5721340000000001,3.4466999999999999,2.9642119999999998,2.5983350000000001,2.6598820000000001,3.004788,2.888865,3.2087379999999999,4.0937349999999997,3.8554719999999998]
[2115,null,null,null,3.4514,2.9788999999999999,2.5909,2.6941999999999999,3.0533000000000001,2.9171999999999998,1.6099000000000001,null,null,19.2958,7,"Medium-High",3.9723570000000001,3.474599,3.609038,3.4514330000000002,2.9789159999999999,2.5908869999999999,2.6941860000000002,3.0532900000000001,2.917195,3.2198069999999999,4.1143559999999999,3.8769830000000001]
[2116,null,null,null,3.4464999999999999,2.968,2.5891000000000002,2.6724000000000001,3.0312000000000001,2.9028999999999998,1.6080000000000001,null,null,19.2181,7,"Medium-High",3.9652729999999998,3.4771399999999999,3.5910639999999998,3.446545,2.9680409999999999,2.5891220000000001,2.6724480000000002,3.031237,2.9029120000000002,3.2160790000000001,4.099755,3.8649990000000001]
[2118,null,null,null,3.4502999999999999,2.9683999999999999,2.5807000000000002,2.6735000000000002,3.0432000000000001,2.9154,1.6151,null,null,19.246600000000001,7,"Medium-High",3.9804879999999998,3.4823689999999998,3.5995759999999999,3.450304,2.9683709999999999,2.5806580000000001,2.6734529999999999,3.0432169999999998,2.9153769999999999,3.2301489999999999,4.1041990000000004,3.8715199999999999]
[2119,null,null,null,3.4521000000000002,2.9754,2.5747,2.6919,3.0720000000000001,2.9325000000000001,1.619,null,null,19.317599999999999,7,"Medium-High",3.9943200000000001,3.4821019999999998,3.620905,3.452108,2.9754200000000002,2.5746540000000002,2.6919019999999998,3.0719650000000001,2.9325049999999999,3.2379850000000001,4.1152829999999998,3.8837709999999999]
[2120,null,null,null,3.456,2.9836999999999998,2.5853999999999999,2.7048000000000001,3.0722,2.9329000000000001,1.6160000000000001,null,null,19.350999999999999,7,"Medium-High",3.9867319999999999,3.4770110000000001,3.6232389999999999,3.4559679999999999,2.983727,2.585448,2.7047759999999998,3.0721690000000001,2.9329160000000001,3.2319849999999999,4.1240389999999998,3.887054]
[2121,null,null,null,3.4542999999999999,2.9786000000000001,2.5626000000000002,2.7031000000000001,3.1004,2.9523999999999999,1.6267,null,null,19.3781,7,"Medium-High",4.0151719999999997,3.485938,3.6411099999999998,3.4543010000000001,2.978558,2.5625629999999999,2.703084,3.1003970000000001,2.9524170000000001,3.253393,4.1238679999999999,3.8957809999999999]
[2122,null,null,null,3.4651999999999998,2.9704000000000002,2.5491000000000001,2.6762000000000001,3.0869,2.9594,1.6406000000000001,null,null,19.347799999999999,7,"Medium-High",4.0374590000000001,3.5033810000000001,3.6307149999999999,3.465239,2.9704410000000001,2.5491169999999999,2.676158,3.086856,2.9593859999999999,3.2812009999999998,4.1184810000000001,3.894835]
[2124,null,null,null,3.4613999999999998,2.9756999999999998,2.5436999999999999,2.6959,3.1166,2.9721000000000002,1.6406000000000001,null,null,19.405999999999999,7,"Medium-High",4.0451290000000002,3.4992670000000001,3.6520510000000002,3.4613619999999998,2.975705,2.5437099999999999,2.695948,3.1166079999999998,2.972083,3.281234,4.1265929999999997,3.9046159999999999]
[2125,null,null,null,3.4605000000000001,2.9683000000000002,2.5634000000000001,2.6703000000000001,3.0615999999999999,2.9394999999999998,1.6308,null,null,19.2944,7,"Medium-High",4.0127410000000001,3.4957120000000002,3.612743,3.4604979999999999,2.968261,2.563447,2.670334,3.0616379999999999,2.9394680000000002,3.261606,4.1117489999999997,3.8834430000000002]
[2126,null,null,null,3.4636,2.9902000000000002,2.5474999999999999,2.7317999999999998,3.1524999999999999,2.9929999999999999,1.6420999999999999,null,null,19.520700000000001,7,"Medium-High",4.0531540000000001,3.4912999999999998,3.678944,3.463622,2.9901580000000001,2.5475340000000002,2.7318370000000001,3.1524869999999998,2.9929649999999999,3.284265,4.1468759999999998,3.9213049999999998]
[2127,null,null,null,3.4626999999999999,2.9632000000000001,2.5752999999999999,2.6524000000000001,3.0255000000000001,2.923,1.6277999999999999,null,null,19.229900000000001,7,"Medium-High",3.9959129999999998,3.4950899999999998,3.5870760000000002,3.46272,2.9632170000000002,2.575256,2.6524000000000001,3.0254819999999998,2.9229660000000002,3.2555890000000001,4.1051950000000001,3.8717139999999999]
[2128,null,null,null,3.4645999999999999,2.9542999999999999,2.5989,2.6255000000000002,2.9630999999999998,2.8969,1.6220000000000001,null,null,19.125299999999999,7,"Medium-High",3.9622169999999999,3.4892650000000001,3.542945,3.4646439999999998,2.9542619999999999,2.5988660000000001,2.625483,2.963082,2.8968880000000001,3.2440169999999999,4.0988879999999996,3.8527499999999999]
[2129,null,null,null,3.4458000000000002,2.9613,2.6086999999999998,2.6503000000000001,2.9802,2.8744999999999998,1.5993999999999999,null,null,19.120200000000001,7,"Medium-High",3.9343970000000001,3.4724170000000001,3.5546859999999998,3.4457849999999999,2.9612980000000002,2.6087090000000002,2.6503000000000001,2.9802469999999999,2.8744679999999998,3.198753,4.0885020000000001,3.8462930000000002]
[2130,null,null,null,3.4727000000000001,3.004,2.5840999999999998,2.7431000000000001,3.1168999999999998,2.9731999999999998,1.63,null,null,19.524000000000001,7,"Medium-High",4.0168600000000003,3.4787349999999999,3.6582479999999999,3.4727229999999998,3.0039799999999999,2.5840749999999999,2.743134,3.1168650000000002,2.9732259999999999,3.2599,4.1565289999999999,3.9150040000000002]
[2131,null,null,null,3.4820000000000002,3.0167000000000002,2.5777999999999999,2.7726999999999999,3.1589,3.0068999999999999,1.6426000000000001,null,null,19.657599999999999,7,"Medium-High",4.0464880000000001,3.4808249999999998,3.6880639999999998,3.4819939999999998,3.016721,2.5777950000000001,2.772691,3.1589489999999998,3.006888,3.2851629999999998,4.177454,3.936426]
[2132,null,null,null,3.5061,3.0506000000000002,2.6051000000000002,2.8298000000000001,3.1879,3.0394999999999999,1.6501999999999999,null,null,19.869199999999999,7,"Medium-High",4.0562880000000003,3.471708,3.7132010000000002,3.5061429999999998,3.0506319999999998,2.605089,2.8298130000000001,3.1879240000000002,3.0394869999999998,3.3004799999999999,4.2198869999999999,3.963441]
[2134,null,null,null,3.4826000000000001,3.0145,2.6223999999999998,2.7404999999999999,3.0617000000000001,2.9419,1.6133,null,null,19.476900000000001,7,"Medium-High",3.9684910000000002,3.4675850000000001,3.6268729999999998,3.4825710000000001,3.0144609999999998,2.62242,2.740459,3.0617030000000001,2.9419230000000001,3.2266560000000002,4.1629889999999996,3.9026649999999998]
[2135,null,null,null,3.5066000000000002,3.0424000000000002,2.6337000000000002,2.7848000000000002,3.0954999999999999,2.9794999999999998,1.6243000000000001,null,null,19.666799999999999,7,"Medium-High",3.987628,3.466208,3.6580629999999998,3.5066449999999998,3.0424440000000001,2.6337350000000002,2.784751,3.0955050000000002,2.9794689999999999,3.2485789999999999,4.2048300000000003,3.9321600000000001]
[2136,null,null,null,3.4847000000000001,3.0219999999999998,2.5638999999999998,2.7902999999999998,3.1970000000000001,3.0343,1.6544000000000001,null,null,19.746600000000001,7,"Medium-High",4.0764860000000001,3.4857399999999998,3.7119650000000002,3.484734,3.0219939999999998,2.5639419999999999,2.7903349999999998,3.1969609999999999,3.034294,3.3088980000000001,4.1857519999999999,3.9506190000000001]
[2138,null,null,null,3.4897,3.0209000000000001,2.6396000000000002,2.7399,3.0371999999999999,2.93,1.6064000000000001,null,null,19.463699999999999,7,"Medium-High",3.9472339999999999,3.4634640000000001,3.6146729999999998,3.489681,3.0209000000000001,2.6395650000000002,2.7399100000000001,3.0371510000000002,2.9300470000000001,3.212831,4.1697340000000001,3.8993479999999998]
[2139,null,null,null,3.4582000000000002,2.9870999999999999,2.6103000000000001,2.6993999999999998,3.0329999999999999,2.9074,1.6036999999999999,null,null,19.299099999999999,7,"Medium-High",3.9528340000000002,3.4687790000000001,3.5983990000000001,3.4581979999999999,2.9870990000000002,2.61029,2.699433,3.0330409999999999,2.90741,3.2073109999999998,4.1216710000000001,3.8746450000000001]
[2140,null,null,null,3.4863,3.0167000000000002,2.6452,2.7288999999999999,3.0171999999999999,2.9146000000000001,1.6003000000000001,null,null,19.409199999999998,7,"Medium-High",3.9322699999999999,3.4614319999999998,3.6006499999999999,3.4863279999999999,3.0166949999999999,2.6452049999999998,2.728936,3.0172409999999998,2.9145620000000001,3.2005340000000002,4.1615380000000002,3.889875]
[2141,null,null,null,3.4434,2.9695,2.6074000000000002,2.6705000000000001,3.0053000000000001,2.8805000000000001,1.5960000000000001,null,null,19.172599999999999,7,"Medium-High",3.9369809999999998,3.468432,3.5736029999999999,3.4433859999999998,2.969455,2.607421,2.6705380000000001,3.0052639999999999,2.8805079999999998,3.19191,4.0942150000000002,3.8537759999999999]
[2142,null,null,null,3.4428999999999998,2.9681000000000002,2.5989,2.6713,3.0173999999999999,2.8887999999999998,1.6002000000000001,null,null,19.1876,7,"Medium-High",3.9483109999999999,3.4715739999999999,3.5813969999999999,3.442939,2.9680960000000001,2.5989200000000001,2.6713480000000001,3.0174150000000002,2.8888400000000001,3.2004060000000001,4.0949260000000001,3.8577669999999999]
[2143,null,null,null,3.4517000000000002,2.9796999999999998,2.6214,2.6815000000000002,2.9984000000000002,2.8801999999999999,1.5931999999999999,null,null,19.206099999999999,7,"Medium-High",3.9269379999999998,3.4644330000000001,3.5729139999999999,3.4517350000000002,2.9797210000000001,2.621442,2.681521,2.998408,2.8802430000000001,3.1863419999999998,4.1063939999999999,3.8575089999999999]
[2144,null,null,null,3.4744000000000002,3.004,2.6440000000000001,2.7088999999999999,2.9971000000000001,2.8933,1.5933999999999999,null,null,19.315100000000001,7,"Medium-High",3.9189419999999999,3.4601660000000001,3.5824099999999999,3.4743729999999999,3.0039699999999998,2.6440049999999999,2.7088580000000002,2.9971209999999999,2.8933049999999998,3.1868530000000002,4.1404969999999999,3.8738779999999999]
[2145,null,null,null,3.4428000000000001,2.9706999999999999,2.6240999999999999,2.6661999999999999,2.9782999999999999,2.8607999999999998,1.5863,null,null,19.129200000000001,7,"Medium-High",3.9123009999999998,3.4621240000000002,3.5558540000000001,3.442847,2.9706600000000001,2.624133,2.66615,2.9782639999999998,2.8608069999999999,3.172641,4.0901360000000002,3.8437519999999998]
[2148,null,null,null,3.4516,2.9647999999999999,2.657,2.6524000000000001,2.9174000000000002,2.8481000000000001,1.5894999999999999,null,null,19.0808,7,"Medium-High",3.8810009999999999,3.4489000000000001,3.5083299999999999,3.4515630000000002,2.9647939999999999,2.656965,2.6524369999999999,2.917376,2.8481369999999999,3.1790090000000002,4.0911809999999997,3.821717]
[2149,null,null,null,3.4441999999999999,2.9567000000000001,2.629,2.6364000000000001,2.9373999999999998,2.8511000000000002,1.5909,null,null,19.0457,7,"Medium-High",3.9038179999999998,3.4644379999999999,3.524203,3.4441679999999999,2.9567299999999999,2.6290239999999998,2.636368,2.9374259999999999,2.8510580000000001,3.181711,4.082128,3.8307500000000001]
[2150,null,null,null,3.4525999999999999,2.9542999999999999,2.6181999999999999,2.6292,2.9426999999999999,2.8692000000000002,1.6037999999999999,null,null,19.07,7,"Medium-High",3.9253999999999998,3.473967,3.5283039999999999,3.4526050000000001,2.9543309999999998,2.6182159999999999,2.6292309999999999,2.942701,2.8691680000000002,3.2076340000000001,4.0898770000000004,3.8390569999999999]
[2151,null,null,null,3.4626999999999999,2.9518,2.6355,2.6212,2.9081999999999999,2.8733,1.6113,null,null,19.064,7,"Medium-High",3.913732,3.4685779999999999,3.5036019999999999,3.46265,2.9517630000000001,2.6355050000000002,2.6211890000000002,2.908239,2.873291,3.222604,4.1020029999999998,3.8340260000000002]
[2152,null,null,null,3.4799000000000002,2.9476,2.5939000000000001,2.6019000000000001,2.9413,2.9102999999999999,1.6389,null,null,19.113800000000001,7,"Medium-High",3.9799950000000002,3.5023390000000001,3.52779,3.4798629999999999,2.947622,2.593906,2.6018810000000001,2.9412539999999998,2.9103379999999999,3.2777729999999998,4.1052580000000001,3.854965]
[2153,null,null,null,3.4697,2.9992000000000001,2.6427,2.7021000000000002,2.9916,2.8864999999999998,1.5913999999999999,null,null,19.283200000000001,7,"Medium-High",3.9154879999999999,3.4598439999999999,3.5766810000000002,3.4696829999999999,2.9991699999999999,2.6427450000000001,2.70207,2.9915820000000002,2.8865129999999999,3.18283,4.1326390000000002,3.8684129999999999]
[2155,null,null,null,3.4676999999999998,2.9941,2.6617999999999999,2.6949999999999998,2.9586000000000001,2.8685999999999998,1.5874999999999999,null,null,19.2333,7,"Medium-High",3.890482,3.4484080000000001,3.5479020000000001,3.4677419999999999,2.994138,2.661775,2.694998,2.958634,2.8686410000000002,3.1750060000000002,4.1216809999999997,3.848093]
[2163,null,null,null,3.4813000000000001,3.0124,2.6297999999999999,2.7320000000000002,3.0421999999999998,2.9279999999999999,1.6073999999999999,null,null,19.4331,7,"Medium-High",3.9532929999999999,3.4653019999999999,3.6140219999999998,3.4813049999999999,3.0124249999999999,2.6297899999999998,2.7320159999999998,3.0421499999999999,2.9280189999999999,3.214823,4.157978,3.8948710000000002]
[2169,null,null,null,3.5030999999999999,2.9796,2.5110000000000001,2.6606999999999998,3.1152000000000002,3.0121000000000002,1.6816,null,null,19.4633,7,"Medium-High",4.12141,3.5496629999999998,3.647983,3.5031319999999999,2.9795759999999998,2.5109620000000001,2.66066,3.1151900000000001,3.0120580000000001,3.3631660000000001,4.1252909999999998,3.9163999999999999]
[2170,null,null,null,3.4918,2.9660000000000002,2.5207999999999999,2.6448999999999998,3.0876999999999999,2.9868000000000001,1.6701999999999999,null,null,19.368200000000002,7,"Medium-High",4.0938739999999996,3.5383249999999999,3.631256,3.4917579999999999,2.9660310000000001,2.5207540000000002,2.6448909999999999,3.087656,2.9867710000000001,3.3403839999999998,4.1180680000000001,3.9047939999999999]
[2171,null,null,null,3.4836999999999998,2.9643999999999999,2.5381999999999998,2.6457999999999999,3.0657999999999999,2.9685999999999999,1.6584000000000001,null,null,19.3249,7,"Medium-High",4.063714,3.524905,3.6157919999999999,3.483724,2.9643920000000001,2.5382020000000001,2.6457799999999998,3.0657839999999998,2.9686360000000001,3.3168760000000002,4.1158830000000002,3.8949050000000001]
[2176,null,null,null,3.4704000000000002,2.9781,2.6920000000000002,2.6800999999999999,2.8995000000000002,2.8639000000000001,1.5992,null,null,19.183199999999999,7,"Medium-High",3.8656280000000001,3.43025,3.4928400000000002,3.470437,2.9780980000000001,2.6919499999999998,2.6800839999999999,2.8994780000000002,2.8638949999999999,3.1984599999999999,4.1150739999999999,3.8167149999999999]
[2180,null,null,null,3.4948000000000001,3.0087000000000002,2.7313999999999998,2.7342,2.9083999999999999,2.8803999999999998,1.6028,null,null,19.360700000000001,7,"Medium-High",3.8504589999999999,3.407708,3.4986320000000002,3.4947509999999999,3.0086539999999999,2.731411,2.7342070000000001,2.9083909999999999,2.8804120000000002,3.2056439999999999,4.1438829999999998,3.8192140000000001]
[2184,null,null,null,3.5387,3.0137,2.5093000000000001,2.6808000000000001,3.1368999999999998,3.0529000000000002,1.7035,null,null,19.6358,7,"Medium-High",4.1655730000000002,3.5781610000000001,3.6540309999999998,3.5386630000000001,3.0137100000000001,2.5092759999999998,2.680771,3.1368710000000002,3.0528520000000001,3.407003,4.1359329999999996,3.9303840000000001]
[2186,null,null,null,3.4784999999999999,3.0028999999999999,2.5293000000000001,2.7435999999999998,3.1829999999999998,3.028,1.6615,null,null,19.626799999999999,7,"Medium-High",4.094061,3.5095540000000001,3.6961390000000001,3.478529,3.0029219999999999,2.529261,2.7435659999999999,3.1830050000000001,3.0280040000000001,3.3229630000000001,4.1530269999999998,3.934266]
[2188,null,null,null,3.5590999999999999,2.9979,2.5013000000000001,2.6231,3.09,3.0413999999999999,1.7171000000000001,null,null,19.529900000000001,7,"Medium-High",4.1850269999999998,3.605191,3.6216750000000002,3.559094,2.9979339999999999,2.5013369999999999,2.623132,3.0899969999999999,3.041363,3.4341330000000001,4.1213740000000003,3.921268]
[2189,null,null,null,3.5705,2.9885000000000002,2.4967999999999999,2.5895999999999999,3.0619000000000001,3.0341999999999998,1.7248000000000001,null,null,19.4663,7,"Medium-High",4.1955859999999996,3.6205159999999998,3.602411,3.5705330000000002,2.9884970000000002,2.4968400000000002,2.5895640000000002,3.061944,3.0342120000000001,3.449586,4.1126290000000001,3.9155760000000002]
[2190,null,null,null,3.5947,3.0384000000000002,2.5030000000000001,2.6566999999999998,3.13,3.0897999999999999,1.7364999999999999,null,null,19.749099999999999,7,"Medium-High",4.2304310000000003,3.6302509999999999,3.6391810000000002,3.5947070000000001,3.0383689999999999,2.5030350000000001,2.6566900000000002,3.1299869999999999,3.0898430000000001,3.4729589999999999,4.1407689999999997,3.942895]
[2191,null,null,null,3.5390999999999999,2.9603999999999999,2.4977,2.5745,3.0379999999999998,2.9983,1.7072000000000001,null,null,19.315200000000001,7,"Medium-High",4.1557500000000003,3.5958130000000001,3.5936309999999998,3.539148,2.9603950000000001,2.4976539999999998,2.5745260000000001,3.038033,2.9983309999999999,3.4144100000000002,4.0999509999999999,3.8997099999999998]
[2199,null,null,null,3.4456000000000002,2.9674,2.5905,2.6711,3.0278999999999998,2.8999000000000001,1.6067,null,null,19.209099999999999,7,"Medium-High",3.9622099999999998,3.4763630000000001,3.5885729999999998,3.4455770000000001,2.9673699999999998,2.5904980000000002,2.6710669999999999,3.0279379999999998,2.8998840000000001,3.2133600000000002,4.0980930000000004,3.8631579999999999]
[2210,null,null,null,3.4603999999999999,2.9620000000000002,2.5825,2.6495000000000002,3.0127000000000002,2.9134000000000002,1.6231,null,null,19.203600000000002,7,"Medium-High",3.9835419999999999,3.4911370000000002,3.577963,3.460426,2.962037,2.5825260000000001,2.64947,3.0126740000000001,2.9133719999999999,3.246178,4.1022369999999997,3.866155]
[2215,null,null,null,3.4590999999999998,2.9878999999999998,2.5996000000000001,2.7058,3.0543999999999998,2.9226000000000001,1.6104000000000001,null,null,19.3398,7,"Medium-High",3.970478,3.4725000000000001,3.6127440000000002,3.4591050000000001,2.9878559999999998,2.5995520000000001,2.7057769999999999,3.0544419999999999,2.9226079999999999,3.2208109999999999,4.1262359999999996,3.8829579999999999]
[2301,null,null,null,3.6073,3.1657000000000002,2.5316999999999998,2.8742999999999999,3.2867999999999999,3.2008000000000001,1.7412000000000001,null,null,20.407800000000002,7,"Medium-High",4.2451179999999997,3.6041439999999998,3.7200340000000001,3.6072669999999998,3.1657289999999998,2.5317430000000001,2.8743189999999998,3.286762,3.200752,3.4823520000000001,4.1932530000000003,3.980712]
[2302,null,null,null,3.6265999999999998,3.1353,2.5202,2.7984,3.2471000000000001,3.1846000000000001,1.7519,null,null,20.264099999999999,7,"Medium-High",4.2716310000000002,3.6335959999999998,3.6987030000000001,3.6266240000000001,3.1353080000000002,2.5202010000000001,2.798397,3.2471410000000001,3.1846450000000002,3.5037799999999999,4.1851289999999999,3.9811890000000001]
[2322,null,null,null,3.5703,3.1088,2.5238999999999998,2.8212000000000002,3.242,3.1457000000000002,1.7224999999999999,null,null,20.134399999999999,7,"Medium-High",4.2069359999999998,3.5839979999999998,3.7091210000000001,3.5702880000000001,3.1087750000000001,2.523908,2.8211919999999999,3.2420469999999999,3.1457389999999998,3.4449019999999999,4.1751829999999996,3.9637929999999999]
[2324,null,null,null,3.6932,3.2945000000000002,2.5882000000000001,2.9573999999999998,3.4434,3.3016999999999999,1.7415,null,null,21.0199,7,"Medium-High",4.306184,3.6261070000000002,3.7418710000000002,3.6931790000000002,3.2944599999999999,2.5881660000000002,2.9574069999999999,3.4433820000000002,3.3016990000000002,3.4830199999999998,4.2625469999999996,4.0441849999999997]
[2325,null,null,null,3.6899000000000002,3.2637,2.5752999999999999,2.9156,3.4064999999999999,3.2818000000000001,1.7466999999999999,null,null,20.8795,7,"Medium-High",4.3112940000000002,3.636558,3.7331370000000001,3.68987,3.2636919999999998,2.5752549999999998,2.9155850000000001,3.4064939999999999,3.281755,3.4933209999999999,4.250515,4.0371680000000003]
[2330,null,null,null,3.9275000000000002,3.4056000000000002,2.7004999999999999,2.8677999999999999,3.6778,3.4098999999999999,1.7499,null,null,21.739000000000001,7,"Medium-High",4.5282609999999996,3.7588879999999998,3.885097,3.927543,3.4055559999999998,2.7004800000000002,2.8677890000000001,3.677845,3.409859,3.49987,4.5258849999999997,4.268402]
[2332,null,null,null,3.8161,3.2012,2.62,2.7265999999999999,3.3542000000000001,3.4399000000000002,1.8129999999999999,null,null,20.971,7,"Medium-High",4.4474109999999998,3.7339540000000002,3.742016,3.8160829999999999,3.2012040000000002,2.6200230000000002,2.7266339999999998,3.3541989999999999,3.4398900000000001,3.6260750000000002,4.4200569999999999,4.2330249999999996]
[2333,null,null,null,3.6890999999999998,3.1903000000000001,2.5438999999999998,2.8062,3.3144999999999998,3.2385999999999999,1.7627999999999999,null,null,20.545400000000001,7,"Medium-High",4.330368,3.6677719999999998,3.707735,3.6890689999999999,3.1903090000000001,2.543946,2.8061950000000002,3.314486,3.238575,3.5255709999999998,4.224094,4.0229720000000002]
[2338,null,null,null,3.7806000000000002,3.2709999999999999,2.6124000000000001,2.835,3.4340999999999999,3.3449,1.7723,null,null,21.0503,7,"Medium-High",4.4117800000000003,3.7044570000000001,3.7555700000000001,3.7805759999999999,3.2709769999999998,2.6124309999999999,2.8349570000000002,3.4341170000000001,3.3449490000000002,3.5445359999999999,4.3432149999999998,4.1300800000000004]
[2339,null,null,null,3.6943999999999999,3.1002999999999998,2.5388000000000002,2.6638999999999999,3.1991999999999998,3.2250999999999999,1.7783,null,null,20.2,7,"Medium-High",4.3341859999999999,3.6883940000000002,3.6666910000000001,3.6944219999999999,3.10026,2.5388000000000002,2.663945,3.1991809999999998,3.2250960000000002,3.5566200000000001,4.2402519999999999,4.0489829999999998]
[2341,null,null,null,3.7334999999999998,3.1722999999999999,2.5550000000000002,2.7383000000000002,3.2959000000000001,3.2786,1.7845,null,null,20.5581,7,"Medium-High",4.3796549999999996,3.7053560000000001,3.7061299999999999,3.7334610000000001,3.1722990000000002,2.55498,2.7382590000000002,3.295906,3.2786400000000002,3.5689169999999999,4.2706999999999997,4.0759220000000003]
[2343,null,null,null,3.5798000000000001,3.0733000000000001,2.5139999999999998,2.7423999999999999,3.1915,3.1179000000000001,1.7273000000000001,null,null,19.946200000000001,7,"Medium-High",4.2166589999999999,3.6040969999999999,3.6782870000000001,3.579844,3.0732710000000001,2.5140060000000002,2.7424029999999999,3.1915390000000001,3.117899,3.4546169999999998,4.1600200000000003,3.9550830000000001]
[2346,null,null,null,3.8169,3.3633000000000002,2.6593,2.9226999999999999,3.6141999999999999,3.3422999999999998,1.7267999999999999,null,null,21.445499999999999,7,"Medium-High",4.4298570000000002,3.6894429999999998,3.8312569999999999,3.8169200000000001,3.3632590000000002,2.6592570000000002,2.9226899999999998,3.6142150000000002,3.342317,3.4536380000000002,4.3881399999999999,4.1783679999999999]
[2347,null,null,null,3.7612000000000001,3.3542999999999998,2.6583999999999999,2.9651999999999998,3.6297000000000001,3.282,1.6875,null,null,21.3383,7,"Medium-High",4.3851599999999999,3.6435249999999999,3.835747,3.761164,3.3543240000000001,2.658388,2.965192,3.6296919999999999,3.2820320000000001,3.374924,4.3245519999999997,4.1712800000000003]
[2351,null,null,null,3.6294,3.0886999999999998,2.5072000000000001,2.7105999999999999,3.1867999999999999,3.1476000000000002,1.7549999999999999,null,null,20.025300000000001,7,"Medium-High",4.2760639999999999,3.651233,3.6669450000000001,3.6293850000000001,3.0886640000000001,2.507177,2.7106300000000001,3.1867869999999998,3.1476120000000001,3.5099070000000001,4.1660680000000001,3.9691299999999998]
[2356,null,null,null,3.5943999999999998,3.2223000000000002,2.5724,2.9969000000000001,3.3431000000000002,3.2231000000000001,1.7270000000000001,null,null,20.679200000000002,7,"Medium-High",4.2015650000000004,3.549747,3.7492329999999998,3.5943679999999998,3.222318,2.5723829999999999,2.996931,3.3430879999999998,3.223109,3.4539740000000001,4.2141289999999998,3.9820760000000002]
[2357,null,null,null,3.5910000000000002,3.2067000000000001,2.5453000000000001,2.9592999999999998,3.3313000000000001,3.2233999999999998,1.7311000000000001,null,null,20.588100000000001,7,"Medium-High",4.2167370000000002,3.573102,3.7363309999999998,3.5909650000000002,3.2067109999999999,2.5453480000000002,2.9593229999999999,3.3313470000000001,3.2233640000000001,3.4622280000000001,4.2010880000000004,3.9780700000000002]
[2359,null,null,null,3.7850000000000001,3.1953999999999998,2.5981000000000001,2.7345000000000002,3.3363999999999998,3.3708999999999998,1.7994000000000001,null,null,20.819700000000001,7,"Medium-High",4.4214000000000002,3.7228270000000001,3.7294,3.7850199999999998,3.195376,2.5980560000000001,2.7345489999999999,3.336379,3.370876,3.5988289999999998,4.3630599999999999,4.1677439999999999]
[2360,null,null,null,3.9302000000000001,3.3633999999999999,2.6423999999999999,2.7869999999999999,3.6638000000000002,3.4062000000000001,1.7493000000000001,null,null,21.542300000000001,7,"Medium-High",4.4918829999999996,3.7521499999999999,3.896004,3.9301720000000002,3.36341,2.6423510000000001,2.7869899999999999,3.6638160000000002,3.4061720000000002,3.4986489999999999,4.5917870000000001,4.2890940000000004]
[2364,null,null,null,3.8984999999999999,3.3542999999999998,2.6970999999999998,2.8464,3.5436000000000001,3.4777,1.7978000000000001,null,null,21.615400000000001,7,"Medium-High",4.5237550000000004,3.7628330000000001,3.8162280000000002,3.89845,3.3543340000000001,2.697095,2.8463859999999999,3.5436369999999999,3.4776820000000002,3.5955870000000001,4.5121869999999999,4.2650940000000004]
[2367,null,null,null,3.8523000000000001,3.3407,2.6701000000000001,2.8675999999999999,3.5270999999999999,3.4258999999999999,1.7811999999999999,null,null,21.4649,7,"Medium-High",4.4770799999999999,3.7341009999999999,3.799588,3.852344,3.3407490000000002,2.670077,2.8675920000000001,3.5270579999999998,3.4258500000000001,3.5624739999999999,4.4459179999999998,4.2091979999999998]
[2368,null,null,null,3.5310000000000001,3.0552999999999999,2.5206,2.7709999999999999,3.2061999999999999,3.0897999999999999,1.6979,null,null,19.8718,7,"Medium-High",4.1610420000000001,3.5570580000000001,3.6967859999999999,3.5309680000000001,3.0553349999999999,2.5206170000000001,2.7710490000000001,3.2062400000000002,3.0897559999999999,3.3957799999999998,4.1594790000000001,3.947422]
[2370,null,null,null,3.6497000000000002,3.0695999999999999,2.5063,2.6511,3.1543999999999999,3.1450999999999998,1.7642,null,null,19.9404,7,"Medium-High",4.2951240000000004,3.6732130000000001,3.6450939999999998,3.6497419999999998,3.0695670000000002,2.5062890000000002,2.6510910000000001,3.1543920000000001,3.1450849999999999,3.5283280000000001,4.1689639999999999,3.977322]
[2375,null,null,null,3.6029,3.2724000000000002,2.5754000000000001,3.0453000000000001,3.3914,3.2604000000000002,1.7246999999999999,null,null,20.872499999999999,7,"Medium-High",4.2006059999999996,3.5467420000000001,3.7442139999999999,3.6028889999999998,3.2724039999999999,2.575361,3.045328,3.3914270000000002,3.2604229999999998,3.449341,4.2192749999999997,3.9833440000000002]
[2379,null,null,null,3.6360999999999999,3.2446000000000002,2.5587,2.9531999999999998,3.3702000000000001,3.2578,1.7391000000000001,null,null,20.759699999999999,7,"Medium-High",4.2547629999999996,3.5982829999999999,3.7285430000000002,3.6361080000000001,3.244596,2.5586989999999998,2.9531679999999998,3.3701979999999998,3.2578230000000001,3.478129,4.2209979999999998,3.9998239999999998]
[2382,null,null,null,3.6682000000000001,3.1225999999999998,2.5099999999999998,2.7259000000000002,3.2214,3.1903999999999999,1.7728999999999999,null,null,20.211400000000001,7,"Medium-High",4.322889,3.6793529999999999,3.6785320000000001,3.6681840000000001,3.1226240000000001,2.50996,2.7259039999999999,3.2214209999999999,3.1904210000000002,3.545747,4.1855640000000003,3.992038]
[2420,null,null,null,3.6032000000000002,3.1288999999999998,2.7534000000000001,2.8853,3.0432999999999999,3.0156999999999998,1.6393,null,null,20.069099999999999,7,"Medium-High",3.9189479999999999,3.4143629999999998,3.6331899999999999,3.6031710000000001,3.128924,2.7534489999999998,2.8853270000000002,3.0433029999999999,3.015701,3.2786629999999999,4.3091939999999997,3.9414169999999999]
[2421,null,null,null,3.6181000000000001,3.1472000000000002,2.7389000000000001,2.9033000000000002,3.0819000000000001,3.0451999999999999,1.6418999999999999,null,null,20.176500000000001,7,"Medium-High",3.9481229999999998,3.4336799999999998,3.6794959999999999,3.6181109999999999,3.1471990000000001,2.73889,2.9032779999999998,3.081855,3.0452279999999998,3.283703,4.3474839999999997,3.9825140000000001]
[2445,null,null,null,3.4876999999999998,3.0219999999999998,2.6076999999999999,2.7645,3.1089000000000002,2.9767000000000001,1.6275999999999999,null,null,19.595099999999999,7,"Medium-High",4.0042039999999997,3.472194,3.658579,3.487698,3.0220280000000002,2.6076760000000001,2.7644639999999998,3.108911,2.9766729999999999,3.2551570000000001,4.1782959999999996,3.9229530000000001]
[2446,null,null,null,3.4761000000000002,3.0074999999999998,2.61,2.7353999999999998,3.073,2.9455,1.6165,null,null,19.463999999999999,7,"Medium-High",3.9797159999999998,3.4707569999999999,3.631399,3.4760960000000001,3.0074990000000001,2.6100409999999998,2.7353679999999998,3.0730219999999999,2.9455469999999999,3.2330749999999999,4.1549449999999997,3.901913]
[2451,null,null,null,3.6202999999999999,3.1564999999999999,2.7166999999999999,2.9214000000000002,3.1341000000000001,3.0754000000000001,1.6455,null,null,20.2699,7,"Medium-High",3.990154,3.4551289999999999,3.729679,3.620263,3.1564869999999998,2.716682,2.9213680000000002,3.1340819999999998,3.0753620000000002,3.2909030000000001,4.373526,4.0224140000000004]
[2452,null,null,null,3.5838000000000001,3.1185,2.6909999999999998,2.8673999999999999,3.1038999999999999,3.0356999999999998,1.6326000000000001,null,null,20.032900000000001,7,"Medium-High",3.9786009999999998,3.4608140000000001,3.7002160000000002,3.5837590000000001,3.1185309999999999,2.6909839999999998,2.8673600000000001,3.1038700000000001,3.035714,3.2651880000000002,4.3209049999999998,3.9929969999999999]
[2453,null,null,null,3.5931999999999999,3.1355,2.6966000000000001,2.9083999999999999,3.1467999999999998,3.0672999999999999,1.6449,null,null,20.192699999999999,7,"Medium-High",4.0039720000000001,3.4563459999999999,3.726083,3.5932270000000002,3.135494,2.6966079999999999,2.9084120000000002,3.1468060000000002,3.0672709999999999,3.2897759999999998,4.3404980000000002,4.0111400000000001]
[2458,null,null,null,3.5365000000000002,3.0758000000000001,2.6553,2.8311000000000002,3.1172,3.0127000000000002,1.6319999999999999,null,null,19.860600000000002,7,"Medium-High",3.9958480000000001,3.4626199999999998,3.6843509999999999,3.536508,3.0758399999999999,2.6552799999999999,2.831124,3.117229,3.0126789999999999,3.2640500000000001,4.2533960000000004,3.9617439999999999]
[2459,null,null,null,3.5341999999999998,3.0808,2.6440999999999999,2.8593000000000002,3.1669,3.0428000000000002,1.645,null,null,19.973099999999999,7,"Medium-High",4.0308210000000004,3.4627520000000001,3.711716,3.5342310000000001,3.0807950000000002,2.6441080000000001,2.859321,3.1668560000000001,3.0428489999999999,3.2900510000000001,4.2590199999999996,3.97668]
[2460,null,null,null,3.5577999999999999,3.1004999999999998,2.6690999999999998,2.8677999999999999,3.1391,3.0405000000000002,1.6393,null,null,20.014099999999999,7,"Medium-High",4.0062530000000001,3.4602369999999998,3.7068340000000002,3.5578479999999999,3.1004580000000002,2.669117,2.8677579999999998,3.1390600000000002,3.0404810000000002,3.2785519999999999,4.2892140000000003,3.985023]
[2461,null,null,null,3.5478999999999998,3.0975000000000001,2.6568000000000001,2.8841000000000001,3.1775000000000002,3.0581,1.6484000000000001,null,null,20.0703,7,"Medium-High",4.0339020000000003,3.4595690000000001,3.7235100000000001,3.5479090000000002,3.097499,2.6568239999999999,2.8841320000000001,3.1775280000000001,3.0581390000000002,3.2967140000000001,4.2816650000000003,3.9902899999999999]
[2462,null,null,null,3.5910000000000002,3.1452,2.6985000000000001,2.9496000000000002,3.1964999999999999,3.0950000000000002,1.6573,null,null,20.333100000000002,7,"Medium-High",4.0343900000000001,3.4493909999999999,3.748799,3.591005,3.1451899999999999,2.698512,2.9495650000000002,3.1965180000000002,3.0950150000000001,3.314635,4.3449920000000004,4.0229429999999997]
[2464,null,null,null,3.5567000000000002,3.1095999999999999,2.6648000000000001,2.9051,3.1907999999999999,3.0718999999999999,1.6520999999999999,null,null,20.151,7,"Medium-High",4.0399409999999998,3.457014,3.734559,3.5567299999999999,3.1096140000000001,2.6647789999999998,2.905062,3.1907860000000001,3.0719449999999999,3.3041360000000002,4.2975130000000004,4.0011469999999996]
[2465,null,null,null,3.5747,3.1196999999999999,2.6804999999999999,2.8957000000000002,3.1545000000000001,3.0613000000000001,1.6445000000000001,null,null,20.1309,7,"Medium-High",4.0132199999999996,3.4583249999999999,3.723592,3.5747429999999998,3.119713,2.6804670000000002,2.8957160000000002,3.1545480000000001,3.06134,3.2890649999999999,4.3172499999999996,4.002847]
[2466,null,null,null,3.5905,3.1395,2.6924000000000001,2.9287000000000001,3.1764999999999999,3.0848,1.6515,null,null,20.2639,7,"Medium-High",4.0238880000000004,3.4549569999999998,3.7421479999999998,3.5904880000000001,3.1394549999999999,2.6923789999999999,2.92869,3.1764969999999999,3.084759,3.3029730000000002,4.3438860000000004,4.0206679999999997]
[2467,null,null,null,3.5097999999999998,3.0499000000000001,2.6223000000000001,2.8106,3.1412,3.0114000000000001,1.6374,null,null,19.782599999999999,7,"Medium-High",4.0208430000000002,3.4686159999999999,3.6869450000000001,3.509833,3.0498859999999999,2.6223369999999999,2.8106140000000002,3.1411760000000002,3.0113789999999998,3.2747329999999999,4.2173879999999997,3.950196]
[2468,null,null,null,3.5697999999999999,3.1212,2.6762000000000001,2.9131999999999998,3.1827999999999999,3.0754999999999999,1.651,null,null,20.189699999999998,7,"Medium-High",4.0319209999999996,3.4561540000000002,3.7363680000000001,3.569839,3.1211500000000001,2.676193,2.9132389999999999,3.18283,3.0755340000000002,3.302006,4.3155359999999998,4.0083489999999999]
[2472,null,null,null,3.5329999999999999,3.0688,2.6587000000000001,2.8115000000000001,3.0897000000000001,2.9925999999999999,1.6243000000000001,null,null,19.778600000000001,7,"Medium-High",3.9770089999999998,3.46244,3.6666379999999998,3.5329700000000002,3.0687989999999998,2.658677,2.811537,3.0896690000000002,2.9926439999999999,3.2486199999999998,4.2432160000000003,3.949783]
[2474,null,null,null,3.5200999999999998,3.0485000000000002,2.6787000000000001,2.7663000000000002,3.0116000000000001,2.9356,1.6053999999999999,null,null,19.566199999999998,7,"Medium-High",3.9203260000000002,3.4516689999999999,3.6071520000000001,3.520076,3.0485099999999998,2.6787339999999999,2.7662740000000001,3.0115789999999998,2.9355690000000001,3.210728,4.2070749999999997,3.906482]
[2476,null,null,null,3.5384000000000002,3.0678999999999998,2.6802999999999999,2.7894999999999999,3.0333999999999999,2.9603999999999999,1.6105,null,null,19.680399999999999,7,"Medium-High",3.9344399999999999,3.4572250000000002,3.6337280000000001,3.5383599999999999,3.0678879999999999,2.6802700000000002,2.7894640000000002,3.0334340000000002,2.9603969999999999,3.2209409999999998,4.2401200000000001,3.9323139999999999]
[2478,null,null,null,3.5387,3.0710000000000002,2.6705000000000001,2.8016999999999999,3.0609000000000002,2.9777999999999998,1.6168,null,null,19.737400000000001,7,"Medium-High",3.9550740000000002,3.4610340000000002,3.6524380000000001,3.538678,3.0710470000000001,2.6704910000000002,2.8016510000000001,3.0608590000000002,2.9777719999999999,3.2336819999999999,4.2466470000000003,3.9442919999999999]
[2481,null,null,null,3.5903,3.1505999999999998,2.7143999999999999,2.9775999999999998,3.2170000000000001,3.1000999999999999,1.6660999999999999,null,null,20.4161,7,"Medium-High",4.043323,3.4370099999999999,3.7457479999999999,3.590287,3.1506129999999999,2.7144080000000002,2.9775969999999998,3.216958,3.100114,3.332233,4.3361900000000002,4.0146369999999996]
[2482,null,null,null,3.5973000000000002,3.1642999999999999,2.7452000000000001,3.0213000000000001,3.2364999999999999,3.1065999999999998,1.6786000000000001,null,null,20.549800000000001,7,"Medium-High",4.050351,3.4183669999999999,3.73752,3.5973359999999999,3.1642700000000001,2.745225,3.0212949999999998,3.236532,3.106573,3.3572860000000002,4.3319619999999999,4.0040490000000002]
[2492,null,null,null,3.5567000000000002,3.1217999999999999,2.6741999999999999,2.9514,3.2376,3.0975000000000001,1.6651,null,null,20.304300000000001,7,"Medium-High",4.0671720000000002,3.4466399999999999,3.752564,3.5566819999999999,3.1218379999999999,2.674188,2.9513850000000001,3.2375790000000002,3.0974789999999999,3.3302900000000002,4.3016009999999998,4.0097779999999998]
[2493,null,null,null,3.6233,3.1745999999999999,2.758,2.9943,3.1928999999999998,3.0939000000000001,1.6674,null,null,20.5044,7,"Medium-High",4.0113839999999996,3.4244620000000001,3.7307109999999999,3.6233110000000002,3.174604,2.758013,2.9942639999999998,3.19286,3.0938590000000001,3.3348710000000001,4.3593089999999997,4.0062790000000001]
[2494,null,null,null,3.5596000000000001,3.1179000000000001,2.6684000000000001,2.9266999999999999,3.2119,3.0867,1.6572,null,null,20.228400000000001,7,"Medium-High",4.0519340000000001,3.4539770000000001,3.7468940000000002,3.559634,3.11788,2.668444,2.9267129999999999,3.211948,3.0866690000000001,3.3143579999999999,4.3061619999999996,4.010097]
[2532,null,null,null,3.9424000000000001,3.29,2.4138000000000002,2.6194999999999999,3.7801,3.2172000000000001,1.6648000000000001,null,null,20.927800000000001,7,"Medium-High",4.3703570000000003,3.7689210000000002,4.053248,3.942396,3.290038,2.4137719999999998,2.6195409999999999,3.7801010000000002,3.2172399999999999,3.3296670000000002,4.5766,4.286689]
[2535,null,null,null,3.7732999999999999,3.1753999999999998,2.3443000000000001,2.5142000000000002,3.6389,3.0047000000000001,1.5489999999999999,null,null,19.9998,7,"Medium-High",4.3952419999999996,3.696383,3.9843389999999999,3.7732549999999998,3.1754479999999998,2.3443040000000002,2.5142310000000001,3.6389429999999998,3.0047299999999999,3.0979299999999999,4.3085300000000002,4.3291589999999998]
[2536,null,null,null,3.8919999999999999,3.2113,2.2443,2.5158999999999998,3.7574999999999998,3.1353,1.6192,null,null,20.375499999999999,7,"Medium-High",4.3043380000000004,3.7694809999999999,4.0929070000000003,3.8920300000000001,3.2113040000000002,2.24431,2.51593,3.75753,3.135313,3.2383670000000002,4.5128310000000003,4.3153360000000003]
[2537,null,null,null,3.8218999999999999,3.1434000000000002,2.2900999999999998,2.4851999999999999,3.64,3.1779000000000002,1.6569,null,null,20.215399999999999,7,"Medium-High",4.2838380000000003,3.675586,3.9837929999999999,3.8219270000000001,3.1434120000000001,2.2901280000000002,2.4852280000000002,3.639974,3.1779489999999999,3.3137029999999998,4.5043600000000001,4.2757189999999996]
[2538,null,null,null,3.9443999999999999,3.3329,2.5343,2.6998000000000002,3.7732999999999999,3.2456,1.6773,null,null,21.207599999999999,7,"Medium-High",4.4323589999999999,3.759004,4.0051709999999998,3.9444439999999998,3.332938,2.534313,2.699789,3.7732649999999999,3.2456,3.3545759999999998,4.552225,4.2744330000000001]
[2539,null,null,null,3.7463000000000002,3.1187,2.1812,2.4384999999999999,3.6063999999999998,3.0335000000000001,1.5572999999999999,null,null,19.681899999999999,7,"Medium-High",4.310765,3.6830029999999998,3.986456,3.746299,3.1187360000000002,2.181244,2.4385309999999998,3.6063540000000001,3.0334880000000002,3.1146959999999999,4.3102749999999999,4.3027550000000003]
[2540,null,null,null,3.8976000000000002,3.2151999999999998,2.2410000000000001,2.5169000000000001,3.7682000000000002,3.1301999999999999,1.6158999999999999,null,null,20.385000000000002,7,"Medium-High",4.305015,3.7774869999999998,4.103307,3.897602,3.2151999999999998,2.2410389999999998,2.5168539999999999,3.7681809999999998,3.1302479999999999,3.2318730000000002,4.5147240000000002,4.3201179999999999]
[2542,null,null,null,3.8952,3.2231999999999998,2.2953999999999999,2.5396999999999998,3.7444000000000002,3.1659000000000002,1.6377999999999999,null,null,20.5016,7,"Medium-High",4.3190419999999996,3.754524,4.0643880000000001,3.895184,3.2232120000000002,2.2954249999999998,2.5396779999999999,3.7444489999999999,3.1658740000000001,3.2755350000000001,4.528753,4.299938]
[2543,null,null,null,3.8976000000000002,3.2151999999999998,2.2410000000000001,2.5169000000000001,3.7682000000000002,3.1301999999999999,1.6158999999999999,null,null,20.385000000000002,7,"Medium-High",4.305015,3.7774869999999998,4.103307,3.897602,3.2151999999999998,2.2410389999999998,2.5168539999999999,3.7681809999999998,3.1302479999999999,3.2318730000000002,4.5147240000000002,4.3201179999999999]
[2554,null,null,null,3.2639,2.7957999999999998,1.8617999999999999,2.2383000000000002,3.0057,2.9699,1.4903,null,null,17.625699999999998,7,"Medium",4.2872469999999998,3.3890699999999998,3.5956999999999999,3.2639049999999998,2.7957550000000002,1.8617669999999999,2.238251,3.0057040000000002,2.969862,2.9806370000000002,3.7786650000000002,4.2125979999999998]
[2556,null,null,null,3.8976000000000002,3.2151999999999998,2.2410000000000001,2.5169000000000001,3.7682000000000002,3.1301999999999999,1.6158999999999999,null,null,20.385000000000002,7,"Medium-High",4.305015,3.7774869999999998,4.103307,3.897602,3.2151999999999998,2.2410389999999998,2.5168539999999999,3.7681809999999998,3.1302479999999999,3.2318730000000002,4.5147240000000002,4.3201179999999999]
[2559,null,null,null,3.9500999999999999,3.2953999999999999,2.4097,2.6204999999999998,3.7900999999999998,3.2168999999999999,1.6639999999999999,null,null,20.9467,7,"Medium-High",4.3700239999999999,3.7764890000000002,4.0629350000000004,3.9501089999999999,3.2954400000000001,2.4097409999999999,2.6205219999999998,3.7901449999999999,3.216942,3.3280669999999999,4.5835350000000004,4.2891450000000004]
[2562,null,null,null,3.9489999999999998,3.2964000000000002,2.4247000000000001,2.6257000000000001,3.7837000000000001,3.2259000000000002,1.67,null,null,20.9754,7,"Medium-High",4.3731900000000001,3.7700290000000001,4.0526799999999996,3.9490249999999998,3.2964440000000002,2.4247200000000002,2.625705,3.7836940000000001,3.2259250000000002,3.3399529999999999,4.5878030000000001,4.2842830000000003]
[2563,null,null,null,3.8605,3.1892,2.3140999999999998,2.5230999999999999,3.6873999999999998,3.1848999999999998,1.655,null,null,20.414200000000001,7,"Medium-High",4.3080170000000004,3.7093470000000002,4.0125330000000003,3.8604509999999999,3.1891720000000001,2.3140689999999999,2.523053,3.6873550000000002,3.1848540000000001,3.3099050000000001,4.5231750000000002,4.2813129999999999]
[2568,null,null,null,3.7517,3.1301000000000001,2.2139000000000002,2.4537,3.6128999999999998,3.0276999999999998,1.5557000000000001,null,null,19.745699999999999,7,"Medium-High",4.3276750000000002,3.6856819999999999,3.9860319999999998,3.7516940000000001,3.1300880000000002,2.2138840000000002,2.453684,3.6128779999999998,3.0277310000000002,3.1113400000000002,4.3099259999999999,4.3080410000000002]
[2571,null,null,null,3.9401000000000002,3.3530000000000002,2.5952999999999999,2.7403,3.7795000000000001,3.2355999999999998,1.6718,null,null,21.3156,7,"Medium-High",4.4664539999999997,3.7507009999999998,3.985948,3.9401380000000001,3.353002,2.5953020000000002,2.740291,3.7795070000000002,3.235592,3.343677,4.5140840000000004,4.2646800000000002]
[2575,null,null,null,3.7463000000000002,3.1187,2.1812,2.4384999999999999,3.6063999999999998,3.0335000000000001,1.5572999999999999,null,null,19.681899999999999,7,"Medium-High",4.310765,3.6830029999999998,3.986456,3.746299,3.1187360000000002,2.181244,2.4385309999999998,3.6063540000000001,3.0334880000000002,3.1146959999999999,4.3102749999999999,4.3027550000000003]
[2576,null,null,null,3.9275000000000002,3.3662999999999998,2.6454,2.7795999999999998,3.7831000000000001,3.2214,1.6642999999999999,null,null,21.387599999999999,7,"Medium-High",4.4902920000000002,3.7390699999999999,3.9676840000000002,3.927451,3.3663319999999999,2.6453869999999999,2.7796470000000002,3.783137,3.2214360000000002,3.328633,4.4704829999999998,4.2548300000000001]
[2601,null,null,null,3.5848,2.9279000000000002,2.2305999999999999,2.3079999999999998,3.3892000000000002,3.0394999999999999,1.6115999999999999,null,null,19.0916,7,"Medium-High",4.2170759999999996,3.4570780000000001,3.7943500000000001,3.5848420000000001,2.9279169999999999,2.2305549999999998,2.3080029999999998,3.3892280000000001,3.0394800000000002,3.2231369999999999,4.2780699999999996,4.2046849999999996]
[2630,null,null,null,3.5848,2.9279000000000002,2.2305999999999999,2.3079999999999998,3.3892000000000002,3.0394999999999999,1.6115999999999999,null,null,19.0916,7,"Medium-High",4.2170759999999996,3.4570780000000001,3.7943500000000001,3.5848420000000001,2.9279169999999999,2.2305549999999998,2.3080029999999998,3.3892280000000001,3.0394800000000002,3.2231369999999999,4.2780699999999996,4.2046849999999996]
[2631,null,null,null,3.4451999999999998,2.8212000000000002,2.2073,2.2179000000000002,3.2235,2.9647000000000001,1.5851999999999999,null,null,18.465,7,"Medium",4.2305630000000001,3.3407360000000001,3.693937,3.44516,2.8211870000000001,2.2072769999999999,2.217924,3.2234729999999998,2.9646560000000002,3.1704819999999998,4.1500079999999997,4.1965130000000004]
[2632,null,null,null,3.7584,3.0785999999999998,2.1871999999999998,2.4138000000000002,3.5809000000000002,3.1238000000000001,1.6266,null,null,19.769300000000001,7,"Medium-High",4.2452959999999997,3.6396500000000001,3.9646970000000001,3.758372,3.0786410000000002,2.1872319999999998,2.4137810000000002,3.5809039999999999,3.123758,3.2531159999999999,4.4255979999999999,4.2701010000000004]
[2633,null,null,null,3.3862999999999999,2.7850999999999999,2.1970999999999998,2.1823999999999999,3.1244999999999998,2.9401000000000002,1.5791999999999999,null,null,18.194700000000001,7,"Medium",4.2660260000000001,3.3059379999999998,3.6534900000000001,3.386298,2.7850869999999999,2.1970619999999998,2.1823709999999998,3.1245020000000001,2.9401269999999999,3.1583920000000001,4.1034660000000001,4.2187039999999998]
[2635,null,null,null,3.7986,3.1158000000000001,2.1711,2.4371,3.6314000000000002,3.1312000000000002,1.6225000000000001,null,null,19.907699999999998,7,"Medium-High",4.2538640000000001,3.6853069999999999,4.0102000000000002,3.7986300000000002,3.1158269999999999,2.171087,2.437106,3.631367,3.1312310000000001,3.2450749999999999,4.44998,4.286486]
[2638,null,null,null,3.5598999999999998,2.9089,2.2263999999999999,2.2919,3.3597999999999999,3.0261,1.6069,null,null,18.979900000000001,7,"Medium-High",4.2193899999999998,3.4363009999999998,3.7764479999999998,3.5599479999999999,2.9088690000000001,2.226407,2.2919420000000001,3.3597739999999998,3.0261239999999998,3.2137229999999999,4.2552250000000003,4.2031510000000001]
[2639,null,null,null,3.4460999999999999,2.8218000000000001,2.2073999999999998,2.2185000000000001,3.2250999999999999,2.9651000000000001,1.5852999999999999,null,null,18.4693,7,"Medium",4.2299699999999998,3.3413179999999998,3.6946140000000001,3.446145,2.8217910000000002,2.2074479999999999,2.2185190000000001,3.2251289999999999,2.9650660000000002,3.1706850000000002,4.1507870000000002,4.1961409999999999]
[2642,null,null,null,3.3835000000000002,2.7787999999999999,2.2200000000000002,2.1793999999999998,3.1261999999999999,2.9329000000000001,1.5810999999999999,null,null,18.201899999999998,7,"Medium",4.2555779999999999,3.2903920000000002,3.6453820000000001,3.3835459999999999,2.7788270000000002,2.2200299999999999,2.179411,3.1261939999999999,2.9328699999999999,3.1622859999999999,4.1073399999999998,4.2071909999999999]
[2644,null,null,null,3.8814000000000002,3.2113999999999998,2.3119000000000001,2.5371000000000001,3.7183999999999999,3.1791999999999998,1.6480999999999999,null,null,20.487500000000001,7,"Medium-High",4.3171590000000002,3.733206,4.0378049999999996,3.8813800000000001,3.211417,2.3118829999999999,2.537121,3.718423,3.1792220000000002,3.296211,4.5290179999999998,4.2893569999999999]
[2645,null,null,null,3.4434999999999998,2.8201999999999998,2.2069999999999999,2.2168999999999999,3.2206000000000001,2.964,1.5851,null,null,18.4573,7,"Medium",4.2315769999999997,3.3397410000000001,3.69278,3.4434770000000001,2.820154,2.206985,2.216907,3.2206419999999998,2.9639540000000002,3.1701359999999998,4.1486770000000002,4.1971470000000002]
[2646,null,null,null,3.4460999999999999,2.8218000000000001,2.2073999999999998,2.2185000000000001,3.2250999999999999,2.9651000000000001,1.5852999999999999,null,null,18.4693,7,"Medium",4.2299699999999998,3.3413179999999998,3.6946140000000001,3.446145,2.8217910000000002,2.2074479999999999,2.2185190000000001,3.2251289999999999,2.9650660000000002,3.1706850000000002,4.1507870000000002,4.1961409999999999]
[2648,null,null,null,3.7976999999999999,3.1154000000000002,2.2176,2.4483000000000001,3.6204999999999998,3.1511,1.6388,null,null,19.9894,7,"Medium-High",4.2606650000000004,3.6705679999999998,3.9888430000000001,3.7976709999999998,3.1153650000000002,2.2176339999999999,2.448315,3.6204909999999999,3.1511130000000001,3.2775080000000001,4.4683890000000002,4.2791620000000004]
[2649,null,null,null,3.8332999999999999,3.1532,2.2073,2.4706000000000001,3.6745999999999999,3.1387999999999998,1.6249,null,null,20.102699999999999,7,"Medium-High",4.2752169999999996,3.713069,4.0346399999999996,3.8332660000000001,3.1531690000000001,2.2072980000000002,2.4706049999999999,3.6746310000000002,3.1387990000000001,3.249711,4.4756299999999998,4.2937779999999997]
[2650,null,null,null,3.3774000000000002,2.7795999999999998,2.1955,2.177,3.1095999999999999,2.9363999999999999,1.5783,null,null,18.1538,7,"Medium",4.2713679999999998,3.3006959999999999,3.6473969999999998,3.3774320000000002,2.779649,2.1955230000000001,2.1770149999999999,3.109594,2.9364330000000001,3.1565699999999999,4.096457,4.2220469999999999]
[2653,null,null,null,3.3835999999999999,2.7835000000000001,2.1966000000000001,2.1808000000000001,3.12,2.9390000000000001,1.5789,null,null,18.182400000000001,7,"Medium",4.2676259999999999,3.3043680000000002,3.6516649999999999,3.3836439999999999,2.783458,2.1966009999999998,2.1807669999999999,3.1200380000000001,2.9390209999999999,3.1578460000000002,4.1013669999999998,4.2197050000000003]
[2655,null,null,null,3.7753000000000001,3.0907,2.1141000000000001,2.4066999999999998,3.6084999999999998,3.1128,1.6099000000000001,null,null,19.718,7,"Medium-High",4.2346870000000001,3.676031,4.007441,3.775318,3.0906920000000002,2.1141139999999998,2.406657,3.608527,3.112838,3.2198259999999999,4.4193300000000004,4.2860230000000001]
[2659,null,null,null,3.4460999999999999,2.8218000000000001,2.2073999999999998,2.2185000000000001,3.2250999999999999,2.9651000000000001,1.5852999999999999,null,null,18.4693,7,"Medium",4.2299699999999998,3.3413179999999998,3.6946140000000001,3.446145,2.8217910000000002,2.2074479999999999,2.2185190000000001,3.2251289999999999,2.9650660000000002,3.1706850000000002,4.1507870000000002,4.1961409999999999]
[2660,null,null,null,3.4552,2.8287,2.2090000000000001,2.2244000000000002,3.2359,2.9699,1.5871,null,null,18.510200000000001,7,"Medium",4.2291259999999999,3.3488910000000001,3.701139,3.455219,2.8287339999999999,2.2089599999999998,2.2243729999999999,3.235865,2.9699339999999999,3.1741160000000002,4.1591139999999998,4.1966999999999999]
[2664,null,null,null,3.5706000000000002,2.9169999999999998,2.2282000000000002,2.2988,3.3723000000000001,3.0318000000000001,1.6089,null,null,19.0276,7,"Medium-High",4.2184030000000003,3.4451619999999998,3.7840829999999999,3.5705640000000001,2.916992,2.2281759999999999,2.2987920000000002,3.3723350000000001,3.031819,3.2177380000000002,4.2649679999999996,4.203805]
[2666,null,null,null,3.3946999999999998,2.7618999999999998,2.3439000000000001,2.1793999999999998,3.1779000000000002,2.9058000000000002,1.5939000000000001,null,null,18.357500000000002,7,"Medium",4.1858870000000001,3.2246220000000001,3.6207389999999999,3.39472,2.7619090000000002,2.3438850000000002,2.1794210000000001,3.1778499999999998,2.9057550000000001,3.1877749999999998,4.1476369999999996,4.1377160000000002]
[2667,null,null,null,3.3946999999999998,2.7618999999999998,2.3439000000000001,2.1793999999999998,3.1779000000000002,2.9058000000000002,1.5939000000000001,null,null,18.357500000000002,7,"Medium",4.1858870000000001,3.2246220000000001,3.6207389999999999,3.39472,2.7619090000000002,2.3438850000000002,2.1794210000000001,3.1778499999999998,2.9057550000000001,3.1877749999999998,4.1476369999999996,4.1377160000000002]
[2668,null,null,null,3.7679,3.0905,2.278,2.4432,3.5792999999999999,3.1543000000000001,1.6518999999999999,null,null,19.9651,7,"Medium-High",4.2649100000000004,3.6245440000000002,3.938704,3.7678600000000002,3.09049,2.278022,2.4431690000000001,3.579342,3.1542629999999998,3.3037329999999998,4.4616230000000003,4.2607840000000001]
[2670,null,null,null,3.4460999999999999,2.8218000000000001,2.2073999999999998,2.2185000000000001,3.2250999999999999,2.9651000000000001,1.5852999999999999,null,null,18.4693,7,"Medium",4.2299699999999998,3.3413179999999998,3.6946140000000001,3.446145,2.8217910000000002,2.2074479999999999,2.2185190000000001,3.2251289999999999,2.9650660000000002,3.1706850000000002,4.1507870000000002,4.1961409999999999]
[2671,null,null,null,3.4460999999999999,2.8218000000000001,2.2073999999999998,2.2185000000000001,3.2250999999999999,2.9651000000000001,1.5852999999999999,null,null,18.4693,7,"Medium",4.2299699999999998,3.3413179999999998,3.6946140000000001,3.446145,2.8217910000000002,2.2074479999999999,2.2185190000000001,3.2251289999999999,2.9650660000000002,3.1706850000000002,4.1507870000000002,4.1961409999999999]
[2673,null,null,null,3.5848,2.9279000000000002,2.2305999999999999,2.3079999999999998,3.3892000000000002,3.0394999999999999,1.6115999999999999,null,null,19.0916,7,"Medium-High",4.2170759999999996,3.4570780000000001,3.7943500000000001,3.5848420000000001,2.9279169999999999,2.2305549999999998,2.3080029999999998,3.3892280000000001,3.0394800000000002,3.2231369999999999,4.2780699999999996,4.2046849999999996]
[2675,null,null,null,3.5848,2.9279000000000002,2.2305999999999999,2.3079999999999998,3.3892000000000002,3.0394999999999999,1.6115999999999999,null,null,19.0916,7,"Medium-High",4.2170759999999996,3.4570780000000001,3.7943500000000001,3.5848420000000001,2.9279169999999999,2.2305549999999998,2.3080029999999998,3.3892280000000001,3.0394800000000002,3.2231369999999999,4.2780699999999996,4.2046849999999996]
[2702,null,null,null,3.7141999999999999,3.3791000000000002,2.6568000000000001,3.0428000000000002,3.6004999999999998,3.2538,1.655,null,null,21.302199999999999,7,"Medium-High",4.3118040000000004,3.5972119999999999,3.8397809999999999,3.7142339999999998,3.3791329999999999,2.6568149999999999,3.0427550000000001,3.6005199999999999,3.2538369999999999,3.3099829999999999,4.2851590000000002,4.1499600000000001]
[2703,null,null,null,3.6722999999999999,3.3483000000000001,2.6873999999999998,3.1322999999999999,3.4195000000000002,3.24,1.7152000000000001,null,null,21.215,7,"Medium-High",4.168253,3.4709569999999998,3.8170660000000001,3.6723170000000001,3.3482789999999998,2.6874159999999998,3.1323180000000002,3.4194719999999998,3.2400009999999999,3.4303460000000001,4.2489119999999998,3.99634]
[2713,null,null,null,3.7749000000000001,3.1789000000000001,2.3540999999999999,2.5188000000000001,3.6408999999999998,3.0030000000000001,1.5485,null,null,20.019100000000002,7,"Medium-High",4.4003269999999999,3.6971880000000001,3.9842119999999999,3.774877,3.1788620000000001,2.3541180000000002,2.5187870000000001,3.6409050000000001,3.0030000000000001,3.096921,4.3084239999999996,4.3307479999999998]
[2715,null,null,null,3.6798999999999999,3.3788999999999998,2.6368999999999998,3.0893999999999999,3.5148999999999999,3.2481,1.6614,null,null,21.209499999999998,7,"Medium-High",4.2250589999999999,3.5425580000000001,3.8129400000000002,3.6798579999999999,3.3788840000000002,2.6368819999999999,3.0894490000000001,3.514945,3.2481460000000002,3.3227099999999998,4.2493239999999997,4.0722189999999996]
[2717,null,null,null,3.7669000000000001,3.3456999999999999,2.6756000000000002,2.9373999999999998,3.6661000000000001,3.2193999999999998,1.6471,null,null,21.258199999999999,7,"Medium-High",4.4031549999999999,3.6447820000000002,3.8772660000000001,3.7668970000000002,3.3456739999999998,2.6756120000000001,2.9373870000000002,3.666131,3.2194240000000001,3.2941750000000001,4.3186530000000003,4.2240539999999998]
[2718,null,null,null,3.7035999999999998,3.3849,2.637,3.0733999999999999,3.5802999999999998,3.3208000000000002,1.6997,null,null,21.399699999999999,7,"Medium-High",4.296907,3.5913659999999998,3.7929930000000001,3.7035529999999999,3.3849019999999999,2.6369889999999998,3.0733649999999999,3.580301,3.3207789999999999,3.3993859999999998,4.2911149999999996,4.0935370000000004]
[2719,null,null,null,3.7879,3.2290000000000001,2.6791999999999998,2.6941999999999999,3.6869999999999998,3.0207999999999999,1.58,null,null,20.678100000000001,7,"Medium-High",4.5183390000000001,3.6783589999999999,3.9076029999999999,3.7879390000000002,3.2289650000000001,2.679192,2.694175,3.6869930000000002,3.0208249999999999,3.1599780000000002,4.2961080000000003,4.3546690000000003]
[2720,null,null,null,3.7176,3.3593000000000002,2.6415000000000002,2.9952999999999999,3.5510000000000002,3.1956000000000002,1.6232,null,null,21.083500000000001,7,"Medium-High",4.2895139999999996,3.5922689999999999,3.8560989999999999,3.7175889999999998,3.3593090000000001,2.6414529999999998,2.9953430000000001,3.5510410000000001,3.1956190000000002,3.2464680000000001,4.2652239999999999,4.1575810000000004]
[2721,null,null,null,3.7223000000000002,3.3267000000000002,2.6021000000000001,2.9165000000000001,3.5102000000000002,3.1352000000000002,1.5879000000000001,null,null,20.800899999999999,7,"Medium-High",4.2781880000000001,3.5998770000000002,3.8714629999999999,3.7222599999999999,3.3267030000000002,2.6021230000000002,2.9164789999999998,3.5101529999999999,3.1351870000000002,3.1757330000000001,4.2535319999999999,4.1752609999999999]
[2723,null,null,null,3.7222,3.3363999999999998,2.6191,2.9397000000000002,3.5341,3.1558999999999999,1.6003000000000001,null,null,20.907699999999998,7,"Medium-High",4.2916559999999997,3.6009850000000001,3.8682590000000001,3.7221799999999998,3.336357,2.6191279999999999,2.9396520000000002,3.5341279999999999,3.155939,3.2005949999999999,4.2599929999999997,4.1771880000000001]
[2724,null,null,null,3.7172000000000001,3.3290999999999999,2.5911,2.9257,3.4746999999999999,3.1309999999999998,1.5863,null,null,20.755099999999999,7,"Medium-High",4.2457149999999997,3.5855060000000001,3.8645010000000002,3.7172230000000002,3.3291140000000001,2.5910839999999999,2.925697,3.474691,3.1310310000000001,3.1725439999999998,4.2429100000000002,4.147939]
[2725,null,null,null,3.7111999999999998,3.3441000000000001,2.613,2.9718,3.4817999999999998,3.1593,1.6077999999999999,null,null,20.888999999999999,7,"Medium-High",4.2384409999999999,3.569258,3.8505280000000002,3.7111930000000002,3.3441049999999999,2.6129609999999999,2.9718200000000001,3.4818389999999999,3.1592720000000001,3.2155130000000001,4.2399750000000003,4.1229380000000004]
[2726,null,null,null,3.7048999999999999,3.3660999999999999,2.6392000000000002,3.0278999999999998,3.5257999999999998,3.2086000000000001,1.6349,null,null,21.107399999999998,7,"Medium-High",4.2570230000000002,3.5692279999999998,3.8395049999999999,3.7049310000000002,3.3661080000000001,2.6391990000000001,3.0278649999999998,3.5257939999999999,3.2085840000000001,3.2697750000000001,4.2538289999999996,4.1191789999999999]
[2738,null,null,null,3.9335,3.3549000000000002,2.6238000000000001,2.7450000000000001,3.8174000000000001,3.1613000000000002,1.6379999999999999,null,null,21.273900000000001,7,"Medium-High",4.4775169999999997,3.7356889999999998,3.9965510000000002,3.9335260000000001,3.3548610000000001,2.6237569999999999,2.7449940000000002,3.8173710000000001,3.161251,3.276087,4.4586600000000001,4.247268]
[2739,null,null,null,3.8647999999999998,3.3197000000000001,2.6556000000000002,2.7724000000000002,3.7646000000000002,3.145,1.6289,null,null,21.151,7,"Medium-High",4.4840249999999999,3.7055660000000001,3.9500109999999999,3.8647849999999999,3.319734,2.655564,2.7723840000000002,3.7646229999999998,3.1449850000000001,3.2577669999999999,4.3915199999999999,4.2769830000000004]
[2740,null,null,null,3.7837999999999998,3.2597,2.6726000000000001,2.7551999999999999,3.6802000000000001,3.073,1.5941000000000001,null,null,20.8186,7,"Medium-High",4.4840410000000004,3.6707339999999999,3.9042330000000001,3.7837770000000002,3.2596829999999999,2.6725829999999999,2.7552219999999998,3.680167,3.0729649999999999,3.1881599999999999,4.30281,4.3212000000000002]
[2743,null,null,null,3.8048999999999999,3.3241000000000001,2.6901999999999999,2.8693,3.7296,3.2017000000000002,1.6467000000000001,null,null,21.266500000000001,7,"Medium-High",4.470065,3.6747869999999998,3.9028489999999998,3.804859,3.3240729999999998,2.6902430000000002,2.8693170000000001,3.7296239999999998,3.201689,3.293444,4.346673,4.2717890000000001]
[2744,null,null,null,3.7865000000000002,3.2237,2.6778,2.6844999999999999,3.6833,3.0103,1.5758000000000001,null,null,20.6419,7,"Medium-High",4.5198700000000001,3.678223,3.9078200000000001,3.786505,3.2236509999999998,2.6778400000000002,2.6845110000000001,3.6833480000000001,3.0103080000000002,3.1515810000000002,4.2927749999999998,4.3588560000000003]
[2745,null,null,null,3.7854000000000001,3.3056999999999999,2.6793999999999998,2.8454000000000002,3.6926999999999999,3.1556000000000002,1.6247,null,null,21.088899999999999,7,"Medium-High",4.4554320000000001,3.6642290000000002,3.8977010000000001,3.7854380000000001,3.3057370000000001,2.6794250000000002,2.845437,3.6927279999999998,3.155643,3.2494529999999999,4.3210839999999999,4.2785900000000003]
[2746,null,null,null,3.7850999999999999,3.2774000000000001,2.6751999999999998,2.7894000000000001,3.6861000000000002,3.1053000000000002,1.6061000000000001,null,null,20.924600000000002,7,"Medium-High",4.473821,3.6687650000000001,3.9021659999999998,3.7851370000000002,3.277371,2.6752449999999999,2.7893560000000002,3.686083,3.1053000000000002,3.2121919999999999,4.3105260000000003,4.305212]
[2747,null,null,null,3.7587999999999999,3.2924000000000002,2.6482999999999999,2.8304999999999998,3.6314000000000002,3.1133999999999999,1.5949,null,null,20.869700000000002,7,"Medium-High",4.4112900000000002,3.648396,3.8948100000000001,3.758845,3.2924419999999999,2.64832,2.8305370000000001,3.6313840000000002,3.1134089999999999,3.1898360000000001,4.2894940000000004,4.2717640000000001]
[2748,null,null,null,3.7721,3.2359,2.6507999999999998,2.7117,3.6456,3.0236999999999998,1.5671999999999999,null,null,20.606999999999999,7,"Medium-High",4.4716889999999996,3.6671269999999998,3.9078249999999999,3.772135,3.235938,2.6507719999999999,2.711713,3.645597,3.0237039999999999,3.134455,4.28233,4.3337750000000002]
[2760,null,null,null,3.6781000000000001,3.3336000000000001,2.7208999999999999,3.1326999999999998,3.3990999999999998,3.2280000000000002,1.7278,null,null,21.220199999999998,7,"Medium-High",4.1611099999999999,3.4542459999999999,3.820589,3.6780520000000001,3.3335840000000001,2.7209319999999999,3.1326649999999998,3.3991359999999999,3.2280410000000002,3.455654,4.2631550000000002,3.9923869999999999]
[2762,null,null,null,3.6633,3.3121999999999998,2.7290000000000001,3.133,3.3818000000000001,3.2193000000000001,1.7306999999999999,null,null,21.1693,7,"Medium-High",4.1544400000000001,3.4506670000000002,3.8067549999999999,3.6632570000000002,3.3121740000000002,2.7290459999999999,3.1330290000000001,3.3817689999999998,3.2192910000000001,3.4613689999999999,4.2705349999999997,3.990958]
[2763,null,null,null,3.6634000000000002,3.3271000000000002,2.6991000000000001,3.1293000000000002,3.4015,3.2309000000000001,1.7212000000000001,null,null,21.172499999999999,7,"Medium-High",4.1634869999999999,3.4653779999999998,3.8110580000000001,3.663389,3.3271130000000002,2.6991239999999999,3.1292979999999999,3.4014579999999999,3.2308629999999998,3.4423119999999998,4.2573290000000004,3.9947759999999999]
[2764,null,null,null,3.6625000000000001,3.3845000000000001,2.6351,3.1291000000000002,3.5011000000000001,3.2713000000000001,1.6794,null,null,21.263000000000002,7,"Medium-High",4.2003779999999997,3.5220950000000002,3.7957169999999998,3.662531,3.3845109999999998,2.6350639999999999,3.129051,3.50109,3.2712509999999999,3.3588819999999999,4.2451920000000003,4.0379990000000001]
[2766,null,null,null,3.6288,3.3359999999999999,2.6316999999999999,3.1326999999999998,3.4348000000000001,3.2709999999999999,1.7132000000000001,null,null,21.148199999999999,7,"Medium-High",4.1754040000000003,3.5019740000000001,3.774308,3.6288079999999998,3.3360110000000001,2.6317179999999998,3.1327069999999999,3.4347889999999999,3.270988,3.4264049999999999,4.2394999999999996,3.9919920000000002]
[2767,null,null,null,3.6444000000000001,3.3738000000000001,2.6046,3.1291000000000002,3.508,3.3359000000000001,1.7194,null,null,21.315200000000001,7,"Medium-High",4.2227969999999999,3.5501580000000001,3.7498909999999999,3.6444190000000001,3.3738489999999999,2.6046200000000002,3.129057,3.5079609999999999,3.3359070000000002,3.4388359999999998,4.2550980000000003,4.0137609999999997]
[2769,null,null,null,3.6770999999999998,3.3544,2.6406999999999998,3.0813000000000001,3.4321999999999999,3.2124999999999999,1.6692,null,null,21.067399999999999,7,"Medium-High",4.1750489999999996,3.5011030000000001,3.8150330000000001,3.6770679999999998,3.3543859999999999,2.6406800000000001,3.0813440000000001,3.4321799999999998,3.212545,3.3384019999999999,4.2279739999999997,4.0239390000000004]
[2770,null,null,null,3.8616999999999999,3.3441999999999998,2.6636000000000002,2.8277999999999999,3.7528000000000001,3.2099000000000002,1.6556999999999999,null,null,21.3157,7,"Medium-High",4.4731139999999998,3.703713,3.9320539999999999,3.861656,3.3441700000000001,2.6635870000000001,2.8277899999999998,3.7527910000000002,3.209921,3.3114330000000001,4.4022319999999997,4.2543709999999999]
[2771,null,null,null,3.7019000000000002,3.3487,2.6646000000000001,3.0604,3.4035000000000002,3.1926999999999999,1.6822999999999999,null,null,21.054099999999998,7,"Medium-High",4.1650729999999996,3.4761980000000001,3.840538,3.7019359999999999,3.3486850000000001,2.664641,3.060384,3.4035259999999998,3.1926730000000001,3.3645420000000001,4.2261660000000001,4.0095710000000002]
[2777,null,null,null,3.6999,3.3481999999999998,2.6162000000000001,3.0036999999999998,3.4517000000000002,3.1690999999999998,1.6227,null,null,20.9115,7,"Medium-High",4.2044740000000003,3.540845,3.8350059999999999,3.6999080000000002,3.34822,2.6162390000000002,3.0036809999999998,3.4517380000000002,3.1690909999999999,3.2453509999999999,4.2262149999999998,4.0802420000000001]
[2779,null,null,null,3.6789999999999998,3.3972000000000002,2.6385000000000001,3.1132,3.5709,3.2955999999999999,1.6769000000000001,null,null,21.371300000000002,7,"Medium-High",4.2566990000000002,3.562837,3.801857,3.6789749999999999,3.3972440000000002,2.6385100000000001,3.113226,3.570945,3.2956289999999999,3.3538239999999999,4.2695080000000001,4.0861349999999996]
[2780,null,null,null,3.6358000000000001,3.4007999999999998,2.6223999999999998,3.1844000000000001,3.5156999999999998,3.3252000000000002,1.7045999999999999,null,null,21.3889,7,"Medium-High",4.1866260000000004,3.513957,3.763652,3.6357970000000002,3.4008470000000002,2.622395,3.1844009999999998,3.5156589999999999,3.3251970000000002,3.409205,4.2469970000000004,4.0054559999999997]
[2790,null,null,null,3.7368000000000001,3.2944,2.6078000000000001,2.8397000000000001,3.5672999999999999,3.1011000000000002,1.5721000000000001,null,null,20.719200000000001,7,"Medium-High",4.3489890000000004,3.6324860000000001,3.8945650000000001,3.736764,3.2943820000000001,2.6078429999999999,2.8396720000000002,3.567323,3.1011129999999998,3.1442580000000002,4.2663799999999998,4.2469190000000001]
[2804,null,null,null,3.9024000000000001,3.5882000000000001,2.6393,2.9821,3.5314999999999999,3.3405999999999998,1.7099,null,null,21.693999999999999,7,"Medium-High",4.2646220000000001,3.4676170000000002,4.0988379999999998,3.90238,3.588187,2.6393260000000001,2.9821089999999999,3.5315379999999998,3.340627,3.4198780000000002,4.5040740000000001,4.1729529999999997]
[2806,null,null,null,3.7193000000000001,3.3355000000000001,2.6154999999999999,2.9691000000000001,3.3778000000000001,3.1337999999999999,1.6328,null,null,20.783799999999999,7,"Medium-High",4.1593980000000004,3.4971070000000002,3.8567550000000002,3.7193049999999999,3.3354520000000001,2.6154649999999999,2.9690780000000001,3.3777680000000001,3.133804,3.265682,4.2018269999999998,4.0328759999999999]
[2808,null,null,null,3.8892000000000002,3.5709,2.6122000000000001,2.9459,3.5259,3.3189000000000002,1.6930000000000001,null,null,21.556000000000001,7,"Medium-High",4.2558730000000002,3.4532250000000002,4.0929960000000003,3.8892090000000001,3.5708959999999998,2.6122480000000001,2.9459070000000001,3.5258669999999999,3.3189190000000002,3.3860510000000001,4.4930640000000004,4.1628800000000004]
[2809,null,null,null,3.7141999999999999,3.3243999999999998,2.5520999999999998,2.9152,3.3784999999999998,3.1019999999999999,1.5723,null,null,20.558700000000002,7,"Medium-High",4.1694009999999997,3.5579619999999998,3.863016,3.714213,3.3244180000000001,2.5521479999999999,2.9152140000000002,3.37845,3.1019649999999999,3.1446390000000002,4.2192429999999996,4.0946129999999998]
[2812,null,null,null,3.9380000000000002,3.5977000000000001,2.6463000000000001,2.9794,3.6021000000000001,3.3698000000000001,1.698,null,null,21.831299999999999,7,"Medium-High",4.3165459999999998,3.5155249999999998,4.1635410000000004,3.9380329999999999,3.5977049999999999,2.6463299999999998,2.9794010000000002,3.6021420000000002,3.369831,3.3959739999999998,4.5585149999999999,4.2172219999999996]
[2813,null,null,null,3.9066999999999998,3.57,2.5969000000000002,2.9140999999999999,3.5766,3.3267000000000002,1.6715,null,null,21.5625,7,"Medium-High",4.2877510000000001,3.4726080000000001,4.1349340000000003,3.9066709999999998,3.5700440000000002,2.596921,2.9141110000000001,3.5765959999999999,3.3266529999999999,3.3430279999999999,4.5275850000000002,4.1901549999999999]
[2814,null,null,null,3.8633000000000002,3.6446000000000001,3.0070000000000001,3.3456000000000001,3.5135999999999998,3.4312,1.8485,null,null,22.6538,7,"High",4.185219,3.4565510000000002,3.9592700000000001,3.8632879999999998,3.6446459999999998,3.006961,3.3456220000000001,3.5136409999999998,3.4312230000000001,3.696952,4.4077440000000001,4.0373799999999997]
[2815,null,null,null,3.9272999999999998,3.6368,2.9013,3.2637999999999998,3.552,3.4337,1.8240000000000001,null,null,22.538900000000002,7,"Medium-High",4.2740159999999996,3.5275249999999998,4.0648580000000001,3.9273189999999998,3.6368420000000001,2.9012850000000001,3.263757,3.5520480000000001,3.4336959999999999,3.6479780000000002,4.4809700000000001,4.1331420000000003]
[2816,null,null,null,3.9355000000000002,3.5926,2.7919,3.1530999999999998,3.5575999999999999,3.3956,1.7719,null,null,22.1982,7,"Medium-High",4.2995650000000003,3.5579170000000002,4.1146229999999999,3.9355090000000001,3.5926049999999998,2.7919019999999999,3.1530999999999998,3.557607,3.3956369999999998,3.5437959999999999,4.5015599999999996,4.1776280000000003]
[2817,null,null,null,3.9712999999999998,3.6446000000000001,2.7871999999999999,3.1598999999999999,3.5987,3.4409000000000001,1.7755000000000001,null,null,22.3781,7,"Medium-High",4.3296390000000002,3.5713889999999999,4.156199,3.9713440000000002,3.644568,2.787175,3.1598549999999999,3.5986790000000002,3.4409260000000002,3.5510009999999999,4.562354,4.2197889999999996]
[2818,null,null,null,3.8494000000000002,3.4489000000000001,2.5931000000000002,2.9704999999999999,3.4115000000000002,3.2225999999999999,1.6311,null,null,21.127099999999999,7,"Medium-High",4.2038970000000004,3.5884610000000001,4.0408179999999998,3.8493840000000001,3.4489010000000002,2.5930749999999998,2.970507,3.411467,3.2226110000000001,3.2621319999999998,4.3829359999999999,4.1531729999999998]
[2822,null,null,null,3.9664999999999999,3.6208999999999998,2.7107000000000001,3.0815000000000001,3.5952000000000002,3.41,1.7298,null,null,22.114599999999999,7,"Medium-High",4.3304499999999999,3.583936,4.1748750000000001,3.9664540000000001,3.620943,2.7106509999999999,3.081547,3.5952449999999998,3.4099499999999998,3.4596300000000002,4.5711740000000001,4.2422839999999997]
[2825,null,null,null,3.9352,3.6753999999999998,2.9407000000000001,3.3069999999999999,3.5598999999999998,3.4628000000000001,1.8396999999999999,null,null,22.720700000000001,7,"High",4.2664840000000002,3.5186250000000001,4.0545229999999997,3.9351530000000001,3.6754380000000002,2.9407230000000002,3.3069739999999999,3.559949,3.4628269999999999,3.6793019999999999,4.4885099999999998,4.1272659999999997]
[2827,null,null,null,3.9685000000000001,3.6934,2.8936000000000002,3.2724000000000002,3.5889000000000002,3.4801000000000002,1.8285,null,null,22.7254,7,"High",4.3050649999999999,3.540397,4.1042329999999998,3.9684689999999998,3.6934420000000001,2.8936160000000002,3.272427,3.5888969999999998,3.4800529999999998,3.656981,4.5391060000000003,4.1760070000000002]
[2828,null,null,null,3.8260000000000001,3.5024999999999999,2.8601000000000001,3.2023000000000001,3.4767999999999999,3.3266,1.7923,null,null,21.986599999999999,7,"Medium-High",4.2070629999999998,3.4706169999999998,3.9667819999999998,3.8259539999999999,3.5025460000000002,2.8601369999999999,3.2023229999999998,3.4768059999999998,3.3265790000000002,3.5846399999999998,4.3701449999999999,4.0470920000000001]
[2830,null,null,null,3.8060999999999998,3.5701000000000001,2.9946000000000002,3.3109999999999999,3.4802,3.3687999999999998,1.8295999999999999,null,null,22.360399999999998,7,"Medium-High",4.1502330000000001,3.4273150000000001,3.9133170000000002,3.8060960000000001,3.5700910000000001,2.99458,3.3110270000000002,3.4802,3.3687860000000001,3.6592090000000002,4.3683769999999997,4.0000119999999999]
[2831,null,null,null,3.8946000000000001,3.5354999999999999,2.7940999999999998,3.1415999999999999,3.5129000000000001,3.3464,1.7709999999999999,null,null,21.996099999999998,7,"Medium-High",4.2653470000000002,3.529271,4.0640939999999999,3.8946350000000001,3.53552,2.7940580000000002,3.141635,3.5129060000000001,3.3463980000000002,3.5419640000000001,4.433249,4.1263769999999997]
[2832,null,null,null,3.9472999999999998,3.6334,2.7138,3.0737000000000001,3.5800999999999998,3.4058000000000002,1.7467999999999999,null,null,22.100899999999999,7,"Medium-High",4.305485,3.512788,4.1362139999999998,3.9472770000000001,3.6334140000000001,2.7138089999999999,3.0737239999999999,3.58013,3.4058320000000002,3.4935700000000001,4.550529,4.2033180000000003]
[2833,null,null,null,3.9253999999999998,3.6179999999999999,2.6892999999999998,3.0467,3.5474000000000001,3.3795000000000002,1.7378,null,null,21.944099999999999,7,"Medium-High",4.2796589999999997,3.4881530000000001,4.1084379999999996,3.9253800000000001,3.617982,2.6892670000000001,3.0466690000000001,3.5473810000000001,3.3794529999999998,3.4755699999999998,4.5229929999999996,4.1851000000000003]
[2835,null,null,null,3.7667999999999999,3.3426,2.3713000000000002,2.7763,3.2730999999999999,3.0522,1.4608000000000001,null,null,20.043099999999999,7,"Medium-High",4.0997700000000004,3.628409,3.9691019999999999,3.7668360000000001,3.3426040000000001,2.3712559999999998,2.7763469999999999,3.2730730000000001,3.052238,2.921576,4.2968419999999998,4.1548340000000001]
[2836,null,null,null,3.9327000000000001,3.5825,2.6128999999999998,2.93,3.6166999999999998,3.3525999999999998,1.6729000000000001,null,null,21.700299999999999,7,"Medium-High",4.3207890000000004,3.5087600000000001,4.1742910000000002,3.9327200000000002,3.5824539999999998,2.6129449999999999,2.929951,3.6166710000000002,3.3525510000000001,3.3457080000000001,4.5626579999999999,4.220866]
[2837,null,null,null,3.7362000000000002,3.2795000000000001,2.5499999999999998,2.7892000000000001,3.4904999999999999,3.0535999999999999,1.5339,null,null,20.4329,7,"Medium-High",4.2983929999999999,3.6345350000000001,3.90509,3.736189,3.2794759999999998,2.5499800000000001,2.7892359999999998,3.4905360000000001,3.0535600000000001,3.0677780000000001,4.2538549999999997,4.2372709999999998]
[2838,null,null,null,3.7410999999999999,3.4033000000000002,2.8279000000000001,3.1817000000000002,3.4184999999999999,3.2564000000000002,1.7652000000000001,null,null,21.594100000000001,7,"Medium-High",4.158353,3.428728,3.8673920000000002,3.7410800000000002,3.40327,2.8278979999999998,3.1816779999999998,3.4184670000000001,3.2564099999999998,3.5303779999999998,4.3051709999999996,3.993468]
[2839,null,null,null,3.8241999999999998,3.5680000000000001,2.9655,3.2949999999999999,3.4876999999999998,3.3731,1.8277000000000001,null,null,22.341200000000001,7,"Medium-High",4.175395,3.4453420000000001,3.937846,3.8241640000000001,3.5679720000000001,2.965481,3.2949860000000002,3.487692,3.3731270000000002,3.6553040000000001,4.3789699999999998,4.0201750000000001]
[2840,null,null,null,3.7681,3.3553999999999999,2.4487999999999999,2.7665000000000002,3.4018000000000002,3.0771999999999999,1.5041,null,null,20.321899999999999,7,"Medium-High",4.1949810000000003,3.5834329999999999,3.9702489999999999,3.7680920000000002,3.3554010000000001,2.4488370000000002,2.766464,3.4017819999999999,3.0772270000000002,3.0082089999999999,4.3116240000000001,4.1756419999999999]
[2841,null,null,null,3.7290000000000001,3.3024,2.4824000000000002,2.8098000000000001,3.3693,3.0447000000000002,1.5072000000000001,null,null,20.244800000000001,7,"Medium-High",4.1904019999999997,3.6214170000000001,3.9000979999999998,3.7290030000000001,3.3024089999999999,2.482437,2.8098139999999998,3.3693300000000002,3.0447320000000002,3.0144959999999998,4.2429129999999997,4.1726369999999999]
[2842,null,null,null,3.7290000000000001,3.3024,2.4824000000000002,2.8098000000000001,3.3693,3.0447000000000002,1.5072000000000001,null,null,20.244800000000001,7,"Medium-High",4.1904019999999997,3.6214170000000001,3.9000979999999998,3.7290030000000001,3.3024089999999999,2.482437,2.8098139999999998,3.3693300000000002,3.0447320000000002,3.0144959999999998,4.2429129999999997,4.1726369999999999]
[2852,null,null,null,3.8134999999999999,3.3986999999999998,2.4710999999999999,2.8794,3.3329,3.1417000000000002,1.5387999999999999,null,null,20.5761,7,"Medium-High",4.1479720000000002,3.6283660000000002,4.0122739999999997,3.8134950000000001,3.3986689999999999,2.47112,2.8793790000000001,3.3328920000000002,3.141661,3.0775890000000001,4.3484619999999996,4.1654140000000002]
[2857,null,null,null,3.8805000000000001,3.5838999999999999,2.8980999999999999,3.2462,3.5179999999999998,3.3898999999999999,1.8139000000000001,null,null,22.330500000000001,7,"Medium-High",4.2361969999999998,3.4976880000000001,4.0177849999999999,3.8805360000000002,3.5839279999999998,2.8980869999999999,3.2461890000000002,3.5180389999999999,3.3898640000000002,3.6278160000000002,4.4292020000000001,4.0881429999999996]
[2858,null,null,null,3.8161,3.5798000000000001,2.9925999999999999,3.3138000000000001,3.4859,3.3778999999999999,1.8324,null,null,22.398499999999999,7,"Medium-High",4.1586860000000003,3.434069,3.923079,3.8160940000000001,3.5798130000000001,2.992639,3.313812,3.485852,3.3779319999999999,3.6647449999999999,4.3749359999999999,4.0076809999999998]
[2859,null,null,null,3.8331,3.6671,3.0739999999999998,3.3852000000000002,3.5041000000000002,3.4371999999999998,1.8601000000000001,null,null,22.7608,7,"High",4.136069,3.4242889999999999,3.917001,3.8331119999999999,3.6671299999999998,3.073966,3.3851990000000001,3.5040749999999998,3.4372449999999999,3.7202790000000001,4.3821279999999998,3.995495]
[2860,null,null,null,3.7250000000000001,3.3555000000000001,2.7155999999999998,3.0832999999999999,3.3982000000000001,3.2054,1.7179,null,null,21.200900000000001,7,"Medium-High",4.163653,3.4465680000000001,3.8634379999999999,3.7250429999999999,3.3554680000000001,2.7155710000000002,3.0832920000000001,3.3981750000000002,3.2054209999999999,3.4357169999999999,4.2441019999999998,3.9932460000000001]
[2861,null,null,null,3.7086999999999999,3.3553999999999999,2.7006999999999999,3.0948000000000002,3.4073000000000002,3.2138,1.7108000000000001,null,null,21.191500000000001,7,"Medium-High",4.1657710000000003,3.4583759999999999,3.8479730000000001,3.7086980000000001,3.3553790000000001,2.700726,3.0948389999999999,3.4073180000000001,3.213819,3.4216419999999999,4.2428150000000002,3.9975999999999998]
[2863,null,null,null,3.7239,3.3588,2.7275999999999998,3.1012,3.4036,3.2158000000000002,1.7259,null,null,21.256799999999998,7,"Medium-High",4.1650419999999997,3.443854,3.8620009999999998,3.7239420000000001,3.3587899999999999,2.7276129999999998,3.1011880000000001,3.4036140000000001,3.2157499999999999,3.4518219999999999,4.2520850000000001,3.992019]
[2864,null,null,null,3.7134,3.3586,2.7806000000000002,3.1511999999999998,3.3986999999999998,3.2282999999999999,1.7457,null,null,21.3765,7,"Medium-High",4.1545930000000002,3.4292639999999999,3.8420580000000002,3.713371,3.3586049999999998,2.7805520000000001,3.151214,3.3986519999999998,3.228291,3.4913880000000002,4.281148,3.9876269999999998]
[2865,null,null,null,3.7454999999999998,3.391,2.7812999999999999,3.1419999999999999,3.4180000000000001,3.2442000000000002,1.7509999999999999,null,null,21.472999999999999,7,"Medium-High",4.1692960000000001,3.4387479999999999,3.8802449999999999,3.74553,3.390997,2.7813219999999998,3.1419860000000002,3.4180009999999998,3.2441689999999999,3.5020699999999998,4.2846159999999998,3.9973740000000002]
[2871,null,null,null,3.7267999999999999,3.3056000000000001,2.4929999999999999,2.8256999999999999,3.3729,3.0539000000000001,1.5165999999999999,null,null,20.294499999999999,7,"Medium-High",4.1890169999999998,3.613518,3.894558,3.726766,3.30558,2.4929999999999999,2.825707,3.372941,3.0539000000000001,3.0332460000000001,4.2401780000000002,4.1629649999999998]
[2872,null,null,null,3.7347999999999999,3.3128000000000002,2.4687999999999999,2.8411,3.3113999999999999,3.0573999999999999,1.5146999999999999,null,null,20.241,7,"Medium-High",4.1363729999999999,3.6072069999999998,3.904131,3.7347980000000001,3.3127629999999999,2.4687619999999999,2.8411390000000001,3.3114059999999998,3.057369,3.0293969999999999,4.238092,4.1299359999999998]
[2874,null,null,null,3.8252000000000002,3.4198,2.4552,2.8355999999999999,3.3849999999999998,3.1518000000000002,1.5302,null,null,20.602799999999998,7,"Medium-High",4.177041,3.6071680000000002,4.0411380000000001,3.8251930000000001,3.4198210000000002,2.455203,2.835588,3.3849819999999999,3.1518329999999999,3.0603120000000001,4.3853559999999998,4.184939]
[2877,null,null,null,3.9043000000000001,3.5196999999999998,2.5733000000000001,2.9420000000000002,3.5110000000000001,3.2867000000000002,1.6252,null,null,21.362200000000001,7,"Medium-High",4.2699220000000002,3.603183,4.1325539999999998,3.904328,3.5196679999999998,2.5733190000000001,2.9420320000000002,3.5110139999999999,3.2866810000000002,3.2504529999999998,4.4968649999999997,4.2274130000000003]
[2878,null,null,null,3.7294,3.2987000000000002,2.5497999999999998,2.8336999999999999,3.4641000000000002,3.0752999999999999,1.5445,null,null,20.4955,7,"Medium-High",4.2633000000000001,3.6180500000000002,3.8923139999999998,3.729371,3.2987220000000002,2.5497519999999998,2.8337140000000001,3.464089,3.0753279999999998,3.0890119999999999,4.2490220000000001,4.1993479999999996]
[2879,null,null,null,3.8956,3.5255999999999998,2.5415000000000001,2.8538999999999999,3.57,3.2785000000000002,1.6115999999999999,null,null,21.276700000000002,7,"Medium-High",4.2860740000000002,3.519631,4.1416380000000004,3.8955579999999999,3.5255890000000001,2.5414870000000001,2.8538749999999999,3.5699740000000002,3.2785060000000001,3.2231559999999999,4.5141520000000002,4.210623]
[2881,null,null,null,3.8875999999999999,3.5065,2.5402,2.8809999999999998,3.5215999999999998,3.2602000000000002,1.6034999999999999,null,null,21.200600000000001,7,"Medium-High",4.265428,3.564263,4.1227159999999996,3.8875820000000001,3.5064570000000002,2.5402,2.8809930000000001,3.5215909999999999,3.2601740000000001,3.207055,4.4871679999999996,4.2139530000000001]
[2882,null,null,null,3.8206000000000002,3.4245999999999999,2.4418000000000002,2.7625999999999999,3.4451999999999998,3.1402999999999999,1.5223,null,null,20.557400000000001,7,"Medium-High",4.2079579999999996,3.5516139999999998,4.0512290000000002,3.8206020000000001,3.4246490000000001,2.4418139999999999,2.7626050000000002,3.4451649999999998,3.140304,3.04461,4.3974149999999996,4.1832250000000002]
[2885,null,null,null,3.7046999999999999,3.3346,2.5916999999999999,2.9662999999999999,3.3967000000000001,3.1311,1.605,null,null,20.7301,7,"Medium-High",4.1700379999999999,3.5285839999999999,3.8419249999999998,3.704663,3.3345660000000001,2.5917319999999999,2.9663279999999999,3.3967130000000001,3.131081,3.210019,4.2085239999999997,4.0630329999999999]
[2886,null,null,null,3.7989000000000002,3.3885999999999998,2.6288,2.9668000000000001,3.3692000000000002,3.1715,1.6560999999999999,null,null,20.979900000000001,7,"Medium-High",4.1690950000000004,3.5159929999999999,3.9617610000000001,3.7989069999999998,3.3886419999999999,2.628762,2.966796,3.3691849999999999,3.1715450000000001,3.3122479999999999,4.2809689999999998,4.0659200000000002]
[2888,null,null,null,3.7570999999999999,3.3401999999999998,2.6541999999999999,2.9569000000000001,3.3527,3.1351,1.6758999999999999,null,null,20.8721,7,"Medium-High",4.1534649999999997,3.4548809999999999,3.8997679999999999,3.7571089999999998,3.3402250000000002,2.65421,2.9569369999999999,3.3526539999999998,3.1350750000000001,3.3517380000000001,4.2028990000000004,4.0004869999999997]
[2889,null,null,null,3.7469000000000001,3.3277000000000001,2.5773000000000001,2.9148999999999998,3.3201000000000001,3.1031,1.6141000000000001,null,null,20.604099999999999,7,"Medium-High",4.1321770000000004,3.5073210000000001,3.898409,3.7469139999999999,3.3276810000000001,2.5773480000000002,2.9149219999999998,3.320141,3.1031119999999999,3.228275,4.2088479999999997,4.0365760000000002]
[2891,null,null,null,3.8873000000000002,3.5703999999999998,2.6110000000000002,2.9459,3.5198,3.3170999999999999,1.6940999999999999,null,null,21.5456,7,"Medium-High",4.2530159999999997,3.4525929999999998,4.0896619999999997,3.88733,3.5703860000000001,2.6110370000000001,2.9458700000000002,3.519806,3.3170500000000001,3.3882810000000001,4.4900690000000001,4.1624939999999997]
[2892,null,null,null,3.9489000000000001,3.5920999999999998,2.6431,2.9794999999999998,3.6141000000000001,3.3721999999999999,1.6877,null,null,21.837599999999998,7,"Medium-High",4.3318079999999997,3.551428,4.1856049999999998,3.9488629999999998,3.5920540000000001,2.643062,2.9795039999999999,3.614074,3.3721670000000001,3.3754390000000001,4.5715139999999996,4.2391540000000001]
[2893,null,null,null,3.8578000000000001,3.4693000000000001,2.6905999999999999,3.0385,3.4512999999999998,3.2641,1.7015,null,null,21.473099999999999,7,"Medium-High",4.2278180000000001,3.5394939999999999,4.0344379999999997,3.8577669999999999,3.4692569999999998,2.6906129999999999,3.0384910000000001,3.4513479999999999,3.2640729999999998,3.4029929999999999,4.3787700000000003,4.1184789999999998]
[2894,null,null,null,3.9220000000000002,3.5939999999999999,2.6438999999999999,2.98,3.5735999999999999,3.3572000000000002,1.7029000000000001,null,null,21.773599999999998,7,"Medium-High",4.2935990000000004,3.4909089999999998,4.1343949999999996,3.9220090000000001,3.5939999999999999,2.643872,2.9800270000000002,3.5735899999999998,3.3571740000000001,3.405872,4.5346700000000002,4.1951590000000003]
[2895,null,null,null,3.7389999999999999,3.4157000000000002,2.8656000000000001,3.2077,3.4184999999999999,3.2627999999999999,1.7743,null,null,21.683599999999998,7,"Medium-High",4.1461629999999996,3.4187759999999998,3.8587940000000001,3.739042,3.4156559999999998,2.8656000000000001,3.2076750000000001,3.4184589999999999,3.2627549999999998,3.5485920000000002,4.31677,3.9875129999999999]
[2896,null,null,null,3.7736999999999998,3.4702999999999999,2.9014000000000002,3.2339000000000002,3.448,3.3005,1.7936000000000001,null,null,21.921399999999998,7,"Medium-High",4.1592979999999997,3.42849,3.896039,3.7737029999999998,3.4702769999999998,2.9014410000000002,3.2339180000000001,3.4480140000000001,3.3004560000000001,3.5872519999999999,4.3405630000000004,3.9998580000000001]
[2898,null,null,null,3.9603999999999999,3.6259000000000001,2.6998000000000002,3.0529999999999999,3.6082000000000001,3.4081999999999999,1.7316,null,null,22.0871,7,"Medium-High",4.3304600000000004,3.5435400000000001,4.1721940000000002,3.960375,3.625928,2.6998250000000001,3.053026,3.6081940000000001,3.4081999999999999,3.4632429999999998,4.5741810000000003,4.2297599999999997]
[2903,null,null,null,3.7431000000000001,3.3483999999999998,2.6974,3.0272999999999999,3.3763000000000001,3.1732,1.7049000000000001,null,null,21.070599999999999,7,"Medium-High",4.1586429999999996,3.4431409999999998,3.882406,3.7431220000000001,3.348376,2.6973720000000001,3.0272939999999999,3.3762500000000002,3.1732010000000002,3.4097439999999999,4.2251120000000002,3.992003]
[2904,null,null,null,3.7501000000000002,3.3736999999999999,2.7387000000000001,3.0836000000000001,3.4003999999999999,3.2122000000000002,1.7294,null,null,21.2881,7,"Medium-High",4.167897,3.443228,3.8888850000000001,3.7500830000000001,3.3736980000000001,2.7386819999999998,3.0835870000000001,3.40036,3.2121499999999998,3.458853,4.2586729999999999,3.9980790000000002]
[2905,null,null,null,3.7444000000000002,3.34,2.6730999999999998,2.9908000000000001,3.3643999999999998,3.1511,1.6882999999999999,null,null,20.952100000000002,7,"Medium-High",4.1551270000000002,3.447692,3.8839579999999998,3.7443569999999999,3.340042,2.6730839999999998,2.9908489999999999,3.364401,3.1510549999999999,3.3765489999999998,4.2079550000000001,3.9936189999999998]
[2906,null,null,null,3.7317999999999998,3.3494999999999999,2.6981000000000002,3.0476000000000001,3.3856999999999999,3.1842999999999999,1.7053,null,null,21.1023,7,"Medium-High",4.1605369999999997,3.448099,3.8705120000000002,3.7317879999999999,3.3494959999999998,2.698099,3.0475569999999998,3.3857140000000001,3.184269,3.410542,4.2300610000000001,3.994272]
[2907,null,null,null,3.7543000000000002,3.3506999999999998,2.6920000000000002,3.0072999999999999,3.3704999999999998,3.1650999999999998,1.7019,null,null,21.041799999999999,7,"Medium-High",4.1592070000000003,3.4438740000000001,3.895051,3.7542840000000002,3.3506860000000001,2.6919620000000002,3.007285,3.370536,3.1650529999999999,3.4037829999999998,4.2221669999999998,3.9942169999999999]
[2908,null,null,null,3.7543000000000002,3.3696000000000002,2.7261000000000002,3.0613000000000001,3.3929999999999998,3.2000999999999999,1.7222,null,null,21.226600000000001,7,"Medium-High",4.1668669999999999,3.444499,3.8942830000000002,3.7543479999999998,3.3695599999999999,2.7260650000000002,3.06128,3.392979,3.2000540000000002,3.444372,4.2506510000000004,3.998875]
[2909,null,null,null,3.7698,3.3843000000000001,2.7292000000000001,3.0579999999999998,3.3993000000000002,3.2069999999999999,1.7239,null,null,21.2715,7,"Medium-High",4.1738530000000003,3.4518879999999998,3.9121519999999999,3.7697780000000001,3.384325,2.7291750000000001,3.058001,3.3992789999999999,3.2069939999999999,3.4478219999999999,4.2619049999999996,4.0093969999999999]
[2910,null,null,null,3.7677,3.3601999999999999,2.6890999999999998,2.9965000000000002,3.3729,3.1661000000000001,1.7004999999999999,null,null,21.053000000000001,7,"Medium-High",4.1645890000000003,3.4502259999999998,3.9110510000000001,3.7677299999999998,3.3601580000000002,2.689057,2.996461,3.372871,3.1660979999999999,3.4010210000000001,4.228237,4.0029070000000004]
[2911,null,null,null,3.7766000000000002,3.4123999999999999,2.7698999999999998,3.1120000000000001,3.423,3.2444999999999999,1.7461,null,null,21.484500000000001,7,"Medium-High",4.1818119999999999,3.4538350000000002,3.917513,3.7766069999999998,3.4123610000000002,2.7698610000000001,3.1119539999999999,3.4229980000000002,3.2445339999999998,3.4922209999999998,4.2929459999999997,4.0159830000000003]
[2914,null,null,null,3.7259000000000002,3.3449,2.6726999999999999,3.0255000000000001,3.3837000000000002,3.1709999999999998,1.6860999999999999,null,null,21.009799999999998,7,"Medium-High",4.1601509999999999,3.460629,3.8643709999999998,3.7258659999999999,3.3449399999999998,2.6727249999999998,3.0255390000000002,3.3836909999999998,3.1710470000000002,3.3721640000000002,4.218642,4.0021100000000001]
[2915,null,null,null,3.7259000000000002,3.3399000000000001,2.6497000000000002,2.9954000000000001,3.3780000000000001,3.1520000000000001,1.6660999999999999,null,null,20.907,7,"Medium-High",4.1590020000000001,3.470796,3.8634789999999999,3.7258599999999999,3.3398699999999999,2.6497120000000001,2.995403,3.3780329999999998,3.1520329999999999,3.3322080000000001,4.2063670000000002,4.0102289999999998]
[2916,null,null,null,3.7151000000000001,3.35,2.6838000000000002,3.0606,3.3967999999999998,3.1926000000000001,1.6960999999999999,null,null,21.094999999999999,7,"Medium-High",4.1633250000000004,3.461954,3.8538760000000001,3.7150910000000001,3.3500459999999999,2.6838410000000001,3.0605709999999999,3.396849,3.1926049999999999,3.3922859999999999,4.2303119999999996,4.0014019999999997]
[2917,null,null,null,3.7909000000000002,3.4632000000000001,2.8449,3.1918000000000002,3.4533999999999998,3.2978000000000001,1.7819,null,null,21.823899999999998,7,"Medium-High",4.1865410000000001,3.4520050000000002,3.925605,3.7908629999999999,3.463203,2.8448549999999999,3.1917979999999999,3.453443,3.2978070000000002,3.5637259999999999,4.3348129999999996,4.020365]
[2918,null,null,null,3.7545999999999999,3.3706999999999998,2.7277999999999998,3.0638000000000001,3.3940999999999999,3.2018,1.7232000000000001,null,null,21.236000000000001,7,"Medium-High",4.1672969999999996,3.4445610000000002,3.8945150000000002,3.7545989999999998,3.370657,2.7278129999999998,3.06379,3.3940860000000002,3.2017859999999998,3.4464359999999998,4.2521420000000001,3.9991889999999999]
[2919,null,null,null,3.8178000000000001,3.4613,2.7938999999999998,3.1320999999999999,3.4531999999999998,3.2826,1.7608999999999999,null,null,21.701799999999999,7,"Medium-High",4.2061500000000001,3.4754749999999999,3.9655749999999999,3.8178070000000002,3.4612639999999999,2.793946,3.1320549999999998,3.453195,3.2826249999999999,3.521703,4.339836,4.0484349999999996]
[2920,null,null,null,3.7949000000000002,3.3969999999999998,2.7090999999999998,3.0249999999999999,3.4003000000000001,3.2023999999999999,1.7133,null,null,21.242000000000001,7,"Medium-High",4.184399,3.468782,3.9442650000000001,3.7948770000000001,3.396976,2.7090700000000001,3.0249600000000001,3.4003190000000001,3.2024189999999999,3.426669,4.2714169999999996,4.0298809999999996]
[2921,null,null,null,3.8380000000000001,3.4580000000000002,2.7513999999999998,3.0804999999999998,3.4497,3.2665999999999999,1.7412000000000001,null,null,21.5854,7,"Medium-High",4.2189019999999999,3.4938929999999999,3.9958450000000001,3.8379780000000001,3.4579840000000002,2.751395,3.0804830000000001,3.4497390000000001,3.266616,3.4824730000000002,4.3420560000000004,4.0701369999999999]
[3031,null,null,null,3.2837000000000001,3.2176999999999998,3.1534,3.2094999999999998,3.2959000000000001,2.9113000000000002,1.6153,null,null,20.686800000000002,7,"Medium-High",3.3131179999999998,2.8174250000000001,3.1487989999999999,3.2836810000000001,3.2177039999999999,3.1533950000000002,3.2095060000000002,3.2958780000000001,2.9113060000000002,3.2306360000000001,3.9133870000000002,3.405265]
[3032,null,null,null,3.2909000000000002,3.0905999999999998,3.0912000000000002,3.109,3.0653000000000001,2.8365999999999998,1.6088,null,null,20.092400000000001,7,"Medium-High",3.1597040000000001,2.7270300000000001,3.005166,3.2908759999999999,3.090605,3.0912160000000002,3.109032,3.0653380000000001,2.836643,3.217686,4.0064060000000001,3.3424520000000002]
[3033,null,null,null,3.4102999999999999,3.3347000000000002,3.2198000000000002,3.2665999999999999,3.4089,3.0209999999999999,1.661,null,null,21.322299999999998,7,"Medium-High",3.5078879999999999,2.9787539999999999,3.353723,3.4103029999999999,3.3347380000000002,3.2197520000000002,3.2666170000000001,3.4089299999999998,3.0210279999999998,3.3220360000000002,4.0260819999999997,3.554856]
[3034,null,null,null,3.2646999999999999,3.0865,3.0889000000000002,3.1055000000000001,3.0908000000000002,2.8237000000000001,1.6067,null,null,20.066800000000001,7,"Medium-High",3.0899390000000002,2.6876799999999998,2.96705,3.264678,3.0865369999999999,3.0888650000000002,3.10548,3.0907930000000001,2.8237000000000001,3.2133639999999999,4.0180769999999999,3.3173020000000002]
[3036,null,null,null,3.4033000000000002,3.1215999999999999,3.1200999999999999,3.1080999999999999,3.0139,2.8959999999999999,1.6409,null,null,20.303899999999999,7,"Medium-High",3.2469320000000002,2.817018,3.084279,3.4032939999999998,3.1216159999999999,3.120142,3.1080939999999999,3.013852,2.8959709999999999,3.281758,4.1541689999999996,3.441506]
[3037,null,null,null,3.3104,3.1177000000000001,3.1154000000000002,3.1187,3.1316000000000002,2.8574999999999999,1.6246,null,null,20.2759,7,"Medium-High",3.0813410000000001,2.6991770000000002,2.9934919999999998,3.310435,3.1176659999999998,3.115383,3.1187360000000002,3.1316169999999999,2.8575400000000002,3.2492359999999998,4.111459,3.3574220000000001]
[3038,null,null,null,3.4418000000000002,3.129,3.1267999999999998,3.1173999999999999,2.9885000000000002,2.9144999999999999,1.6469,null,null,20.364899999999999,7,"Medium-High",3.3358569999999999,2.8691779999999998,3.1342599999999998,3.4417689999999999,3.1290399999999998,3.126814,3.1173649999999999,2.9884919999999999,2.9144600000000001,3.2938589999999999,4.1494049999999998,3.4775839999999998]
[3042,null,null,null,3.4304000000000001,3.1006,3.0423,2.9958999999999998,2.9327000000000001,2.8940000000000001,1.6345000000000001,null,null,20.0304,7,"Medium-High",3.1571760000000002,2.7878310000000002,3.0614840000000001,3.4303590000000002,3.1006399999999998,3.042335,2.9959169999999999,2.932674,2.8939849999999998,3.2689940000000002,4.2876719999999997,3.4568979999999998]
[3043,null,null,null,3.2328999999999999,3.3567999999999998,3.2888000000000002,3.3504,3.4965999999999999,2.9860000000000002,1.6144000000000001,null,null,21.325900000000001,7,"Medium-High",3.2600639999999999,2.768084,3.1059320000000001,3.23292,3.3568180000000001,3.2887749999999998,3.3503940000000001,3.4965950000000001,2.9860319999999998,3.2287490000000001,3.8323290000000001,3.3856269999999999]
[3044,null,null,null,3.4428999999999998,3.1046999999999998,3.0758999999999999,3.0327000000000002,2.9274,2.9045999999999998,1.6417999999999999,null,null,20.13,7,"Medium-High",3.2290009999999998,2.832125,3.0882040000000002,3.4428559999999999,3.104679,3.0759270000000001,3.0327350000000002,2.9273929999999999,2.9045570000000001,3.2836729999999998,4.2558740000000004,3.4745520000000001]
[3045,null,null,null,3.1137999999999999,3.1074000000000002,3.0893999999999999,3.1585999999999999,3.2261000000000002,2.7978999999999998,1.5668,null,null,20.059999999999999,7,"Medium-High",3.0757020000000002,2.6375190000000002,2.9264070000000002,3.11381,3.1073909999999998,3.0893579999999998,3.1585860000000001,3.226146,2.797876,3.1335310000000001,3.7724899999999999,3.2335379999999998]
[3046,null,null,null,3.0173000000000001,3.0766,3.0684999999999998,3.1526999999999998,3.2402000000000002,2.7562000000000002,1.5397000000000001,null,null,19.851199999999999,7,"Medium-High",2.9649489999999998,2.547698,2.8247230000000001,3.0172979999999998,3.0765729999999998,3.06854,3.1527229999999999,3.2402190000000002,2.7561810000000002,3.0794100000000002,3.6770830000000001,3.148895]
[3047,null,null,null,3.3117000000000001,3.4432,3.3582000000000001,3.4077000000000002,3.5657999999999999,3.0535000000000001,1.6425000000000001,null,null,21.782599999999999,7,"Medium-High",3.3580779999999999,2.8496030000000001,3.202747,3.3117299999999998,3.4432330000000002,3.3581629999999998,3.4077109999999999,3.5657709999999998,3.0535079999999999,3.2849159999999999,3.8933559999999998,3.4664060000000001]
[3048,null,null,null,3.4327000000000001,3.4411999999999998,3.3148,3.3515999999999999,3.5219999999999998,3.0928,1.6873,null,null,21.842400000000001,7,"Medium-High",3.5417700000000001,3.0210689999999998,3.4038400000000002,3.43269,3.4411839999999998,3.3148360000000001,3.3516490000000001,3.5220410000000002,3.0927509999999998,3.3746710000000002,4.0423410000000004,3.5985969999999998]
[3049,null,null,null,3.4041000000000001,3.2458,3.1423000000000001,3.1977000000000002,3.2957999999999998,2.9651000000000001,1.6423000000000001,null,null,20.8931,7,"Medium-High",3.4796870000000002,2.9443190000000001,3.3053859999999999,3.4041000000000001,3.2458019999999999,3.1423390000000002,3.1976770000000001,3.2957580000000002,2.9650970000000001,3.284672,4.0247960000000003,3.523075]
[3051,null,null,null,3.4655999999999998,3.1644000000000001,3.0878999999999999,3.1295999999999999,3.0811999999999999,2.9361000000000002,1.6475,null,null,20.5123,7,"Medium-High",3.4652759999999998,2.9327399999999999,3.244516,3.4656449999999999,3.164431,3.0878640000000002,3.1296279999999999,3.0812240000000002,2.936061,3.295048,4.0987429999999998,3.5260699999999998]
[3052,null,null,null,3.3546,3.1427999999999998,3.0941999999999998,3.1355,3.1234000000000002,2.8866000000000001,1.6201000000000001,null,null,20.357199999999999,7,"Medium-High",3.3288899999999999,2.8264779999999998,3.1385580000000002,3.3545539999999998,3.1428129999999999,3.0942059999999998,3.1354989999999998,3.1233770000000001,2.886593,3.240294,3.9953590000000001,3.4222480000000002]
[3053,null,null,null,3.3582999999999998,3.1149,3.0939999999999999,3.1175000000000002,3.0569999999999999,2.8725000000000001,1.62,null,null,20.234200000000001,7,"Medium-High",3.2874460000000001,2.8037649999999998,3.0958359999999998,3.3583229999999999,3.1149149999999999,3.0939930000000002,3.1175350000000002,3.057032,2.8724609999999999,3.2399979999999999,4.0214239999999997,3.4061319999999999]
[3054,null,null,null,3.3174999999999999,3.1675,3.1131000000000002,3.1617000000000002,3.1945999999999999,2.8904999999999998,1.6152,null,null,20.460100000000001,7,"Medium-High",3.3162180000000001,2.8171550000000001,3.1384829999999999,3.3175219999999999,3.1674829999999998,3.1130819999999999,3.1616770000000001,3.1946110000000001,2.8905120000000002,3.2304409999999999,3.9540950000000001,3.4083929999999998]
[3055,null,null,null,3.3466999999999998,3.31,3.2185000000000001,3.2679999999999998,3.3940999999999999,2.9857999999999998,1.6431,null,null,21.1662,7,"Medium-High",3.4145539999999999,2.9036110000000002,3.2583769999999999,3.3467259999999999,3.309993,3.2184590000000002,3.268008,3.3941379999999999,2.9857939999999998,3.286219,3.9656560000000001,3.487708]
[3057,null,null,null,3.2746,3.286,3.2185999999999999,3.2730999999999999,3.3872,2.9500999999999999,1.6238999999999999,null,null,21.013500000000001,7,"Medium-High",3.3127870000000001,2.8226900000000001,3.1560670000000002,3.2745669999999998,3.2859600000000002,3.2186319999999999,3.2731089999999998,3.387194,2.950094,3.247716,3.8990990000000001,3.4160509999999999]
[3060,null,null,null,3.4653,3.1920999999999999,3.0933000000000002,3.1465999999999998,3.1463999999999999,2.952,1.6497999999999999,null,null,20.645499999999998,7,"Medium-High",3.4981990000000001,2.956156,3.2870750000000002,3.4652810000000001,3.1921300000000001,3.093315,3.1465619999999999,3.1463580000000002,2.952045,3.2995920000000001,4.090598,3.54515]
[3062,null,null,null,3.4672999999999998,3.2159,3.1013000000000002,3.1619999999999999,3.2029999999999998,2.9685999999999999,1.6532,null,null,20.7713,7,"Medium-High",3.5290550000000001,2.9826790000000001,3.3284400000000001,3.4673069999999999,3.215913,3.1012970000000002,3.1619709999999999,3.2029519999999998,2.9685809999999999,3.306486,4.092155,3.5672069999999998]
[3063,null,null,null,3.3982999999999999,3.1989000000000001,3.1149,3.1656,3.206,2.9340999999999999,1.635,null,null,20.652799999999999,7,"Medium-High",3.4334210000000001,2.9053390000000001,3.2438060000000002,3.398269,3.1989019999999999,3.114865,3.1655530000000001,3.2059690000000001,2.9340660000000001,3.2700170000000002,4.0236960000000002,3.4911180000000002]
[3064,null,null,null,3.4167000000000001,3.18,3.1015999999999999,3.1486999999999998,3.1533000000000002,2.9285000000000001,1.6373,null,null,20.566099999999999,7,"Medium-High",3.4325009999999998,2.9044620000000001,3.2320540000000002,3.4166729999999998,3.1799680000000001,3.1015869999999999,3.1486939999999999,3.1533180000000001,2.9285420000000002,3.2746520000000001,4.045185,3.494262]
[3070,null,null,null,3.1953999999999998,3.2421000000000002,3.1920999999999999,3.2570000000000001,3.3679000000000001,2.9045000000000001,1.5992999999999999,null,null,20.758299999999998,7,"Medium-High",3.2085499999999998,2.7377750000000001,3.0552809999999999,3.1954440000000002,3.2421280000000001,3.1921059999999999,3.2569750000000002,3.3678949999999999,2.9045200000000002,3.1986880000000002,3.8264879999999999,3.3380519999999998]
[3071,null,null,null,3.5289999999999999,3.6233,3.4759000000000002,3.5019,3.6661999999999999,3.2343999999999999,1.744,null,null,22.774699999999999,7,"High",3.6306240000000001,3.117359,3.5003769999999998,3.5290189999999999,3.6233339999999998,3.4758879999999999,3.5019480000000001,3.6661959999999998,3.2343649999999999,3.4880779999999998,4.1244649999999998,3.70703]
[3076,null,null,null,3.5482999999999998,3.1627000000000001,3.1019999999999999,3.1194000000000002,2.9864999999999999,2.9653,1.6667000000000001,null,null,20.550899999999999,7,"Medium-High",3.543355,3.003504,3.2845740000000001,3.548327,3.162674,3.1019670000000001,3.1194280000000001,2.9864769999999998,2.9652940000000001,3.3334389999999998,4.1841720000000002,3.591021]
[3077,null,null,null,3.3913000000000002,3.1137000000000001,3.0992000000000002,3.0781000000000001,3.0188999999999999,2.8818000000000001,1.6358999999999999,null,null,20.218900000000001,7,"Medium-High",3.1748159999999999,2.7734429999999999,3.0512269999999999,3.39134,3.113677,3.099173,3.078147,3.0188860000000002,2.8818410000000001,3.2718129999999999,4.1828159999999999,3.4191929999999999]
[3079,null,null,null,3.5487000000000002,3.1312000000000002,3.1297999999999999,3.0977000000000001,2.8856000000000002,2.9581,1.6671,null,null,20.418199999999999,7,"Medium-High",3.4897109999999998,2.9871129999999999,3.2250709999999998,3.5487340000000001,3.1311990000000001,3.1298330000000001,3.0976870000000001,2.885615,2.9580649999999999,3.3342619999999998,4.2304890000000004,3.575412]
[3082,null,null,null,3.3065000000000002,3.3780999999999999,3.2957999999999998,3.3464999999999998,3.4916999999999998,3.0145,1.6418999999999999,null,null,21.475000000000001,7,"Medium-High",3.3627669999999998,2.8645679999999998,3.2107060000000001,3.306476,3.3781289999999999,3.2958150000000002,3.3464830000000001,3.4916510000000001,3.0144549999999999,3.2838129999999999,3.9159389999999998,3.463813]
[3084,null,null,null,3.4321000000000002,3.5348000000000002,3.4169999999999998,3.4531000000000001,3.6147999999999998,3.1465000000000001,1.6974,null,null,22.2957,7,"Medium-High",3.511574,3.000121,3.3689610000000001,3.4320569999999999,3.5347599999999999,3.417033,3.453068,3.6147710000000002,3.1464639999999999,3.3947129999999999,4.0232700000000001,3.5998519999999998]
[3086,null,null,null,3.3729,3.4226999999999999,3.3186,3.3614000000000002,3.5186000000000002,3.0617999999999999,1.6675,null,null,21.723500000000001,7,"Medium-High",3.4540419999999998,2.945773,3.3089750000000002,3.372938,3.4226679999999998,3.3186369999999998,3.361364,3.5185879999999998,3.0617740000000002,3.3350240000000002,3.9810379999999999,3.5355979999999998]
[3087,null,null,null,3.5009000000000001,3.1421000000000001,3.1257999999999999,3.1215999999999999,2.9691999999999998,2.9392999999999998,1.6572,null,null,20.456099999999999,7,"Medium-High",3.4420329999999999,2.9326449999999999,3.2037819999999999,3.5008810000000001,3.1420499999999998,3.1257730000000001,3.1215649999999999,2.9691550000000002,2.939314,3.3143199999999999,4.1656570000000004,3.5291389999999998]
[3101,null,null,null,3.1892999999999998,3.0829,3.0743999999999998,3.1227,3.1351,2.8001,1.5806,null,null,19.985099999999999,7,"Medium-High",3.112323,2.6685150000000002,2.9567290000000002,3.1892749999999999,3.082875,3.0743779999999998,3.1227260000000001,3.1350539999999998,2.8000639999999999,3.1611829999999999,3.8609659999999999,3.2696969999999999]
[3102,null,null,null,3.1535000000000002,3.0811999999999999,3.0726,3.1282999999999999,3.1581999999999999,2.7896999999999998,1.5731999999999999,null,null,19.956700000000001,7,"Medium-High",3.0824699999999998,2.6462810000000001,2.9319489999999999,3.1534629999999999,3.0812010000000001,3.0726279999999999,3.1283409999999998,3.158236,2.7896779999999999,3.1463199999999998,3.8261479999999999,3.2461519999999999]
[3103,null,null,null,3.2341000000000002,3.0872999999999999,3.0779000000000001,3.1179999999999999,3.1091000000000002,2.8153999999999999,1.5895999999999999,null,null,20.031400000000001,7,"Medium-High",3.154325,2.69842,2.990164,3.234073,3.0873200000000001,3.077874,3.1179809999999999,3.1090789999999999,2.8153820000000001,3.1791299999999998,3.9005999999999998,3.3006489999999999]
[3104,null,null,null,3.1743999999999999,3.0647000000000002,3.0632999999999999,3.1105,3.1172,2.7837000000000001,1.5765,null,null,19.8903,7,"Medium-High",3.079205,2.6468319999999999,2.9293049999999998,3.174372,3.0647470000000001,3.063313,3.1104880000000001,3.1171920000000002,2.7836650000000001,3.1529310000000002,3.8580459999999999,3.2504200000000001]
[3106,null,null,null,3.1145999999999998,3.0430000000000001,3.0491999999999999,3.1034000000000002,3.1282999999999999,2.7526000000000002,1.5637000000000001,null,null,19.754799999999999,7,"Medium-High",3.0004810000000002,2.593426,2.8672529999999998,3.114557,3.0429819999999999,3.0492159999999999,3.103399,3.1283449999999999,2.7526459999999999,3.1273230000000001,3.818152,3.200113]
[3109,null,null,null,3.2505000000000002,3.0777000000000001,3.0752000000000002,3.1071,3.0789,2.8144999999999998,1.5936999999999999,null,null,19.997599999999998,7,"Medium-High",3.1484000000000001,2.7005840000000001,2.986027,3.2504729999999999,3.0776690000000002,3.0751550000000001,3.1070920000000002,3.0789,2.814508,3.1874400000000001,3.9326720000000002,3.3070569999999999]
[3110,null,null,null,3.2198000000000002,3.1341999999999999,3.1059999999999999,3.1585000000000001,3.1959,2.8418000000000001,1.5919000000000001,null,null,20.248100000000001,7,"Medium-High",3.1877710000000001,2.7213449999999999,3.0244780000000002,3.2197849999999999,3.1341990000000002,3.1059580000000002,3.1585030000000001,3.1959490000000002,2.8418230000000002,3.1838199999999999,3.869256,3.3168790000000001]
[3216,null,null,null,3.0257000000000001,3.2107000000000001,3.2183000000000002,3.3140000000000001,3.4809000000000001,2.9405000000000001,1.5528,null,null,20.742899999999999,7,"Medium-High",2.909332,2.4632999999999998,2.7810090000000001,3.0257230000000002,3.2107209999999999,3.2183310000000001,3.3140000000000001,3.4808970000000001,2.9405039999999998,3.1055229999999998,3.6740149999999998,3.1492710000000002]
[3217,null,null,null,2.9649999999999999,3.1042999999999998,3.2591999999999999,3.3216999999999999,3.5325000000000002,2.8738000000000001,1.5256000000000001,null,null,20.582100000000001,7,"Medium-High",2.7084039999999998,2.2854559999999999,2.6057549999999998,2.9649519999999998,3.104311,3.259179,3.3216809999999999,3.532546,2.873831,3.051139,3.6499679999999999,3.0267780000000002]
[3218,null,null,null,3.2787999999999999,3.1499000000000001,3.1701000000000001,3.1821999999999999,3.2675000000000001,2.8788,1.6272,null,null,20.554500000000001,7,"Medium-High",3.0225409999999999,2.654785,2.9694989999999999,3.278816,3.149886,3.1700979999999999,3.1822270000000001,3.2674910000000001,2.878784,3.254429,4.105594,3.3459340000000002]
[3220,null,null,null,3.0448,3.0867,3.1543000000000001,3.2130999999999998,3.355,2.8054999999999999,1.5545,null,null,20.213899999999999,7,"Medium-High",2.8192729999999999,2.4394580000000001,2.7409110000000001,3.0448430000000002,3.0867089999999999,3.1542889999999999,3.2131259999999999,3.3550279999999999,2.805485,3.1090740000000001,3.786092,3.1262750000000001]
[3221,null,null,null,3.2458999999999998,3.4289999999999998,3.3708999999999998,3.4363999999999999,3.6092,3.1034000000000002,1.62,null,null,21.814800000000002,7,"Medium-High",3.2197429999999998,2.7053569999999998,3.069928,3.2458589999999998,3.429049,3.370946,3.4364370000000002,3.6091530000000001,3.103383,3.2400579999999999,3.838762,3.3885399999999999]
[3222,null,null,null,3.0219,3.2111999999999998,3.2860999999999998,3.3746999999999998,3.5743,2.9878999999999998,1.5528,null,null,21.008900000000001,7,"Medium-High",2.8543940000000001,2.4057620000000002,2.7335020000000001,3.0218959999999999,3.2111719999999999,3.2861020000000001,3.374692,3.5743360000000002,2.9878550000000001,3.1055929999999998,3.6806760000000001,3.1277110000000001]
[3223,null,null,null,3.4630999999999998,3.5402,3.8736000000000002,3.8193000000000001,4.1847000000000003,3.383,1.7315,null,null,23.9954,7,"High",3.2550479999999999,2.7776299999999998,3.1467360000000002,3.4630649999999998,3.5402339999999999,3.8736459999999999,3.8193000000000001,4.1847000000000003,3.3830429999999998,3.462961,4.2654509999999997,3.6029059999999999]
[3224,null,null,null,2.9258000000000002,3.0165000000000002,3.0501999999999998,3.1402000000000001,3.2601,2.7164000000000001,1.5117,null,null,19.620899999999999,7,"Medium-High",2.7592379999999999,2.382517,2.658328,2.9257559999999998,3.0164819999999999,3.0502340000000001,3.1402480000000002,3.2601369999999998,2.716421,3.0234100000000002,3.623049,3.0290330000000001]
[3225,null,null,null,3.3054000000000001,3.1654,3.1905999999999999,3.1932,3.2871999999999999,2.8953000000000002,1.6354,null,null,20.672499999999999,7,"Medium-High",3.0313029999999999,2.6614879999999999,2.98651,3.3054290000000002,3.1654420000000001,3.1905549999999998,3.1931539999999998,3.2871730000000001,2.8953180000000001,3.2707009999999999,4.1436510000000002,3.3677030000000001]
[3226,null,null,null,2.9914000000000001,3.0672999999999999,3.2281,3.2650000000000001,3.4660000000000002,2.8180999999999998,1.53,null,null,20.3659,7,"Medium-High",2.693581,2.2826749999999998,2.6089820000000001,2.9913759999999998,3.0672700000000002,3.2280959999999999,3.2649689999999998,3.465986,2.8180619999999998,3.0600849999999999,3.7037019999999998,3.0285890000000002]
[3227,null,null,null,3.2545999999999999,3.2919,3.5417999999999998,3.5200999999999998,3.798,3.0792999999999999,1.6386000000000001,null,null,22.124300000000002,7,"Medium-High",2.9783810000000002,2.5409169999999999,2.887629,3.2546249999999999,3.2919350000000001,3.5418020000000001,3.5201190000000002,3.7979669999999999,3.0792920000000001,3.2772709999999998,4.0273940000000001,3.3281499999999999]
[3229,null,null,null,2.9398,3.0775000000000001,3.0638999999999998,3.1625999999999999,3.2793000000000001,2.7477,1.5111000000000001,null,null,19.7819,7,"Medium-High",2.8697849999999998,2.4481310000000001,2.7313350000000001,2.9398330000000001,3.0774530000000002,3.0639180000000001,3.1626409999999998,3.2792590000000001,2.7476530000000001,3.0221369999999999,3.572975,3.0683050000000001]
[3230,null,null,null,3.1212,3.3136999999999999,3.3313000000000001,3.4194,3.6107999999999998,3.0758000000000001,1.5907,null,null,21.462900000000001,7,"Medium-High",3.0130309999999998,2.5434909999999999,2.882056,3.1212360000000001,3.3136559999999999,3.3313299999999999,3.419394,3.6108319999999998,3.075761,3.1813729999999998,3.7726310000000001,3.2545649999999999]
[3234,null,null,null,3.1593,3.0716999999999999,3.0872000000000002,3.1276999999999999,3.1844000000000001,2.7904,1.5864,null,null,20.007100000000001,7,"Medium-High",2.9600789999999999,2.5911019999999998,2.876325,3.1593100000000001,3.0717379999999999,3.0871529999999998,3.1276830000000002,3.1844480000000002,2.7903500000000001,3.1728939999999999,3.937236,3.2396989999999999]
[3235,null,null,null,2.9422000000000001,3.0939999999999999,3.1278000000000001,3.2239,3.3753000000000002,2.8130999999999999,1.5202,null,null,20.096499999999999,7,"Medium-High",2.7813780000000001,2.3723070000000002,2.6688329999999998,2.942221,3.0939999999999999,3.1278199999999998,3.2238989999999998,3.375318,2.8130639999999998,3.0403630000000001,3.611173,3.0456629999999998]
[3237,null,null,null,3.1476000000000002,3.1255999999999999,3.1833999999999998,3.2231000000000001,3.3509000000000002,2.8452999999999999,1.5911,null,null,20.466999999999999,7,"Medium-High",2.91465,2.5423369999999998,2.8483879999999999,3.1475650000000002,3.1255929999999998,3.1834129999999998,3.223125,3.3509190000000002,2.8453189999999999,3.1821419999999998,3.930272,3.2313770000000002]
[3240,null,null,null,3.1915,3.4003000000000001,3.4015,3.4906999999999999,3.6955,3.1937000000000002,1.6178999999999999,null,null,21.991099999999999,7,"Medium-High",3.1034709999999999,2.5999569999999999,2.9631620000000001,3.191468,3.400318,3.4014549999999999,3.490672,3.6954570000000002,3.1937470000000001,3.235741,3.8293339999999998,3.33074]
[3241,null,null,null,3.0594000000000001,3.2616000000000001,3.3755999999999999,3.4603000000000002,3.6839,3.0687000000000002,1.5680000000000001,null,null,21.477499999999999,7,"Medium-High",2.8878560000000002,2.424445,2.7643049999999998,3.0594049999999999,3.2616070000000001,3.3756089999999999,3.4603410000000001,3.6839080000000002,3.0686870000000002,3.135964,3.7170339999999999,3.1699480000000002]
[3242,null,null,null,3.0678999999999998,3.2376999999999998,3.1949000000000001,3.2806000000000002,3.4232,2.8932000000000002,1.5542,null,null,20.651700000000002,7,"Medium-High",3.034071,2.5643570000000002,2.8838210000000002,3.0679129999999999,3.2376740000000002,3.1948989999999999,3.2805719999999998,3.4231560000000001,2.8931719999999999,3.1084589999999999,3.67062,3.2049629999999998]
[3243,null,null,null,2.9847999999999999,3.169,3.2103000000000002,3.3054999999999999,3.4826999999999999,2.9171,1.5381,null,null,20.607500000000002,7,"Medium-High",2.8319570000000001,2.3949240000000001,2.7104110000000001,2.984775,3.1690480000000001,3.2103109999999999,3.3054999999999999,3.4826679999999999,2.917144,3.0762930000000002,3.6404030000000001,3.092679]
[3244,null,null,null,3.2374000000000001,3.4095,3.3458999999999999,3.4087000000000001,3.5712000000000002,3.0478999999999998,1.6133999999999999,null,null,21.634,7,"Medium-High",3.234953,2.7275870000000002,3.081321,3.237419,3.4095399999999998,3.345888,3.4086829999999999,3.5711930000000001,3.0479449999999999,3.2267459999999999,3.820014,3.382409]
[3245,null,null,null,2.9910000000000001,3.1055999999999999,3.2848999999999999,3.3307000000000002,3.5514000000000001,2.8746,1.534,null,null,20.6722,7,"Medium-High",2.7130049999999999,2.2916249999999998,2.6160420000000002,2.9909949999999998,3.1055999999999999,3.284891,3.330692,3.551374,2.8745699999999998,3.0679690000000002,3.691176,3.0432009999999998]
[3246,null,null,null,3.0135000000000001,3.0657999999999999,3.1638999999999999,3.2147000000000001,3.3755999999999999,2.7934000000000001,1.5384,null,null,20.165299999999998,7,"Medium-High",2.7483089999999999,2.3576199999999998,2.6734309999999999,3.0135260000000001,3.0657580000000002,3.163923,3.2147049999999999,3.3755609999999998,2.7934190000000001,3.0768119999999999,3.741889,3.068946]
[3249,null,null,null,3.0863,3.0779999999999998,3.1684000000000001,3.1981999999999999,3.3462999999999998,2.7995000000000001,1.5613999999999999,null,null,20.238099999999999,7,"Medium-High",2.8004769999999999,2.4166110000000001,2.7407509999999999,3.0862820000000002,3.077985,3.16838,3.1982200000000001,3.346336,2.7995450000000002,3.1227770000000001,3.848233,3.1333600000000001]
[3251,null,null,null,0,3.8065000000000002,4.2435999999999998,4.1101000000000001,4.5830000000000002,1.8448,0,null,null,18.588000000000001,5,"Medium",3.5765380000000002,3.058589,3.4608120000000002,3.7332550000000002,3.8065389999999999,4.2436210000000001,4.1101010000000002,4.5830330000000004,3.6896339999999999,3.6959300000000002,4.6023350000000001,3.9369269999999998]
[3253,null,null,null,2.9912000000000001,3.0705,3.1901000000000002,3.2425999999999999,3.4211999999999998,2.8094999999999999,1.5314000000000001,null,null,20.256499999999999,7,"Medium-High",2.7223269999999999,2.3208660000000001,2.6392760000000002,2.9911949999999998,3.070462,3.1900789999999999,3.2425929999999998,3.4212150000000001,2.809504,3.062783,3.7039339999999998,3.0439720000000001]
[3254,null,null,null,3.1518999999999999,3.141,3.3222999999999998,3.3069999999999999,3.5184000000000002,2.8881999999999999,1.5887,null,null,20.9175,7,"Medium-High",2.8327270000000002,2.416172,2.7605770000000001,3.1519439999999999,3.1410459999999998,3.3223090000000002,3.3069600000000001,3.5183990000000001,2.888217,3.177397,3.9169100000000001,3.1849639999999999]
[3255,null,null,null,3.2907999999999999,3.4773000000000001,3.419,3.4819,3.665,3.1844999999999999,1.6405000000000001,null,null,22.158999999999999,7,"Medium-High",3.2559809999999998,2.7282890000000002,3.1085349999999998,3.2908469999999999,3.4773360000000002,3.4190489999999998,3.4819230000000001,3.6650160000000001,3.1845110000000001,3.2809970000000002,3.891581,3.4340540000000002]
[3256,null,null,null,2.9655999999999998,3.1032000000000002,3.2118000000000002,3.2850999999999999,3.4735,2.8563999999999998,1.5268999999999999,null,null,20.422499999999999,7,"Medium-High",2.7362310000000001,2.3198940000000001,2.634741,2.9656039999999999,3.1032039999999999,3.2117770000000001,3.2850839999999999,3.4735269999999998,2.856363,3.0537670000000001,3.6499709999999999,3.0389680000000001]
[3257,null,null,null,3.2160000000000002,3.4186000000000001,3.3700999999999999,3.4470999999999998,3.6314000000000002,3.1579000000000002,1.6177999999999999,null,null,21.858899999999998,7,"Medium-High",3.1588820000000002,2.640774,3.0125470000000001,3.2159800000000001,3.418628,3.370126,3.4471029999999998,3.6313499999999999,3.15794,3.2356229999999999,3.8279000000000001,3.3555429999999999]
[3258,null,null,null,3.0445000000000002,3.0230000000000001,3.0482999999999998,3.1118999999999999,3.1898,2.7294,1.5516000000000001,null,null,19.698499999999999,7,"Medium-High",2.8584290000000001,2.4964270000000002,2.7730229999999998,3.0445069999999999,3.0229789999999999,3.0483440000000002,3.1118760000000001,3.189791,2.7294399999999999,3.1032090000000001,3.7987199999999999,3.1372490000000002]
[3259,null,null,null,3.44,3.4230999999999998,3.7058,3.6364999999999998,3.9489000000000001,3.2185999999999999,1.7138,null,null,23.0867,7,"High",3.1787510000000001,2.7286999999999999,3.087488,3.4399920000000002,3.4230830000000001,3.705848,3.6364869999999998,3.9488840000000001,3.2185670000000002,3.427603,4.2631100000000002,3.532972]
[3261,null,null,null,3.3468,3.1492,3.1417000000000002,3.1371000000000002,3.1823000000000001,2.8889999999999998,1.6396999999999999,null,null,20.485800000000001,7,"Medium-High",3.0796269999999999,2.7084800000000002,3.0233880000000002,3.346838,3.1491579999999999,3.1417120000000001,3.1371199999999999,3.182296,2.8890159999999998,3.279363,4.1834009999999999,3.3930899999999999]
[3262,null,null,null,0,3.5807000000000002,3.9581,3.9253,4.3141999999999996,1.7289000000000001,0,null,null,17.507200000000001,5,"Medium",3.233584,2.7330179999999999,3.1221030000000001,3.4187859999999999,3.5806589999999998,3.958113,3.9252660000000001,4.3141790000000002,3.4578709999999999,3.4280349999999999,4.1839019999999998,3.5909330000000002]
[3263,null,null,null,3.2151000000000001,3.1206,3.1453000000000002,3.1737000000000002,3.2568999999999999,2.8439000000000001,1.6088,null,null,20.3643,7,"Medium-High",2.9849999999999999,2.6196079999999999,2.9203220000000001,3.2151169999999998,3.1206320000000001,3.145289,3.17374,3.256872,2.8438560000000002,3.2176559999999998,4.021655,3.294457]
[3264,null,null,null,2.9817999999999998,3.1524999999999999,3.3041999999999998,3.3759000000000001,3.5954999999999999,2.9388000000000001,1.5346,null,null,20.883299999999998,7,"Medium-High",2.7513580000000002,2.3142160000000001,2.6392859999999998,2.9818090000000002,3.1524649999999999,3.3041550000000002,3.3758659999999998,3.59552,2.938844,3.069264,3.6532640000000001,3.0604230000000001]
[3266,null,null,null,3.1326000000000001,3.3477999999999999,3.4916,3.5701000000000001,3.8212999999999999,3.1880999999999999,1.5980000000000001,null,null,22.1495,7,"Medium-High",2.9781550000000001,2.4911340000000002,2.8513299999999999,3.1325780000000001,3.3477999999999999,3.4915569999999998,3.5700919999999998,3.8212730000000001,3.1880600000000001,3.1959970000000002,3.7908140000000001,3.2599369999999999]
[3268,null,null,null,2.9563000000000001,3.1288,3.1347,3.2366000000000001,3.3843999999999999,2.8370000000000002,1.5249999999999999,null,null,20.2028,7,"Medium-High",2.8360729999999998,2.4110529999999999,2.7098629999999999,2.9563030000000001,3.1287500000000001,3.1346759999999998,3.236631,3.3844400000000001,2.8370169999999999,3.049903,3.6056889999999999,3.074694]
[3269,null,null,null,2.9603999999999999,3.0817999999999999,3.1549,3.2353000000000001,3.3978999999999999,2.8134000000000001,1.5248999999999999,null,null,20.168600000000001,7,"Medium-High",2.7500550000000001,2.3486449999999999,2.6525970000000001,2.9604349999999999,3.0818189999999999,3.1549369999999999,3.2352530000000002,3.3979490000000001,2.8133949999999999,3.049884,3.6512989999999999,3.0428039999999998]
[3275,null,null,null,3.0640000000000001,3.0209999999999999,3.0358000000000001,3.0964,3.1444999999999999,2.7277999999999998,1.5519000000000001,null,null,19.641400000000001,7,"Medium-High",2.9132289999999998,2.5316969999999999,2.8031929999999998,3.0639880000000002,3.021029,3.035841,3.0964459999999998,3.144549,2.727776,3.103847,3.7914289999999999,3.152625]
[3276,null,null,null,2.94,3.0470000000000002,3.0924,3.1795,3.3174999999999999,2.7572999999999999,1.5176000000000001,null,null,19.851299999999998,7,"Medium-High",2.7534209999999999,2.3682729999999999,2.6554470000000001,2.9400179999999998,3.0469499999999998,3.0924049999999998,3.1795230000000001,3.3175379999999999,2.7572610000000002,3.035101,3.6350009999999999,3.0342289999999998]
[3278,null,null,null,3.0579999999999998,3.2473999999999998,3.2170000000000001,3.3077999999999999,3.4647000000000001,2.9413999999999998,1.5561,null,null,20.792400000000001,7,"Medium-High",2.99017,2.5211380000000001,2.8467829999999998,3.0580069999999999,3.2474099999999999,3.217044,3.3078370000000001,3.464718,2.941443,3.1122649999999998,3.6736149999999999,3.1905000000000001]
[3279,null,null,null,3.1328999999999998,3.3685,3.6311,3.6802999999999999,3.9777,3.2364000000000002,1.599,null,null,22.625900000000001,7,"High",2.953357,2.4600240000000002,2.8320650000000001,3.1329039999999999,3.3684780000000001,3.6311239999999998,3.6802959999999998,3.9776630000000002,3.2364229999999998,3.1979510000000002,3.8025730000000002,3.274988]
[3280,null,null,null,3.4990999999999999,3.6556999999999999,3.5851999999999999,3.613,3.8066,3.3220000000000001,1.7092000000000001,null,null,23.190799999999999,7,"High",3.4957750000000001,2.941789,3.3521670000000001,3.4991400000000001,3.6556519999999999,3.5852050000000002,3.6130119999999999,3.806622,3.3220040000000002,3.418469,4.0755169999999996,3.6445599999999998]
[3281,null,null,null,3.0960999999999999,3.2054,3.1694,3.2498,3.3698999999999999,2.8624999999999998,1.5674999999999999,null,null,20.520600000000002,7,"Medium-High",3.0809639999999998,2.6271580000000001,2.9327640000000001,3.096133,3.2053859999999998,3.1693769999999999,3.249825,3.3698800000000002,2.8624559999999999,3.1350410000000002,3.7258779999999998,3.2414230000000002]
[3282,null,null,null,3.1082000000000001,3.3466999999999998,3.5207000000000002,3.5998999999999999,3.8624999999999998,3.2042999999999999,1.5893999999999999,null,null,22.2317,7,"Medium-High",2.9529649999999998,2.4588030000000001,2.8255279999999998,3.1082299999999998,3.346749,3.5206729999999999,3.5999319999999999,3.8624700000000001,3.2042630000000001,3.1788150000000002,3.7567550000000001,3.241886]
[3284,null,null,null,3.2115999999999998,3.4275000000000002,3.3776000000000002,3.4624000000000001,3.6537000000000002,3.1972,1.6183000000000001,null,null,21.9483,7,"Medium-High",3.1500170000000001,2.6184699999999999,2.9996809999999998,3.2115710000000002,3.4275289999999998,3.377586,3.4623949999999999,3.6536520000000001,3.197155,3.2365189999999999,3.8175249999999998,3.3461750000000001]
[3287,null,null,null,3.1701999999999999,3.3677000000000001,3.3485,3.4323000000000001,3.6175999999999999,3.1133000000000002,1.6057999999999999,null,null,21.6554,7,"Medium-High",3.0957669999999999,2.6060439999999998,2.9564140000000001,3.1702249999999998,3.3677459999999999,3.348519,3.4322620000000001,3.6175609999999998,3.1133109999999999,3.2115610000000001,3.804376,3.3131750000000002]
[3290,null,null,null,3.4020999999999999,3.117,3.0748000000000002,3.0388000000000002,3.0350999999999999,2.8761000000000001,1.6343000000000001,null,null,20.1782,7,"Medium-High",3.094357,2.7192050000000001,3.0320559999999999,3.4020679999999999,3.1169539999999998,3.074837,3.0388410000000001,3.0351119999999998,2.8761290000000002,3.2686980000000001,4.2461229999999999,3.4059819999999998]
[3291,null,null,null,3.4016000000000002,3.1217000000000001,3.0825,3.0470000000000002,3.0533999999999999,2.8767,1.6358999999999999,null,null,20.218800000000002,7,"Medium-High",3.0874990000000002,2.711894,3.0312619999999999,3.4016440000000001,3.1217160000000002,3.0825019999999999,3.047005,3.0533860000000002,2.8766759999999998,3.2717000000000001,4.2459360000000004,3.402704]
[3301,null,null,null,2.9016999999999999,2.9762,2.9914999999999998,3.0872000000000002,3.1785999999999999,2.6634000000000002,1.5003,null,null,19.2989,7,"Medium-High",2.7789630000000001,2.4013650000000002,2.6634470000000001,2.9017110000000002,2.9761899999999999,2.9914809999999998,3.0871770000000001,3.1785679999999998,2.663351,3.0005489999999999,3.5845600000000002,3.016724]
[3303,null,null,null,2.8902999999999999,3.0396000000000001,3.0442999999999998,3.1490999999999998,3.2734999999999999,2.7263999999999999,1.4962,null,null,19.619399999999999,7,"Medium-High",2.7782979999999999,2.3731040000000001,2.6517469999999999,2.8903219999999998,3.0395750000000001,3.044333,3.1491440000000002,3.2734890000000001,2.726404,2.9924650000000002,3.5367470000000001,3.008327]
[3304,null,null,null,2.9973000000000001,3.0245000000000002,3.0301999999999998,3.1107999999999998,3.1812,2.7149000000000001,1.5314000000000001,null,null,19.590299999999999,7,"Medium-High",2.9053610000000001,2.5080040000000001,2.7761550000000002,2.99729,3.0244499999999999,3.0301770000000001,3.1108440000000002,3.181184,2.714877,3.0627360000000001,3.6799580000000001,3.1124909999999999]
[3307,null,null,null,3.0265,3.0426000000000002,3.08,3.1482999999999999,3.2519999999999998,2.7488999999999999,1.5482,null,null,19.846499999999999,7,"Medium-High",2.839156,2.4730180000000002,2.753835,3.0264989999999998,3.0426120000000001,3.080044,3.1482770000000002,3.2519589999999998,2.748942,3.0964800000000001,3.7715290000000001,3.1242999999999999]
[3431,null,null,null,3.3473999999999999,3.5495999999999999,3.4735,3.4863,3.6698,3.0977000000000001,1.5790999999999999,null,null,22.203399999999998,7,"Medium-High",3.3170510000000002,2.7137150000000001,3.1356929999999998,3.3474330000000001,3.5495540000000001,3.473535,3.4863110000000002,3.6697820000000001,3.0977350000000001,3.158274,3.7135340000000001,3.3935249999999999]
[3440,null,null,null,3.3517999999999999,3.524,3.4470000000000001,3.4923000000000002,3.6652,3.141,1.6536999999999999,null,null,22.274999999999999,7,"Medium-High",3.3675510000000002,2.8438699999999999,3.2150120000000002,3.35181,3.524022,3.4470420000000002,3.4923470000000001,3.6651690000000001,3.1409690000000001,3.3073739999999998,3.917465,3.4999180000000001]
[3441,null,null,null,3.3782000000000001,3.5299,3.4834999999999998,3.4668000000000001,3.6160000000000001,3.0768,1.5548999999999999,null,null,22.106100000000001,7,"Medium-High",3.3014830000000002,2.6939039999999999,3.1107049999999998,3.3781780000000001,3.5298729999999998,3.4834589999999999,3.4667859999999999,3.6160320000000001,3.0767709999999999,3.1098170000000001,3.6391200000000001,3.3794559999999998]
[3442,null,null,null,3.2639999999999998,3.4321000000000002,3.3542000000000001,3.4106000000000001,3.5733000000000001,3.0411999999999999,1.6214999999999999,null,null,21.696899999999999,7,"Medium-High",3.2888000000000002,2.7772429999999999,3.1311079999999998,3.2639670000000001,3.432115,3.3541880000000002,3.4105789999999998,3.5732620000000002,3.0411640000000002,3.2430129999999999,3.832684,3.4120200000000001]
[3443,null,null,null,3.3694999999999999,3.5274999999999999,3.4727000000000001,3.4618000000000002,3.6291000000000002,3.0783999999999998,1.5526,null,null,22.0916,7,"Medium-High",3.2954539999999999,2.6735359999999999,3.1079490000000001,3.3694760000000001,3.5275020000000001,3.472731,3.4618060000000002,3.6290619999999998,3.078398,3.1052179999999998,3.6398839999999999,3.3618410000000001]
[3444,null,null,null,3.5221,3.6926999999999999,3.5895000000000001,3.6057000000000001,3.7810000000000001,3.2685,1.7149000000000001,null,null,23.174399999999999,7,"High",3.5605549999999999,3.0263849999999999,3.4127999999999998,3.5220500000000001,3.6927270000000001,3.5894599999999999,3.6056550000000001,3.7810130000000002,3.2685279999999999,3.4297089999999999,4.049677,3.671306]
[3445,null,null,null,3.4352,3.6253000000000002,3.5434999999999999,3.5581,3.7477,3.2038000000000002,1.6433,null,null,22.756900000000002,7,"High",3.4266760000000001,2.8446159999999998,3.2621009999999999,3.435184,3.6253009999999999,3.543463,3.5580880000000001,3.7476850000000002,3.203802,3.2865329999999999,3.8850709999999999,3.5267490000000001]
[3446,null,null,null,3.3531,3.5640999999999998,3.4904999999999999,3.4964,3.6629999999999998,3.0855000000000001,1.5803,null,null,22.232900000000001,7,"Medium-High",3.3313229999999998,2.7446959999999998,3.144603,3.3531040000000001,3.5641050000000001,3.490469,3.4964379999999999,3.663027,3.0855480000000002,3.1605919999999998,3.6994479999999998,3.4088419999999999]
[3447,null,null,null,3.5028999999999999,3.6855000000000002,3.5756000000000001,3.5749,3.7239,3.2330999999999999,1.6899,null,null,22.985800000000001,7,"High",3.5273560000000002,2.9881259999999998,3.377497,3.5028570000000001,3.6854680000000002,3.5755590000000002,3.574872,3.7239110000000002,3.2331409999999998,3.3797640000000002,3.9491930000000002,3.6168990000000001]
[3448,null,null,null,3.4226999999999999,3.6040999999999999,3.5249000000000001,3.5356999999999998,3.7265999999999999,3.1915,1.6267,null,null,22.632200000000001,7,"High",3.3962240000000001,2.7975810000000001,3.2316539999999998,3.4227340000000002,3.60412,3.5249199999999998,3.5357479999999999,3.726607,3.1915330000000002,3.2533949999999998,3.844865,3.4892379999999998]
[3449,null,null,null,3.4249999999999998,3.5893999999999999,3.5001000000000002,3.5343,3.7088999999999999,3.19,1.6826000000000001,null,null,22.630299999999998,7,"High",3.4580709999999999,2.931718,3.3074910000000002,3.424963,3.5894029999999999,3.500102,3.5343469999999999,3.708898,3.1899579999999998,3.3652449999999998,3.9838390000000001,3.5782020000000001]
[3450,null,null,null,3.5242,3.6960000000000002,3.6,3.617,3.7982999999999998,3.2795000000000001,1.7130000000000001,null,null,23.228000000000002,7,"High",3.5546950000000002,3.0149180000000002,3.405761,3.5241500000000001,3.6959970000000002,3.5999669999999999,3.6170330000000002,3.7982649999999998,3.279458,3.4260809999999999,4.0544200000000004,3.671726]
[3451,null,null,null,3.4211999999999998,3.5459000000000001,3.5019999999999998,3.4721000000000002,3.6271,3.1074999999999999,1.5631999999999999,null,null,22.239000000000001,7,"Medium-High",3.3204720000000001,2.7071070000000002,3.1381039999999998,3.421214,3.5459329999999998,3.5020159999999998,3.4720979999999999,3.6271119999999999,3.1074869999999999,3.1263030000000001,3.663643,3.3994960000000001]
[3452,null,null,null,3.5232000000000001,3.6919,3.5764999999999998,3.5893999999999999,3.7547000000000001,3.2618999999999998,1.7181,null,null,23.1157,7,"High",3.5696400000000001,3.0401359999999999,3.4255680000000002,3.523218,3.6919430000000002,3.5765099999999999,3.5894200000000001,3.7546539999999999,3.2618800000000001,3.4362409999999999,4.0416249999999998,3.669584]
[3455,null,null,null,3.4580000000000002,3.6536,3.5630000000000002,3.5785999999999998,3.7583000000000002,3.2113999999999998,1.6659999999999999,null,null,22.8889,7,"High",3.4735860000000001,2.917214,3.310692,3.4579580000000001,3.6536309999999999,3.563034,3.57856,3.7582819999999999,3.2113700000000001,3.3319260000000002,3.9290889999999998,3.5767850000000001]
[3456,null,null,null,3.4998999999999998,3.6581999999999999,3.5779999999999998,3.5922000000000001,3.7865000000000002,3.2974999999999999,1.6843999999999999,null,null,23.096699999999998,7,"High",3.4824359999999999,2.898072,3.3342779999999999,3.4999020000000001,3.6581999999999999,3.5779730000000001,3.5922269999999998,3.7865259999999998,3.2974809999999999,3.3687360000000002,4.0029510000000004,3.6029469999999999]
[3457,null,null,null,3.4973000000000001,3.6736,3.5878999999999999,3.6038999999999999,3.7915999999999999,3.2669000000000001,1.6884999999999999,null,null,23.1097,7,"High",3.5064989999999998,2.945913,3.3528060000000002,3.4972910000000001,3.6735549999999999,3.5878739999999998,3.6038540000000001,3.7916470000000002,3.2669269999999999,3.3769420000000001,4.0016829999999999,3.6216460000000001]
[3458,null,null,null,3.4363000000000001,3.5842000000000001,3.4735,3.5068000000000001,3.6732999999999998,3.1747000000000001,1.6948000000000001,null,null,22.543600000000001,7,"Medium-High",3.4983230000000001,2.9799199999999999,3.350657,3.4362650000000001,3.5841889999999998,3.4734790000000002,3.506783,3.6732960000000001,3.1747420000000002,3.3896470000000001,4.0021839999999997,3.59762]
[3461,null,null,null,3.5453000000000001,3.6993999999999998,3.5590000000000002,3.5720999999999998,3.7271999999999998,3.2738,1.7398,null,null,23.116599999999998,7,"High",3.6149290000000001,3.094681,3.48001,3.5452840000000001,3.6994340000000001,3.5589789999999999,3.5720930000000002,3.7271619999999999,3.2738179999999999,3.4796209999999999,4.0798199999999998,3.7008220000000001]
[3462,null,null,null,3.3483000000000001,3.5213000000000001,3.4607000000000001,3.4596,3.6337999999999999,3.0701000000000001,1.5498000000000001,null,null,22.043600000000001,7,"Medium-High",3.2870140000000001,2.6612550000000001,3.0977969999999999,3.3483000000000001,3.5213239999999999,3.4607070000000002,3.4595509999999998,3.6337709999999999,3.070119,3.0995159999999999,3.635678,3.3479779999999999]
[3464,null,null,null,3.5173999999999999,3.6789000000000001,3.5985999999999998,3.6185999999999998,3.8083999999999998,3.3031000000000001,1.7081999999999999,null,null,23.2332,7,"High",3.52623,2.972569,3.3804340000000002,3.5173830000000001,3.678909,3.5986379999999998,3.6186479999999999,3.8084210000000001,3.3031250000000001,3.4164880000000002,4.0627680000000002,3.6559840000000001]
[3465,null,null,null,3.4417,3.6436999999999999,3.5503999999999998,3.5556999999999999,3.7191000000000001,3.1785000000000001,1.6486000000000001,null,null,22.7377,7,"High",3.451444,2.8948670000000001,3.285336,3.441684,3.643678,3.5504030000000002,3.5557319999999999,3.7190500000000002,3.1785429999999999,3.2971010000000001,3.862708,3.5418379999999998]
[3466,null,null,null,3.4072,3.5384000000000002,3.4847999999999999,3.4582999999999999,3.6356999999999999,3.1008,1.5568,null,null,22.181999999999999,7,"Medium-High",3.304764,2.6729880000000001,3.1274389999999999,3.407159,3.5384370000000001,3.4847519999999998,3.4583029999999999,3.6357360000000001,3.1007570000000002,3.113677,3.653362,3.3693430000000002]
[3467,null,null,null,3.3607999999999998,3.5181,3.4529999999999998,3.4472999999999998,3.6284999999999998,3.0857000000000001,1.5543,null,null,22.047699999999999,7,"Medium-High",3.2833199999999998,2.6491479999999998,3.105305,3.360846,3.518135,3.4529890000000001,3.4473189999999998,3.6284999999999998,3.0856669999999999,3.108609,3.650973,3.3441339999999999]
[3470,null,null,null,3.4112,3.5880999999999998,3.5222000000000002,3.5118,3.6579000000000002,3.1252,1.5984,null,null,22.4148,7,"Medium-High",3.3736670000000002,2.7933620000000001,3.1944249999999998,3.4112469999999999,3.5881189999999998,3.522192,3.5118040000000001,3.6579440000000001,3.1251730000000002,3.196885,3.7359089999999999,3.4585379999999999]
[3561,null,null,null,0,3.1837,3.7555999999999998,3.6831999999999998,4.093,1.5305,0,null,null,16.245999999999999,5,"Medium",2.541007,2.0137480000000001,2.3944619999999999,2.8256670000000002,3.183748,3.7556120000000002,3.6831499999999999,4.0930109999999997,3.0610210000000002,2.9763310000000001,3.445112,2.9794960000000001]
[3570,null,null,null,0,3.4832999999999998,4.0484,3.7078000000000002,4.3201999999999998,1.6755,0,null,null,17.235199999999999,5,"Medium",3.163141,2.5171480000000002,2.9338229999999998,3.349431,3.4832779999999999,4.0483960000000003,3.7077529999999999,4.3202429999999996,3.3509679999999999,3.5100359999999999,4.1614959999999996,3.3930549999999999]
[3574,null,null,null,0,3.5739999999999998,4.1106999999999996,3.9741,4.4734999999999996,1.7317,0,null,null,17.864000000000001,5,"Medium",3.1622340000000002,2.6182089999999998,3.020616,3.3845149999999999,3.5739869999999998,4.1107170000000002,3.9741399999999998,4.4735389999999997,3.463438,3.4329670000000001,4.1618529999999998,3.5381420000000001]
[3576,null,null,null,0,3.7957000000000001,4.5259,4.0719000000000003,4.7401999999999997,1.9117999999999999,0,null,null,19.045500000000001,5,"Medium-High",3.5142479999999998,2.6362230000000002,3.1225339999999999,3.2621310000000001,3.7956620000000001,4.5259400000000003,4.071917,4.7401809999999998,3.8235890000000001,3.6435849999999999,4.1741029999999997,3.68953]
[3579,null,null,null,0,3.6698,4.4112,3.9540000000000002,4.5359999999999996,1.8472,0,null,null,18.418199999999999,5,"Medium",3.4703300000000001,2.570678,3.0449649999999999,3.2692580000000002,3.6697649999999999,4.4111690000000001,3.9540009999999999,4.5360430000000003,3.6944729999999999,3.653918,4.1575139999999999,3.4753569999999998]
[3580,null,null,null,0,3.5522,4.0487000000000002,3.9670999999999998,4.4184999999999999,1.7210000000000001,0,null,null,17.7075,5,"Medium",3.1296689999999998,2.6067140000000002,3.0024090000000001,3.3534950000000001,3.5522089999999999,4.0487099999999998,3.9670869999999998,4.4184590000000004,3.4419819999999999,3.388118,4.1107290000000001,3.511863]
[3581,null,null,null,0,3.5764,4.0869999999999997,3.7303000000000002,4.2911000000000001,1.714,0,null,null,17.398800000000001,5,"Medium",3.407063,2.7558630000000002,3.1899459999999999,3.5610249999999999,3.5763950000000002,4.0870490000000004,3.730283,4.2911000000000001,3.4279199999999999,3.6608130000000001,4.4256729999999997,3.6065450000000001]
[3582,null,null,null,0,3.5464000000000002,4.1847000000000003,3.8262,4.4977,1.7262,0,null,null,17.781199999999998,5,"Medium",3.1321379999999999,2.4478110000000002,2.885907,3.244103,3.546357,4.1846699999999997,3.8262040000000002,4.4977330000000002,3.4523350000000002,3.4672890000000001,4.0347109999999997,3.4199069999999998]
[3583,null,null,null,0,3.5802,4.1547000000000001,3.8925000000000001,4.4893999999999998,1.7304999999999999,0,null,null,17.847300000000001,5,"Medium",3.2067079999999999,2.6047750000000001,3.0216050000000001,3.4061590000000002,3.5802139999999998,4.154687,3.8924590000000001,4.4894170000000004,3.461052,3.510894,4.2112429999999996,3.5255459999999998]
[3584,null,null,null,0,3.3086000000000002,3.9258000000000002,3.6848999999999998,4.2774999999999999,1.5908,0,null,null,16.787600000000001,5,"Medium",2.7675900000000002,2.1651370000000001,2.5620980000000002,3.0130979999999998,3.3085879999999999,3.9258470000000001,3.684911,4.277501,3.1816909999999998,3.2027030000000001,3.7003490000000001,3.1402700000000001]
[3585,null,null,null,0,3.1737000000000002,3.6518999999999999,3.6295999999999999,3.9592000000000001,1.5264,0,null,null,15.940799999999999,5,"Medium",2.5841630000000002,2.0783990000000001,2.4532660000000002,2.826149,3.1737489999999999,3.651856,3.629572,3.9591859999999999,3.052746,2.9645929999999998,3.4531909999999999,2.9965229999999998]
[3586,null,null,null,0,3.2128000000000001,3.7258,3.7132000000000001,4.0796999999999999,1.5477000000000001,0,null,null,16.279199999999999,5,"Medium",2.604301,2.0971769999999998,2.4706519999999998,2.8912789999999999,3.2127870000000001,3.7258110000000002,3.713158,4.0797100000000004,3.0954649999999999,3.0062859999999998,3.5234839999999998,3.0138889999999998]
[3588,null,null,null,0,3.4731999999999998,4.0845000000000002,3.6781999999999999,4.2821999999999996,1.6879,0,null,null,17.206,5,"Medium",3.209206,2.4780359999999999,2.9102440000000001,3.2911980000000001,3.4732080000000001,4.0844769999999997,3.6782219999999999,4.282203,3.375842,3.5294750000000001,4.1132090000000003,3.350012]
[3589,null,null,null,0,4.1189,4.6276999999999999,4.2919,4.8930999999999996,2.0106999999999999,0,null,null,19.942299999999999,5,"Medium-High",4.1125999999999996,3.4969459999999999,3.9396770000000001,4.1455590000000004,4.1188890000000002,4.6277299999999997,4.2919489999999998,4.8931310000000003,4.0214379999999998,4.0953390000000001,5.1618719999999998,4.3917200000000003]
[3590,null,null,null,0,3.7124999999999999,4.3784000000000001,3.9649999999999999,4.6898999999999997,1.8303,0,null,null,18.5761,5,"Medium",3.3432080000000002,2.5816680000000001,3.0632039999999998,3.307871,3.7124950000000001,4.378444,3.9649899999999998,4.6899189999999997,3.66059,3.586935,4.1488649999999998,3.6223230000000002]
[3592,null,null,null,0,3.8736999999999999,4.6711999999999998,4.2526999999999999,4.8052999999999999,2.0217999999999998,0,null,null,19.624700000000001,5,"Medium-High",3.8552659999999999,2.7448549999999998,3.2044999999999999,3.1852580000000001,3.8736839999999999,4.6712210000000001,4.2527140000000001,4.8052979999999996,4.0436940000000003,3.739935,4.1606610000000002,3.7630249999999998]
[3593,null,null,null,0,3.7302,4.2667999999999999,3.9443000000000001,4.5490000000000004,1.8030999999999999,0,null,null,18.293399999999998,5,"Medium",3.5184009999999999,2.8978630000000001,3.324884,3.6644450000000002,3.7302360000000001,4.2667669999999998,3.9442529999999998,4.5489620000000004,3.606204,3.7302979999999999,4.5529010000000003,3.780151]
[3598,null,null,null,0,3.4420000000000002,4.0145999999999997,3.8397000000000001,4.3727,1.6598999999999999,0,null,null,17.328900000000001,5,"Medium",2.9666380000000001,2.4053870000000002,2.8022710000000002,3.2169340000000002,3.4419909999999998,4.0146199999999999,3.8396979999999998,4.3727220000000004,3.3198910000000001,3.3189340000000001,3.951438,3.346838]
[3602,null,null,null,3.4135,3.5609000000000002,3.4763999999999999,3.4788999999999999,3.6695000000000002,3.1859000000000002,1.6105,null,null,22.395600000000002,7,"Medium-High",3.3423150000000001,2.7168649999999999,3.1896019999999998,3.4135439999999999,3.5608650000000002,3.4763809999999999,3.4788700000000001,3.6695329999999999,3.1858529999999998,3.2209110000000001,3.8019379999999998,3.4302790000000001]
[3603,null,null,null,3.3778000000000001,3.5028000000000001,3.3994,3.3915999999999999,3.5807000000000002,3.1564999999999999,1.5885,null,null,21.997299999999999,7,"Medium-High",3.252348,2.6047229999999999,3.112832,3.377764,3.5028039999999998,3.3993509999999998,3.3916230000000001,3.5806840000000002,3.1565219999999998,3.1769769999999999,3.7267009999999998,3.340919]
[3605,null,null,null,3.4792000000000001,3.6286999999999998,3.5449000000000002,3.5613999999999999,3.7555000000000001,3.3041,1.6765000000000001,null,null,22.950299999999999,7,"High",3.439343,2.8404400000000001,3.2941790000000002,3.4791530000000002,3.6286700000000001,3.544924,3.5613610000000002,3.7555019999999999,3.3041109999999998,3.3530099999999998,3.9823140000000001,3.567167]
[3607,null,null,null,3.4535,3.6019000000000001,3.5145,3.5228000000000002,3.7155999999999998,3.2553000000000001,1.6467000000000001,null,null,22.7103,7,"High",3.397338,2.7813639999999999,3.249215,3.4534790000000002,3.6019329999999998,3.5144820000000001,3.5228350000000002,3.7156020000000001,3.2552530000000002,3.29338,3.8993630000000001,3.5051700000000001]
[3608,null,null,null,3.3531,3.4946999999999999,3.4186000000000001,3.4155000000000002,3.6015000000000001,3.0962999999999998,1.5566,null,null,21.936299999999999,7,"Medium-High",3.2574339999999999,2.6115780000000002,3.0947640000000001,3.3531140000000001,3.4947159999999999,3.4186369999999999,3.4155470000000001,3.6014710000000001,3.0963129999999999,3.1131389999999999,3.661187,3.3196270000000001]
[3609,null,null,null,3.3908,3.5063,3.4211999999999998,3.3997999999999999,3.5966,3.1244000000000001,1.5692999999999999,null,null,22.008400000000002,7,"Medium-High",3.2619009999999999,2.6070389999999999,3.116984,3.3908140000000002,3.5063040000000001,3.4211740000000002,3.3998219999999999,3.5965910000000001,3.1244360000000002,3.1385230000000002,3.687897,3.3284509999999998]
[3740,null,null,null,0,3.1617999999999999,3.5522999999999998,3.5552000000000001,3.8525,1.5208999999999999,0,null,null,15.6427,5,"Medium",2.6083189999999998,2.1014469999999998,2.477598,2.8064,3.1617850000000001,3.5523060000000002,3.5552220000000001,3.8524769999999999,3.0418959999999999,2.9514450000000001,3.4236800000000001,2.985468]
[3741,null,null,null,3.1631,3.3935,3.4091,3.5102000000000002,3.7259000000000002,3.2198000000000002,1.6088,null,null,22.0304,7,"Medium-High",3.0709170000000001,2.554691,2.9272420000000001,3.163141,3.3934630000000001,3.4090880000000001,3.5102470000000001,3.7259329999999999,3.2197990000000001,3.2175069999999999,3.7858800000000001,3.2969349999999999]
[3743,null,null,null,3.3626999999999998,3.5143,3.3957000000000002,3.4157999999999999,3.5958999999999999,3.2244999999999999,1.6176999999999999,null,null,22.1266,7,"Medium-High",3.2658749999999999,2.624161,3.1211389999999999,3.3626770000000001,3.5142579999999999,3.3956559999999998,3.4158019999999998,3.5958510000000001,3.2244820000000001,3.2353049999999999,3.790384,3.379731]
[3745,null,null,null,3.2584,3.4487999999999999,3.2986,3.3601999999999999,3.5259999999999998,3.2136999999999998,1.5966,null,null,21.702300000000001,7,"Medium-High",3.1650290000000001,2.5160740000000001,3.0102259999999998,3.258378,3.4487540000000001,3.2986,3.3602059999999998,3.5260069999999999,3.213695,3.193165,3.7051189999999998,3.2871990000000002]
[3748,null,null,null,3.1318999999999999,3.3856000000000002,3.3064,3.4239999999999999,3.6128,3.2073,1.5915999999999999,null,null,21.659600000000001,7,"Medium-High",3.066789,2.5082939999999998,2.9040680000000001,3.131926,3.3856449999999998,3.3063739999999999,3.4240159999999999,3.6127910000000001,3.2073339999999999,3.183233,3.7033,3.2489659999999998]
[3750,null,null,null,2.9979,3.2930000000000001,3.1709999999999998,3.3559999999999999,3.5358000000000001,3.1616,1.5444,null,null,21.059699999999999,7,"Medium-High",2.9281459999999999,2.356608,2.7533880000000002,2.997919,3.2930299999999999,3.170995,3.3559969999999999,3.535847,3.1615880000000001,3.0888819999999999,3.5092409999999998,3.0811989999999998]
[3752,null,null,null,3.4588000000000001,3.6227,3.5501,3.5861000000000001,3.7810999999999999,3.3258000000000001,1.6954,null,null,23.02,7,"High",3.438383,2.87235,3.2928649999999999,3.4587949999999998,3.622725,3.5501450000000001,3.5861290000000001,3.7810839999999999,3.3258239999999999,3.3907690000000001,4.0373049999999999,3.5958999999999999]
[3753,null,null,null,3.2025000000000001,3.4350000000000001,3.3359999999999999,3.4274,3.609,3.2199,1.6085,null,null,21.8383,7,"Medium-High",3.1475919999999999,2.5713680000000001,2.9851920000000001,3.202512,3.4349729999999998,3.3360349999999999,3.427416,3.6089859999999998,3.2199490000000002,3.2169979999999998,3.7630119999999998,3.3163969999999998]
[3755,null,null,null,3.0116999999999998,3.3022,3.1928000000000001,3.3725000000000001,3.5562999999999998,3.1705000000000001,1.5494000000000001,null,null,21.1554,7,"Medium-High",2.9392,2.3695189999999999,2.7674949999999998,3.011698,3.3022149999999999,3.192752,3.372474,3.556298,3.170534,3.0987369999999999,3.5289480000000002,3.097302]
[3765,null,null,null,0,3.1421000000000001,3.3439000000000001,3.4363000000000001,3.6838000000000002,1.5105,0,null,null,15.1166,5,"Medium",2.6329060000000002,2.1241979999999998,2.491171,2.8019759999999998,3.1421480000000002,3.343893,3.4363009999999998,3.6838199999999999,3.0209860000000002,2.9432499999999999,3.3776660000000001,2.9251230000000001]
[3766,null,null,null,3.0588000000000002,3.3397000000000001,3.1855000000000002,3.3378000000000001,3.5049000000000001,3.1831999999999998,1.56,null,null,21.169899999999998,7,"Medium-High",2.9985529999999998,2.3976419999999998,2.8205330000000002,3.0588009999999999,3.3396669999999999,3.1855419999999999,3.3378459999999999,3.5049419999999998,3.1832050000000001,3.1200100000000002,3.5709620000000002,3.1458599999999999]
[3768,null,null,null,3.0152000000000001,3.3014999999999999,3.3065000000000002,3.4531000000000001,3.6684000000000001,3.173,1.5538000000000001,null,null,21.471499999999999,7,"Medium-High",2.9158520000000001,2.3797860000000002,2.7614399999999999,3.01519,3.30145,3.3064879999999999,3.4530979999999998,3.668412,3.1730290000000001,3.1075390000000001,3.5794679999999999,3.1235539999999999]
[3770,null,null,null,3.1787999999999998,3.4184000000000001,3.2627999999999999,3.3622999999999998,3.5266999999999999,3.2183999999999999,1.5894999999999999,null,null,21.556899999999999,7,"Medium-High",3.1165289999999999,2.4894829999999999,2.945773,3.1787839999999998,3.4183629999999998,3.2628349999999999,3.362276,3.5267460000000002,3.2183630000000001,3.1789149999999999,3.680447,3.2571699999999999]
[3771,null,null,null,0,3.1448999999999998,3.6105,3.5605000000000002,3.8763999999999998,1.5119,0,null,null,15.7042,5,"Medium",2.5736509999999999,2.055606,2.4407549999999998,2.759776,3.1448499999999999,3.610538,3.5605229999999999,3.876363,3.0238689999999999,2.9302030000000001,3.3850039999999999,2.989995]
[3773,null,null,null,3.3418000000000001,3.5301,3.4281000000000001,3.4796,3.6623999999999999,3.2646000000000002,1.6419999999999999,null,null,22.348600000000001,7,"Medium-High",3.2924989999999998,2.6920350000000002,3.137324,3.3418420000000002,3.5301369999999999,3.4280520000000001,3.4795500000000001,3.6623760000000001,3.2645810000000002,3.2840699999999998,3.8688889999999998,3.4380950000000001]
[3774,null,null,null,0,3.1998000000000002,3.4956,3.5467,3.8298999999999999,1.5403,0,null,null,15.612299999999999,5,"Medium",2.684158,2.1778010000000001,2.5508869999999999,2.8715099999999998,3.199821,3.4955759999999998,3.5467430000000002,3.829936,3.0805799999999999,2.9964,3.4800580000000001,3.0139239999999998]
[3777,null,null,null,2.9504000000000001,3.2486000000000002,3.3429000000000002,3.4691999999999998,3.7025999999999999,3.1225999999999998,1.5294000000000001,null,null,21.3657,7,"Medium-High",2.8157130000000001,2.3006380000000002,2.670248,2.9504290000000002,3.248637,3.3428559999999998,3.4692189999999998,3.7025830000000002,3.1225999999999998,3.0587249999999999,3.5321820000000002,3.063313]
[3779,null,null,null,2.9018000000000002,3.2130000000000001,3.3881000000000001,3.4872999999999998,3.7378999999999998,3.0893999999999999,1.5103,null,null,21.3278,7,"Medium-High",2.742175,2.2343600000000001,2.6023740000000002,2.9017550000000001,3.2130290000000001,3.3880650000000001,3.4872800000000002,3.7379310000000001,3.0894119999999998,3.0205869999999999,3.493242,3.0238109999999998]
[3780,null,null,null,0,3.2385999999999999,3.5066999999999999,3.5678000000000001,3.8490000000000002,1.5586,0,null,null,15.720700000000001,5,"Medium",2.7483819999999999,2.2434479999999999,2.61598,2.929379,3.238585,3.5067179999999998,3.5677829999999999,3.8490229999999999,3.11721,3.040705,3.545153,3.0669499999999998]
[3781,null,null,null,3.1614,3.4036,3.2431000000000001,3.3502999999999998,3.5122,3.2107000000000001,1.583,null,null,21.464300000000001,7,"Medium-High",3.0938889999999999,2.464334,2.9239480000000002,3.1613509999999998,3.4035880000000001,3.2431009999999998,3.350336,3.512229,3.2107420000000002,3.166067,3.6575039999999999,3.2333129999999999]
[3782,null,null,null,3.3050000000000002,3.5051999999999999,3.4274,3.4910999999999999,3.6785000000000001,3.2406000000000001,1.6435,null,null,22.2913,7,"Medium-High",3.2653729999999999,2.7067420000000002,3.1125699999999998,3.3050169999999999,3.5051559999999999,3.4274300000000002,3.4910610000000002,3.6784840000000001,3.2405870000000001,3.2869540000000002,3.887464,3.4361169999999999]
[3784,null,null,null,3.0550999999999999,3.3317000000000001,3.1543000000000001,3.3199000000000001,3.4794999999999998,3.1808000000000001,1.5526,null,null,21.073899999999998,7,"Medium-High",2.9872049999999999,2.36544,2.81026,3.0550989999999998,3.3317389999999998,3.1543079999999999,3.3199160000000001,3.479454,3.1807569999999998,3.1052390000000001,3.535034,3.1178189999999999]
[3785,null,null,null,0,3.3786,3.7488000000000001,3.7544,4.0960999999999999,1.6301000000000001,0,null,null,16.608000000000001,5,"Medium",2.9186800000000002,2.4135140000000002,2.7964709999999999,3.1154220000000001,3.3786179999999999,3.7487740000000001,3.7543899999999999,4.0961350000000003,3.2602639999999998,3.1871079999999998,3.7936040000000002,3.27522]
[3801,null,null,null,3.3681999999999999,3.0588000000000002,2.8321000000000001,2.8592,2.6448999999999998,3.0467,1.6234,null,null,19.433299999999999,7,"Medium-High",3.3788809999999998,3.1470940000000001,3.2376429999999998,3.3681899999999998,3.0588470000000001,2.8320750000000001,2.8592330000000001,2.6449039999999999,3.046691,3.2467450000000002,4.4901840000000002,3.7773430000000001]
[3809,null,null,null,3.2652999999999999,3.1467000000000001,3.1985000000000001,3.1947000000000001,3.3123,2.8715999999999999,1.6201000000000001,null,null,20.609200000000001,7,"Medium-High",2.9642390000000001,2.585934,2.9247610000000002,3.2653310000000002,3.1467209999999999,3.1985320000000002,3.194706,3.3123369999999999,2.8715950000000001,3.240218,4.092314,3.3141919999999998]
[3810,null,null,null,3.2502,3.1391,3.1974999999999998,3.1945999999999999,3.3169,2.8616000000000001,1.6151,null,null,20.574999999999999,7,"Medium-High",2.9450750000000001,2.5663800000000001,2.9052099999999998,3.250232,3.1391209999999998,3.1974710000000002,3.194645,3.3168660000000001,2.8616470000000001,3.2302940000000002,4.071574,3.2945280000000001]
[3811,null,null,null,3.5179999999999998,3.1122999999999998,3.1053000000000002,3.0596999999999999,2.8603999999999998,2.9491999999999998,1.6597,null,null,20.264600000000002,7,"Medium-High",3.435489,2.97729,3.1928640000000001,3.5179999999999998,3.112323,3.1052849999999999,3.0596800000000002,2.8604370000000001,2.949236,3.3193700000000002,4.2541869999999999,3.5692539999999999]
[3812,null,null,null,0,3.5648,3.9546999999999999,3.7671000000000001,4.1909999999999998,1.6921999999999999,0,null,null,17.169799999999999,5,"Medium",3.375254,2.8574730000000002,3.253253,3.611545,3.5648360000000001,3.9546920000000001,3.7670979999999998,4.1909530000000004,3.3844859999999999,3.595488,4.4762320000000004,3.7017690000000001]
[3813,null,null,null,3.3321000000000001,3.1749000000000001,3.4262000000000001,3.2526000000000002,3.4895,2.9030999999999998,1.6567000000000001,null,null,21.235099999999999,7,"Medium-High",3.0039370000000001,2.498888,2.904128,3.3321429999999999,3.1749040000000002,3.4261629999999998,3.2526190000000001,3.4894880000000001,2.903127,3.3134100000000002,4.1340300000000001,3.3337530000000002]
[3814,null,null,null,3.3176999999999999,3.1640999999999999,3.3119999999999998,3.2288000000000001,3.3913000000000002,2.8879000000000001,1.6366000000000001,null,null,20.938400000000001,7,"Medium-High",2.9756269999999998,2.539749,2.9172259999999999,3.317663,3.1641249999999999,3.3119510000000001,3.2288000000000001,3.3913220000000002,2.8878599999999999,3.2731620000000001,4.1391499999999999,3.3419500000000002]
[3816,null,null,null,3.2890000000000001,3.1977000000000002,3.3479999999999999,3.3046000000000002,3.4921000000000002,2.9335,1.6358999999999999,null,null,21.200800000000001,7,"Medium-High",2.967241,2.5553430000000001,2.9113959999999999,3.288958,3.197746,3.348014,3.304646,3.49207,2.9334750000000001,3.2717909999999999,4.1017849999999996,3.3285809999999998]
[3817,null,null,null,3.2825000000000002,3.2042000000000002,3.45,3.3586,3.6118000000000001,2.9554999999999998,1.6403000000000001,null,null,21.5029,7,"Medium-High",2.9466679999999998,2.4915319999999999,2.8651770000000001,3.2824810000000002,3.2042329999999999,3.4499919999999999,3.3585910000000001,3.6117710000000001,2.9555470000000001,3.280554,4.0787829999999996,3.3005149999999999]
[3818,null,null,null,3.4066000000000001,3.3439999999999999,3.6522999999999999,3.5261,3.8492000000000002,3.1234000000000002,1.7,null,null,22.601600000000001,7,"High",3.107694,2.6282000000000001,3.008699,3.4065799999999999,3.3439749999999999,3.6523180000000002,3.5260509999999998,3.8492099999999998,3.1234090000000001,3.4000149999999998,4.2245379999999999,3.4510909999999999]
[3819,null,null,null,3.4683000000000002,3.1030000000000002,3.0815999999999999,3.0358000000000001,2.8780999999999999,2.9279000000000002,1.6487000000000001,null,null,20.1434,7,"Medium-High",3.310216,2.9026860000000001,3.128717,3.468324,3.1030229999999999,3.0815640000000002,3.0358339999999999,2.8780749999999999,2.9279000000000002,3.297361,4.2703360000000004,3.522837]
[3820,null,null,null,3.4339,3.1055000000000001,2.9462000000000002,2.9207000000000001,2.8740999999999999,2.9496000000000002,1.6333,null,null,19.863299999999999,7,"Medium-High",3.1733570000000002,2.8533379999999999,3.1472359999999999,3.4339179999999998,3.105477,2.9461849999999998,2.920696,2.8741140000000001,2.9496419999999999,3.266648,4.4315990000000003,3.570157]
[3823,null,null,null,3.4338000000000002,3.1084999999999998,2.9744999999999999,2.9407999999999999,2.9125000000000001,2.93,1.6327,null,null,19.9328,7,"Medium-High",3.136857,2.807226,3.110398,3.433802,3.1084969999999998,2.9744969999999999,2.9408430000000001,2.9125480000000001,2.930037,3.265352,4.3983780000000001,3.5208089999999999]
[3824,null,null,null,3.4275000000000002,3.1013999999999999,2.9754999999999998,2.9420999999999999,2.8812000000000002,2.9327000000000001,1.6313,null,null,19.8917,7,"Medium-High",3.1584889999999999,2.8378130000000001,3.0997710000000001,3.4275039999999999,3.101423,2.9754879999999999,2.9421219999999999,2.8811559999999998,2.9327009999999998,3.262642,4.3874560000000002,3.5301119999999999]
[3825,null,null,null,3.4239999999999999,3.1316999999999999,3.0594000000000001,3.0217000000000001,3.0531000000000001,2.8969999999999998,1.6402000000000001,null,null,20.2271,7,"Medium-High",3.078945,2.7154479999999999,3.064451,3.4240379999999999,3.1316679999999999,3.059402,3.0217320000000001,3.0530529999999998,2.8969839999999998,3.2803879999999999,4.3174169999999998,3.4360219999999999]
[3826,null,null,null,3.49,3.1025999999999998,3.0863999999999998,3.0375000000000001,2.8532000000000002,2.9401999999999999,1.6532,null,null,20.1631,7,"Medium-High",3.3690730000000002,2.9465859999999999,3.158255,3.49004,3.1025990000000001,3.0863659999999999,3.0374859999999999,2.8532389999999999,2.9401869999999999,3.3064809999999998,4.2733949999999998,3.551768]
[3827,null,null,null,3.4569000000000001,3.0693999999999999,2.9809000000000001,2.9390000000000001,2.7534000000000001,2.9729000000000001,1.6418999999999999,null,null,19.814399999999999,7,"Medium-High",3.395079,3.049156,3.1887319999999999,3.4568859999999999,3.0693779999999999,2.9809049999999999,2.9389590000000001,2.753409,2.9729100000000002,3.2838270000000001,4.3519430000000003,3.6430899999999999]
[3830,null,null,null,3.4382999999999999,3.1888999999999998,3.2429999999999999,3.1564000000000001,3.2387000000000001,2.9096000000000002,1.6687000000000001,null,null,20.843599999999999,7,"Medium-High",3.1142759999999998,2.6912060000000002,3.0726499999999999,3.4383279999999998,3.188876,3.2430210000000002,3.1563970000000001,3.2386659999999998,2.9096380000000002,3.3373870000000001,4.3185690000000001,3.4965820000000001]
[3833,null,null,null,3.4415,3.0790000000000002,2.9802,2.9422999999999999,2.7928999999999999,2.9578000000000002,1.637,null,null,19.8307,7,"Medium-High",3.3063609999999999,2.9736669999999998,3.1492979999999999,3.441503,3.0789909999999998,2.9802379999999999,2.942348,2.7929080000000002,2.9578069999999999,3.2740369999999999,4.3606670000000003,3.5995010000000001]
[3835,null,null,null,3.4216000000000002,3.1764000000000001,3.1524000000000001,3.1187999999999998,3.1882999999999999,2.9216000000000002,1.6573,null,null,20.636399999999998,7,"Medium-High",3.087968,2.7147570000000001,3.0778840000000001,3.42164,3.1763539999999999,3.1523810000000001,3.1188340000000001,3.188259,2.9215529999999998,3.314581,4.3119610000000002,3.4600909999999998]
[3836,null,null,null,3.3081,3.1339000000000001,3.2955999999999999,3.1863000000000001,3.3466999999999998,2.8494000000000002,1.6307,null,null,20.750699999999998,7,"Medium-High",2.9577490000000002,2.5014289999999999,2.8918180000000002,3.3081459999999998,3.1338849999999998,3.2955800000000002,3.1863060000000001,3.346714,2.8493629999999999,3.2613279999999998,4.1221540000000001,3.319137]
[3837,null,null,null,3.2079,3.1395,3.1932999999999998,3.2139000000000002,3.3357000000000001,2.8620999999999999,1.6071,null,null,20.5595,7,"Medium-High",2.9461560000000002,2.572943,2.891664,3.2079300000000002,3.1395189999999999,3.193257,3.2138650000000002,3.3356940000000002,2.8620779999999999,3.2142780000000002,4.0130509999999999,3.2767879999999998]
[3838,null,null,null,0,3.4325000000000001,3.7984,3.5928,3.9809999999999999,1.6120000000000001,0,null,null,16.416699999999999,5,"Medium",3.2501180000000001,2.7221000000000002,3.122681,3.5161220000000002,3.4325019999999999,3.798397,3.5928140000000002,3.9810089999999998,3.2239629999999999,3.5142289999999998,4.3585079999999996,3.5590850000000001]
[3839,null,null,null,3.4388000000000001,3.1341999999999999,3.0371000000000001,2.9977999999999998,3.0424000000000002,2.9064000000000001,1.641,null,null,20.197700000000001,7,"Medium-High",3.0799460000000001,2.7160660000000001,3.0932970000000002,3.438752,3.134201,3.037102,2.9978210000000001,3.0424349999999998,2.9064480000000001,3.2819180000000001,4.359146,3.4590969999999999]
[3840,null,null,null,3.3931,3.0627,2.8660999999999999,2.8691,2.6838000000000002,3.0222000000000002,1.6273,null,null,19.5243,7,"Medium-High",3.3600089999999998,3.1051090000000001,3.2137099999999998,3.3931300000000002,3.0626549999999999,2.8661270000000001,2.869113,2.6838009999999999,3.0221619999999998,3.2545329999999999,4.462745,3.7335660000000002]
[3841,null,null,null,3.4883000000000002,3.1175999999999999,3.1103999999999998,3.0735000000000001,2.8995000000000002,2.9382000000000001,1.6558999999999999,null,null,20.2834,7,"Medium-High",3.3757429999999999,2.9314979999999999,3.161689,3.4883120000000001,3.1176300000000001,3.110436,3.07348,2.8995280000000001,2.9382320000000002,3.3118699999999999,4.2395300000000002,3.5365350000000002]
[3842,null,null,null,3.4091,3.0449999999999999,2.863,2.8481999999999998,2.6579000000000002,3.0283000000000002,1.6332,null,null,19.4847,7,"Medium-High",3.457605,3.187049,3.2540770000000001,3.4091480000000001,3.044994,2.8629699999999998,2.8481909999999999,2.6579120000000001,3.0283120000000001,3.26641,4.4397450000000003,3.777285]
[3844,null,null,null,3.4237000000000002,3.0518000000000001,2.8986000000000001,2.8746,2.6858,3.0099,1.6345000000000001,null,null,19.578900000000001,7,"Medium-High",3.4281670000000002,3.1399979999999998,3.226788,3.4237099999999998,3.0517669999999999,2.8986429999999999,2.8746350000000001,2.6857510000000002,3.009938,3.2689469999999998,4.4142869999999998,3.7300900000000001]
[3845,null,null,null,0,3.4355000000000002,3.8037999999999998,3.5476000000000001,3.9306000000000001,1.6101000000000001,0,null,null,16.3276,5,"Medium",3.3133409999999999,2.7489170000000001,3.1671900000000002,3.5509499999999998,3.4355120000000001,3.8037740000000002,3.5476260000000002,3.9305590000000001,3.2201089999999999,3.5529389999999998,4.4017720000000002,3.5895290000000002]
[3846,null,null,null,0,3.8250000000000002,4.2523999999999997,3.9674999999999998,4.4531000000000001,1.8352999999999999,0,null,null,18.333300000000001,5,"Medium",3.786683,3.2076920000000002,3.6333679999999999,3.9155690000000001,3.824973,4.2523819999999999,3.9675349999999998,4.4531429999999999,3.6706799999999999,3.8717410000000001,4.8665399999999996,4.0682580000000002]
[3848,null,null,null,3.4758,3.0891000000000002,3.0485000000000002,2.9969999999999999,2.8195000000000001,2.9432999999999998,1.6474,null,null,20.020600000000002,7,"Medium-High",3.3429519999999999,2.9544169999999998,3.1501229999999998,3.4757820000000001,3.0891310000000001,3.048511,2.997036,2.819534,2.9432900000000002,3.2948179999999998,4.3089469999999999,3.566093]
[3849,null,null,null,3.2896999999999998,3.1469999999999998,3.3580000000000001,3.2368999999999999,3.4428000000000001,2.8723999999999998,1.6319999999999999,null,null,20.9788,7,"Medium-High",2.9407920000000001,2.4710909999999999,2.8622800000000002,3.2897189999999998,3.1470359999999999,3.3580380000000001,3.2369289999999999,3.4428359999999998,2.8723879999999999,3.264011,4.0896059999999999,3.292999]
[3851,null,null,null,3.4569000000000001,3.1930000000000001,3.1709999999999998,3.1231,3.1831999999999998,2.94,1.6696,null,null,20.736799999999999,7,"Medium-High",3.1328819999999999,2.7516080000000001,3.1203419999999999,3.4568949999999998,3.1930230000000002,3.1709870000000002,3.123119,3.1832280000000002,2.9399769999999998,3.339289,4.3667179999999997,3.5208520000000001]
[3852,null,null,null,3.4794,3.2023999999999999,3.1934,3.1280999999999999,3.1837,2.9428000000000001,1.6779999999999999,null,null,20.8078,7,"Medium-High",3.1619100000000002,2.766289,3.139618,3.4794420000000001,3.202359,3.1933569999999998,3.1281400000000001,3.1837219999999999,2.942787,3.3560059999999998,4.3929270000000002,3.5533960000000002]
[3853,null,null,null,3.1993,3.1305999999999998,3.2524000000000002,3.2364999999999999,3.4035000000000002,2.8576999999999999,1.5994999999999999,null,null,20.679500000000001,7,"Medium-High",2.873046,2.4738329999999999,2.8232659999999998,3.1992620000000001,3.130585,3.2523719999999998,3.2364860000000002,3.4035259999999998,2.8577309999999998,3.19902,3.9922909999999998,3.2286839999999999]
[3854,null,null,null,3.3336000000000001,3.0463,2.7843,2.8433000000000002,2.5737999999999999,3.0844,1.6180000000000001,null,null,19.2837,7,"Medium-High",3.4338489999999999,3.233441,3.2771490000000001,3.3336489999999999,3.046252,2.7842549999999999,2.8432599999999999,2.5738150000000002,3.0843929999999999,3.2359960000000001,4.5174399999999997,3.848417]
[3855,null,null,null,3.3656000000000001,3.1798000000000002,3.2073999999999998,3.18,3.2783000000000002,2.9125000000000001,1.6492,null,null,20.7728,7,"Medium-High",3.0485859999999998,2.667783,3.022732,3.365599,3.1797870000000001,3.2074150000000001,3.1799710000000001,3.2783060000000002,2.9125049999999999,3.298378,4.2304750000000002,3.4152550000000002]
[3856,null,null,null,3.4319000000000002,3.0886999999999998,2.9699,2.9350000000000001,2.8233000000000001,2.9476,1.6325000000000001,null,null,19.828900000000001,7,"Medium-High",3.2287460000000001,2.91187,3.1191360000000001,3.4319130000000002,3.0886589999999998,2.9699420000000001,2.9350179999999999,2.8233069999999998,2.9476249999999999,3.2650739999999998,4.3830099999999996,3.5698189999999999]
[3857,null,null,null,3.4279000000000002,3.0928,2.9613999999999998,2.9291,2.8302999999999998,2.9468999999999999,1.6306,null,null,19.818999999999999,7,"Medium-High",3.1989510000000001,2.8919920000000001,3.109756,3.4278580000000001,3.0927899999999999,2.9614400000000001,2.929055,2.8302580000000002,2.946879,3.261136,4.3992979999999999,3.5639590000000001]
[3858,null,null,null,3.4912999999999998,3.0796999999999999,3.0318999999999998,2.9762,2.7791000000000001,2.9596,1.65,null,null,19.9678,7,"Medium-High",3.4205619999999999,3.0273560000000002,3.1906880000000002,3.4912800000000002,3.0796860000000001,3.0319069999999999,2.9761709999999999,2.779115,2.9596369999999999,3.2999109999999998,4.3175470000000002,3.6154820000000001]
[3860,null,null,null,3.3451,3.2231000000000001,3.5169000000000001,3.3389000000000002,3.6316000000000002,2.9701,1.6719999999999999,null,null,21.697700000000001,7,"Medium-High",3.0223339999999999,2.5142449999999998,2.9132340000000001,3.345129,3.2231070000000002,3.5169060000000001,3.3388529999999998,3.6315659999999998,2.9700540000000002,3.3440590000000001,4.1472740000000003,3.3445209999999999]
[3862,null,null,null,3.3990999999999998,3.0503,2.8571,2.8523999999999998,2.6604000000000001,3.0304000000000002,1.6304000000000001,null,null,19.4801,7,"Medium-High",3.4265729999999999,3.1660539999999999,3.2441659999999999,3.3991180000000001,3.0503459999999998,2.857138,2.8523589999999999,2.6603509999999999,3.0304389999999999,3.2608769999999998,4.453392,3.7702810000000002]
[3864,null,null,null,3.3313000000000001,3.1595,3.2694000000000001,3.198,3.3344999999999998,2.8805000000000001,1.6376999999999999,null,null,20.8109,7,"Medium-High",2.9901019999999998,2.568219,2.9431340000000001,3.3313030000000001,3.1595420000000001,3.2694030000000001,3.1979769999999998,3.3345340000000001,2.8804789999999998,3.2753320000000001,4.1671339999999999,3.3609119999999999]
[3865,null,null,null,3.5185,3.0928,3.0764999999999998,3.0150999999999999,2.8058000000000001,2.9525999999999999,1.6566000000000001,null,null,20.117899999999999,7,"Medium-High",3.4415200000000001,3.008305,3.1946859999999999,3.5185070000000001,3.092813,3.076498,3.0150700000000001,2.8057530000000002,2.952569,3.3132000000000001,4.2887680000000001,3.593852]
[3867,null,null,null,3.4228999999999998,3.1541999999999999,3.0966999999999998,3.0630000000000002,3.12,2.9104000000000001,1.6480999999999999,null,null,20.415299999999998,7,"Medium-High",3.0818829999999999,2.7131599999999998,3.0796579999999998,3.4229470000000002,3.1541890000000001,3.0967479999999998,3.0629710000000001,3.119955,2.9104359999999998,3.2961079999999998,4.3223770000000004,3.4524819999999998]
[3868,null,null,null,3.4632000000000001,3.1503999999999999,3.0541999999999998,3.0087000000000002,3.0449999999999999,2.9247999999999998,1.6515,null,null,20.297799999999999,7,"Medium-High",3.1194160000000002,2.7518289999999999,3.1305320000000001,3.4631609999999999,3.1503969999999999,3.0542289999999999,3.0086840000000001,3.044953,2.924804,3.3030759999999999,4.4002860000000004,3.5124629999999999]
[3869,null,null,null,3.4441000000000002,3.1114000000000002,2.9350000000000001,2.9140000000000001,2.847,2.9697,1.6400999999999999,null,null,19.8613,7,"Medium-High",3.224113,2.9074490000000002,3.1926389999999998,3.4441290000000002,3.1113529999999998,2.9350309999999999,2.9140039999999998,2.8469509999999998,2.9696980000000002,3.2801520000000002,4.467428,3.6316809999999999]
[3870,null,null,null,3.3601000000000001,3.0434000000000001,2.8037000000000001,2.8349000000000002,2.5998000000000001,3.0672999999999999,1.6238999999999999,null,null,19.333100000000002,7,"Medium-High",3.4537840000000002,3.230394,3.2773680000000001,3.360131,3.0433789999999998,2.8037079999999999,2.8348499999999999,2.5998079999999999,3.067304,3.2478729999999998,4.4947290000000004,3.8357540000000001]
[3872,null,null,null,3.4411,3.2042000000000002,3.2444999999999999,3.1753999999999998,3.2629000000000001,2.9327000000000001,1.6718999999999999,null,null,20.932700000000001,7,"Medium-High",3.120587,2.7142650000000001,3.0877750000000002,3.4410660000000002,3.2042299999999999,3.2445439999999999,3.175443,3.2628539999999999,2.9327230000000002,3.3438370000000002,4.328722,3.5031850000000002]
[3873,null,null,null,3.4548000000000001,3.1177000000000001,3.1078999999999999,3.0762,2.9352,2.9226000000000001,1.65,null,null,20.264399999999998,7,"Medium-High",3.3059379999999998,2.8809499999999999,3.1243449999999999,3.4548320000000001,3.1176810000000001,3.107891,3.0762010000000002,2.9351539999999998,2.922647,3.2999719999999999,4.2270960000000004,3.500324]
[3874,null,null,null,3.4287999999999998,3.0392999999999999,2.8774000000000002,2.8468,2.6690999999999998,3.0156000000000001,1.637,null,null,19.513999999999999,7,"Medium-High",3.4921989999999998,3.1957019999999998,3.2597619999999998,3.428798,3.0393370000000002,2.877418,2.846762,2.669073,3.015619,3.273997,4.4090299999999996,3.767935]
[3875,null,null,null,3.2835999999999999,3.1779999999999999,3.3988,3.3018000000000001,3.5286,2.9173,1.6349,null,null,21.242999999999999,7,"Medium-High",2.9412449999999999,2.4861689999999999,2.86477,3.2835619999999999,3.1780439999999999,3.3988299999999998,3.3017829999999999,3.5285609999999998,2.9172790000000002,3.2698649999999998,4.082948,3.296494]
[3878,null,null,null,3.4533,3.1196999999999999,2.9704999999999999,2.9342999999999999,2.9336000000000002,2.9321000000000002,1.6387,null,null,19.982199999999999,7,"Medium-High",3.1402600000000001,2.7934730000000001,3.1488130000000001,3.4533160000000001,3.119729,2.9704660000000001,2.9343249999999999,2.9336329999999999,2.9321350000000002,3.2773599999999998,4.4276970000000002,3.5396779999999999]
[3882,null,null,null,3.3858999999999999,3.1533000000000002,3.2423000000000002,3.1433,3.2408999999999999,2.8645,1.6494,null,null,20.679600000000001,7,"Medium-High",3.0474130000000001,2.6075780000000002,2.996686,3.3858630000000001,3.1532529999999999,3.2422710000000001,3.1432989999999998,3.2408999999999999,2.864538,3.298854,4.2384040000000001,3.4234589999999998]
[3883,null,null,null,3.32,3.2804000000000002,3.5202,3.4586999999999999,3.7223999999999999,3.0476999999999999,1.6595,null,null,22.008900000000001,7,"Medium-High",3.018205,2.5785520000000002,2.9371999999999998,3.3199580000000002,3.2804120000000001,3.520181,3.4587430000000001,3.7224240000000002,3.0476939999999999,3.3189630000000001,4.1225379999999996,3.3735200000000001]
[3884,null,null,null,3.3767,3.1577000000000002,3.1379000000000001,3.1208,3.1858,2.8974000000000002,1.645,null,null,20.5213,7,"Medium-High",3.0647639999999998,2.6955390000000001,3.0369739999999998,3.3767170000000002,3.1576610000000001,3.137893,3.1208450000000001,3.1858040000000001,2.8973499999999999,3.2900649999999998,4.2364860000000002,3.4056000000000002]
[3885,null,null,null,3.4201000000000001,3.0731999999999999,2.9144999999999999,2.8944000000000001,2.7391000000000001,2.9902000000000002,1.6308,null,null,19.662299999999998,7,"Medium-High",3.311833,3.0293570000000001,3.1741709999999999,3.4201160000000002,3.0732029999999999,2.9144549999999998,2.8943680000000001,2.7391450000000002,2.9901529999999998,3.2615859999999999,4.4308940000000003,3.665041]
[3886,null,null,null,3.3412000000000002,3.2841999999999998,3.5388000000000002,3.4582999999999999,3.7303999999999999,3.0508000000000002,1.6677,null,null,22.071400000000001,7,"Medium-High",3.0321229999999999,2.5825300000000002,2.948915,3.3412220000000001,3.2841819999999999,3.5388459999999999,3.4583219999999999,3.7304119999999998,3.0507810000000002,3.335331,4.1493279999999997,3.387127]
[3887,null,null,null,3.4325000000000001,3.2008000000000001,3.2155999999999998,3.1673,3.2511000000000001,2.9379,1.6680999999999999,null,null,20.8733,7,"Medium-High",3.1092059999999999,2.721473,3.0886200000000001,3.4325049999999999,3.200787,3.215624,3.167341,3.2510949999999998,2.937945,3.3362639999999999,4.3236910000000002,3.4898020000000001]
[3890,null,null,null,3.2982,3.1934,3.3999000000000001,3.3134000000000001,3.5325000000000002,2.9331999999999998,1.6404000000000001,null,null,21.311,7,"Medium-High",2.9618639999999998,2.5164559999999998,2.8898990000000002,3.2981699999999998,3.1933739999999999,3.3998599999999999,3.3133870000000001,3.5325129999999998,2.9332090000000002,3.2807710000000001,4.1040729999999996,3.3199519999999998]
[3894,null,null,null,3.3195000000000001,3.1648999999999998,3.2480000000000002,3.2038000000000002,3.3338999999999999,2.8891,1.6355999999999999,null,null,20.794799999999999,7,"Medium-High",2.9888119999999998,2.5873870000000001,2.9512839999999998,3.3195459999999999,3.164863,3.2479789999999999,3.2038169999999999,3.333907,2.8890760000000002,3.271115,4.1596419999999998,3.35758]
[3901,null,null,null,3.4794999999999998,3.1415999999999999,2.9954999999999998,2.9565999999999999,2.9235000000000002,2.9605999999999999,1.6556999999999999,null,null,20.113,7,"Medium-High",3.219846,2.8742670000000001,3.202671,3.4795449999999999,3.141556,2.9955099999999999,2.956623,2.9235449999999998,2.9606379999999999,3.3114710000000001,4.475231,3.6293030000000002]
[3902,null,null,null,3.5337999999999998,3.1311,2.9062000000000001,2.8498999999999999,2.7105000000000001,3.0251999999999999,1.6797,null,null,19.836400000000001,7,"Medium-High",3.512597,3.1694110000000002,3.3801299999999999,3.5337640000000001,3.1311,2.9062299999999999,2.8498809999999999,2.710464,3.0252279999999998,3.3593419999999998,4.6152759999999997,3.9284469999999998]
[3903,null,null,null,3.3936999999999999,3.0807000000000002,2.8584000000000001,2.8773,2.6934,3.0352000000000001,1.6316999999999999,null,null,19.570399999999999,7,"Medium-High",3.350743,3.0974599999999999,3.2457180000000001,3.3937439999999999,3.0806740000000001,2.8584139999999998,2.8772500000000001,2.6933750000000001,3.035174,3.2633649999999998,4.5057749999999999,3.7643300000000002]
[3904,null,null,null,3.3376999999999999,3.0486,2.7888999999999999,2.8454000000000002,2.5809000000000002,3.0815999999999999,1.619,null,null,19.302099999999999,7,"Medium-High",3.4294250000000002,3.2257690000000001,3.2757390000000002,3.3376839999999999,3.0485519999999999,2.7889119999999998,2.845377,2.580902,3.081582,3.2379829999999998,4.5172610000000004,3.8440639999999999]
[3905,null,null,null,3.3336000000000001,3.0463,2.7843,2.8433000000000002,2.5737999999999999,3.0844,1.6180000000000001,null,null,19.2837,7,"Medium-High",3.4338489999999999,3.233441,3.2771490000000001,3.3336489999999999,3.046252,2.7842549999999999,2.8432599999999999,2.5738150000000002,3.0843929999999999,3.2359960000000001,4.5174399999999997,3.848417]
[3906,null,null,null,3.5228000000000002,3.1648999999999998,3.0141,2.9653999999999998,2.8913000000000002,2.9887999999999999,1.6763999999999999,null,null,20.223700000000001,7,"Medium-High",3.3214350000000001,2.9715470000000002,3.2727940000000002,3.5227840000000001,3.1649020000000001,3.014113,2.9654340000000001,2.8913310000000001,2.9888370000000002,3.3528419999999999,4.5424540000000002,3.7417370000000001]
[3907,null,null,null,3.5407999999999999,3.1334,2.9095,2.8487,2.7098,3.0232000000000001,1.6819999999999999,null,null,19.8474,7,"Medium-High",3.5210539999999999,3.1721349999999999,3.3853070000000001,3.5408469999999999,3.1333769999999999,2.9094530000000001,2.8487,2.7098399999999998,3.023161,3.36395,4.6197100000000004,3.9361510000000002]
[3908,null,null,null,3.4664000000000001,3.121,2.9184999999999999,2.9009,2.7751000000000001,3.0112999999999999,1.6548,null,null,19.847999999999999,7,"Medium-High",3.3455900000000001,3.040419,3.2753730000000001,3.4664039999999998,3.120978,2.9185219999999998,2.9009429999999998,2.7751440000000001,3.011266,3.3095129999999999,4.5373700000000001,3.767188]
[3909,null,null,null,3.4489000000000001,3.1040999999999999,2.8769999999999998,2.8712,2.6989000000000001,3.0381,1.6520999999999999,null,null,19.690300000000001,7,"Medium-High",3.4195959999999999,3.134709,3.3088600000000001,3.4489010000000002,3.1041120000000002,2.8770449999999999,2.871245,2.6989290000000001,3.0380980000000002,3.3041670000000001,4.5573509999999997,3.8396629999999998]
[4001,null,null,null,3.5084,3.2046000000000001,3.1848000000000001,3.1080000000000001,3.1444000000000001,2.9445999999999999,1.6852,null,null,20.78,7,"Medium-High",3.1991849999999999,2.7960280000000002,3.1713239999999998,3.5084420000000001,3.2046160000000001,3.1847949999999998,3.1079629999999998,3.144393,2.9445779999999999,3.3704139999999998,4.4334300000000004,3.5961129999999999]
[4002,null,null,null,3.6206999999999998,3.2035999999999998,3.0880999999999998,2.9786000000000001,2.8955000000000002,2.9546999999999999,1.7102999999999999,null,null,20.451499999999999,7,"Medium-High",3.426193,2.991476,3.333329,3.620676,3.2035659999999999,3.0880939999999999,2.9786260000000002,2.8954879999999998,2.9547370000000002,3.4206370000000001,4.5992009999999999,3.8387479999999998]
[4003,null,null,null,3.8460999999999999,3.2940999999999998,3.0798000000000001,2.7094999999999998,2.9333999999999998,2.8491,1.7734000000000001,null,null,20.485399999999998,7,"Medium-High",4.0177240000000003,3.32483,3.8324240000000001,3.8461210000000001,3.2941419999999999,3.0798019999999999,2.70947,2.9334060000000002,2.8490669999999998,3.5467590000000002,4.6672960000000003,4.3013479999999999]
[4005,null,null,null,3.6998000000000002,3.2033999999999998,3.0385,2.8828,2.7589999999999999,2.9338000000000002,1.7292000000000001,null,null,20.246500000000001,7,"Medium-High",3.5992389999999999,3.0918860000000001,3.4304220000000001,3.699846,3.2034470000000002,3.0384579999999999,2.8828339999999999,2.7590170000000001,2.9337740000000001,3.4583170000000001,4.6723730000000003,3.993309]
[4006,null,null,null,3.7164000000000001,3.1945999999999999,2.9821,2.8149000000000002,2.6956000000000002,2.9516,1.7325999999999999,null,null,20.087800000000001,7,"Medium-High",3.6964899999999998,3.1763729999999999,3.4914480000000001,3.7164440000000001,3.1946099999999999,2.9821369999999998,2.8148659999999999,2.6956020000000001,2.9516249999999999,3.4651879999999999,4.7052360000000002,4.0788580000000003]
[4008,null,null,null,3.8201000000000001,3.3125,3.1692,2.8511000000000002,3.0284,2.8761999999999999,1.7737000000000001,null,null,20.831199999999999,7,"Medium-High",3.842883,3.1616759999999999,3.6882679999999999,3.820122,3.3125309999999999,3.169187,2.8510909999999998,3.0284279999999999,2.87616,3.5473309999999998,4.5961920000000003,4.0790740000000003]
[4009,null,null,null,3.5371000000000001,3.2126999999999999,3.3957999999999999,3.1646000000000001,3.2423999999999999,2.8948,1.7148000000000001,null,null,21.162199999999999,7,"Medium-High",3.300484,2.730143,3.193117,3.537115,3.212682,3.395797,3.1645729999999999,3.242429,2.8948360000000002,3.4295490000000002,4.3650729999999998,3.6238429999999999]
[4010,null,null,null,3.4058000000000002,3.1572,3.3331,3.1597,3.2867000000000002,2.8555000000000001,1.6667000000000001,null,null,20.864699999999999,7,"Medium-High",3.092549,2.5849510000000002,3.0040640000000001,3.4057559999999998,3.1572429999999998,3.3330600000000001,3.1597189999999999,3.2866819999999999,2.8555250000000001,3.3333759999999999,4.2296519999999997,3.441176]
[4011,null,null,null,3.8355000000000001,3.3029999999999999,3.1448,2.7881,2.9986000000000002,2.8256000000000001,1.7689999999999999,null,null,20.6646,7,"Medium-High",3.9514819999999999,3.2783440000000001,3.827569,3.8354629999999998,3.3030460000000001,3.1448130000000001,2.7880720000000001,2.9985689999999998,2.8255810000000001,3.5380760000000002,4.6207469999999997,4.2292829999999997]
[4013,null,null,null,3.8645,3.2928000000000002,3.1284999999999998,2.7936000000000001,2.8881000000000001,2.8296000000000001,1.7763,null,null,20.573399999999999,7,"Medium-High",3.9596279999999999,3.2816450000000001,3.7870680000000001,3.8645350000000001,3.2928160000000002,3.1285090000000002,2.7936320000000001,2.888096,2.8296199999999998,3.5526849999999999,4.6929970000000001,4.2654290000000001]
[4015,null,null,null,3.738,3.2686000000000002,3.3462000000000001,3.1114999999999999,3.0326,2.8938999999999999,1.7628999999999999,null,null,21.153700000000001,7,"Medium-High",3.5934020000000002,2.985995,3.469652,3.7380279999999999,3.2686160000000002,3.3461660000000002,3.111526,3.0326240000000002,2.893853,3.5258660000000002,4.5961069999999999,3.933548]
[4016,null,null,null,3.3855,3.1886000000000001,3.4863,3.2225000000000001,3.4649999999999999,2.9175,1.6886000000000001,null,null,21.353999999999999,7,"Medium-High",3.1216750000000002,2.5421680000000002,2.9871110000000001,3.3855119999999999,3.18859,3.4862959999999998,3.2224900000000001,3.464979,2.9175049999999998,3.3772099999999998,4.1785030000000001,3.4029349999999998]
[4017,null,null,null,3.8660999999999999,3.2841,3.1031,2.7698,2.8445999999999998,2.8285999999999998,1.7746999999999999,null,null,20.471,7,"Medium-High",3.9556429999999998,3.2751100000000002,3.756494,3.86612,3.2841049999999998,3.1030690000000001,2.7698179999999999,2.844579,2.8285559999999998,3.5493350000000001,4.7086030000000001,4.2700779999999998]
[4019,null,null,null,3.8651,3.2835999999999999,3.1011000000000002,2.7667999999999999,2.8464,2.8279000000000001,1.7742,null,null,20.4651,7,"Medium-High",3.9574790000000002,3.2765900000000001,3.7596759999999998,3.8651019999999998,3.2836059999999998,3.1010779999999998,2.7667709999999999,2.846409,2.8278970000000001,3.5483380000000002,4.7063769999999998,4.2708259999999996]
[4020,null,null,null,3.5434999999999999,3.2023999999999999,3.2589000000000001,3.1082000000000001,3.1284000000000001,2.8919000000000001,1.698,null,null,20.831299999999999,7,"Medium-High",3.2594150000000002,2.7726760000000001,3.1796090000000001,3.543463,3.2023890000000002,3.2588620000000001,3.1081880000000002,3.1283919999999998,2.891915,3.3960210000000002,4.4257210000000002,3.6381640000000002]
[4021,null,null,null,3.8938000000000001,3.3029000000000002,3.2059000000000002,2.9258000000000002,2.8056000000000001,2.8578999999999999,1.7922,null,null,20.784099999999999,7,"Medium-High",3.8670490000000002,3.206223,3.644018,3.89378,3.3028940000000002,3.2058550000000001,2.9258359999999999,2.8056230000000002,2.8578939999999999,3.5843479999999999,4.7777370000000001,4.2184119999999998]
[4022,null,null,null,3.5057,3.1997,3.3635999999999999,3.1598000000000002,3.2442000000000002,2.8856999999999999,1.7015,null,null,21.060199999999998,7,"Medium-High",3.2382339999999998,2.6981459999999999,3.139351,3.5057170000000002,3.199722,3.3635809999999999,3.1598090000000001,3.244243,2.885656,3.4030740000000002,4.3422210000000003,3.5779030000000001]
[4024,null,null,null,3.6432000000000002,3.2317999999999998,3.2755999999999998,3.0869,3.0478000000000001,2.8914,1.7290000000000001,null,null,20.9057,7,"Medium-High",3.418123,2.8796360000000001,3.3064480000000001,3.6431589999999998,3.2317979999999999,3.2755800000000002,3.0869059999999999,3.0477750000000001,2.8913929999999999,3.4580099999999998,4.5266900000000003,3.7883450000000001]
[4027,null,null,null,3.5002,3.1808999999999998,3.1032000000000002,3.0464000000000002,3.0646,2.9476,1.6725000000000001,null,null,20.5154,7,"Medium-High",3.1890719999999999,2.8120449999999999,3.1795149999999999,3.5001500000000001,3.180939,3.103183,3.0464069999999999,3.064648,2.947581,3.3450329999999999,4.4467949999999998,3.5918610000000002]
[4029,null,null,null,3.6442999999999999,3.2372999999999998,3.3108,3.1086,3.0807000000000002,2.8915000000000002,1.7335,null,null,21.006699999999999,7,"Medium-High",3.426593,2.872436,3.3145060000000002,3.6442779999999999,3.2373440000000002,3.310765,3.108619,3.0806550000000001,2.8915160000000002,3.4669789999999998,4.5148169999999999,3.7860490000000002]
[4030,null,null,null,3.6347,3.2223999999999999,3.1562999999999999,3.0295000000000001,2.9655999999999998,2.9388000000000001,1.7189000000000001,null,null,20.6662,7,"Medium-High",3.4064839999999998,2.9454189999999998,3.3166720000000001,3.6346500000000002,3.2223540000000002,3.156269,3.0295160000000001,2.965551,2.9387639999999999,3.437827,4.5834460000000004,3.8140879999999999]
[4032,null,null,null,3.8723000000000001,3.3029000000000002,3.1749000000000001,2.8536000000000001,2.9085999999999999,2.8323,1.7817000000000001,null,null,20.726299999999998,7,"Medium-High",3.9435199999999999,3.2718699999999998,3.7911570000000001,3.8723489999999998,3.3029440000000001,3.1749420000000002,2.8536429999999999,2.9085640000000001,2.8323390000000002,3.5633810000000001,4.6976300000000002,4.2511369999999999]
[4037,null,null,null,3.3256999999999999,3.1316999999999999,3.3799000000000001,3.1739000000000002,3.3759999999999999,2.8454999999999999,1.6501999999999999,null,null,20.882899999999999,7,"Medium-High",3.0109720000000002,2.480432,2.9031210000000001,3.325691,3.1317349999999999,3.3799199999999998,3.1738729999999999,3.3759939999999999,2.8455409999999999,3.3003619999999998,4.1162369999999999,3.3330890000000002]
[4038,null,null,null,3.7988,3.2622,3.1724999999999999,2.9590000000000001,2.8113000000000001,2.8906999999999998,1.7638,null,null,20.658300000000001,7,"Medium-High",3.6734710000000002,3.078973,3.4762040000000001,3.79881,3.2622209999999998,3.172469,2.9590200000000002,2.8112750000000002,2.8906520000000002,3.5275609999999999,4.7182599999999999,4.0520230000000002]
[4039,null,null,null,3.8731,3.3121999999999998,3.2898999999999998,3.0346000000000002,2.8992,2.8831000000000002,1.7944,null,null,21.086500000000001,7,"Medium-High",3.8162669999999999,3.1718479999999998,3.6489729999999998,3.8731059999999999,3.3121740000000002,3.2899419999999999,3.034583,2.8991509999999998,2.883124,3.5888110000000002,4.749682,4.1604330000000003]
[4040,null,null,null,3.6032000000000002,3.2441,3.4363000000000001,3.1798999999999999,3.2345999999999999,2.9222999999999999,1.7396,null,null,21.36,7,"Medium-High",3.4134440000000001,2.8104100000000001,3.3003390000000001,3.6031909999999998,3.2441369999999998,3.4363359999999998,3.1798579999999999,3.2346400000000002,2.9223119999999998,3.4791590000000001,4.4287409999999996,3.7205460000000001]
[4041,null,null,null,3.5211000000000001,3.2048000000000001,3.3174000000000001,3.1469999999999998,3.2050999999999998,2.8923000000000001,1.6996,null,null,20.987300000000001,7,"Medium-High",3.2379639999999998,2.7303769999999998,3.1518510000000002,3.5211420000000002,3.2047819999999998,3.3173620000000001,3.146976,3.2050519999999998,2.8923290000000001,3.3991280000000001,4.3815559999999998,3.599631]
[4042,null,null,null,3.6726999999999999,3.2202000000000002,3.1459999999999999,2.9927000000000001,2.8961000000000001,2.9117999999999999,1.7269000000000001,null,null,20.566400000000002,7,"Medium-High",3.4744030000000001,2.9723130000000002,3.3515410000000001,3.6727129999999999,3.220164,3.1460409999999999,2.9926599999999999,2.896115,2.911842,3.453856,4.6095969999999999,3.8734120000000001]
[4043,null,null,null,3.6238000000000001,3.1772,2.9984999999999999,2.8868,2.7696000000000001,2.9596,1.7054,null,null,20.120899999999999,7,"Medium-High",3.510329,3.075742,3.3807200000000002,3.6237940000000002,3.1772279999999999,2.998507,2.8868010000000002,2.7696459999999998,2.959606,3.4107020000000001,4.6325750000000001,3.9197890000000002]
[4046,null,null,null,3.6848000000000001,3.1905000000000001,2.9975999999999998,2.8494000000000002,2.7286000000000001,2.9493999999999998,1.7234,null,null,20.123699999999999,7,"Medium-High",3.6199089999999998,3.1281750000000001,3.4448840000000001,3.684768,3.1905480000000002,2.9975770000000002,2.8494280000000001,2.7286250000000001,2.94937,3.4467789999999998,4.6764710000000003,4.013115]
[4047,null,null,null,3.4638,3.1783999999999999,3.2507999999999999,3.1271,3.1907000000000001,2.8828999999999998,1.6738,null,null,20.767499999999998,7,"Medium-High",3.146773,2.688158,3.0863589999999999,3.463803,3.178375,3.250813,3.1271179999999998,3.190693,2.8829359999999999,3.3476270000000001,4.3355309999999996,3.5256699999999999]
[4048,null,null,null,3.5922999999999998,3.2153999999999998,3.2181999999999999,3.0767000000000002,3.0558000000000001,2.9110999999999998,1.7095,null,null,20.779,7,"Medium-High",3.3304840000000002,2.853351,3.247382,3.5922890000000001,3.2154410000000002,3.2182119999999999,3.0767000000000002,3.055796,2.911108,3.4190580000000002,4.5029579999999996,3.722334]
[4049,null,null,null,3.6294,3.2229999999999999,3.2374999999999998,3.0682,3.0263,2.8946000000000001,1.7208000000000001,null,null,20.799800000000001,7,"Medium-High",3.389637,2.8758249999999999,3.2843140000000002,3.6293790000000001,3.2229800000000002,3.2374909999999999,3.068225,3.026303,2.8946000000000001,3.4415070000000001,4.5273820000000002,3.7721269999999998]
[4050,null,null,null,3.8651,3.2835999999999999,3.1011000000000002,2.7667999999999999,2.8464,2.8279000000000001,1.7742,null,null,20.4651,7,"Medium-High",3.9574790000000002,3.2765900000000001,3.7596759999999998,3.8651019999999998,3.2836059999999998,3.1010779999999998,2.7667709999999999,2.846409,2.8278970000000001,3.5483380000000002,4.7063769999999998,4.2708259999999996]
[4051,null,null,null,0,3.2562000000000002,3.5836999999999999,3.3089,3.6011000000000002,1.5016,0,null,null,15.2515,5,"Medium",3.177168,2.5921720000000001,3.032743,3.4276460000000002,3.25624,3.5836739999999998,3.3088630000000001,3.6010909999999998,3.0032009999999998,3.4304070000000002,4.2347169999999998,3.4474619999999998]
[4055,null,null,null,3.6524000000000001,3.2401,3.3458999999999999,3.1219000000000001,3.0966999999999998,2.8891,1.7393000000000001,null,null,21.0854,7,"Medium-High",3.456283,2.8758900000000001,3.3425400000000001,3.6524049999999999,3.2400769999999999,3.3458709999999998,3.1219480000000002,3.0966550000000002,2.8891490000000002,3.4786790000000001,4.505331,3.7992110000000001]
[4061,null,null,null,3.6172,3.2222,3.1892,3.0564,3.0133000000000001,2.9285999999999999,1.7158,null,null,20.742699999999999,7,"Medium-High",3.3714879999999998,2.9043559999999999,3.2870119999999998,3.6172399999999998,3.2221609999999998,3.1891949999999998,3.0563769999999999,3.0133030000000001,2.928588,3.4315519999999999,4.5491539999999997,3.772532]
[4062,null,null,null,3.8416999999999999,3.2923,3.2425999999999999,3.0030999999999999,2.8567999999999998,2.8881000000000001,1.7818000000000001,null,null,20.906400000000001,7,"Medium-High",3.7395890000000001,3.1156630000000001,3.5444179999999998,3.8416739999999998,3.2922950000000002,3.2425700000000002,3.003104,2.8568169999999999,2.8880690000000002,3.5635599999999998,4.7417850000000001,4.1044879999999999]
[4064,null,null,null,3.8001,3.2421000000000002,3.0798000000000001,2.8799000000000001,2.7239,2.9075000000000002,1.7591000000000001,null,null,20.392399999999999,7,"Medium-High",3.7072579999999999,3.118001,3.4912450000000002,3.8001260000000001,3.2421060000000002,3.0798260000000002,2.8798729999999999,2.7239429999999998,2.907467,3.518259,4.739668,4.0860779999999997]
[4066,null,null,null,3.8452000000000002,3.294,3.0895999999999999,2.7233999999999998,2.9356,2.8424999999999998,1.7722,null,null,20.502500000000001,7,"Medium-High",4.0022260000000003,3.3136510000000001,3.8251539999999999,3.845237,3.2939799999999999,3.0895519999999999,2.7234020000000001,2.9356409999999999,2.8424710000000002,3.5444010000000001,4.6622380000000003,4.2877919999999996]
[4068,null,null,null,3.4113000000000002,3.1606999999999998,3.2938999999999998,3.1522000000000001,3.26,2.8631000000000002,1.6627000000000001,null,null,20.803899999999999,7,"Medium-High",3.0853609999999998,2.607189,3.0134300000000001,3.4113150000000001,3.1607270000000001,3.2938990000000001,3.1521509999999999,3.2600150000000001,2.8631060000000002,3.3254440000000001,4.2530260000000002,3.4494859999999998]
[4069,null,null,null,3.8839999999999999,3.3083,3.2307999999999999,2.9403999999999999,2.8925000000000001,2.8420000000000001,1.7891999999999999,null,null,20.8872,7,"Medium-High",3.9106800000000002,3.2447050000000002,3.7607050000000002,3.8840189999999999,3.3083369999999999,3.2307510000000002,2.940426,2.8924810000000001,2.8419509999999999,3.5783710000000002,4.7251139999999996,4.2299319999999998]
[4071,null,null,null,3.8075999999999999,3.2961,3.3338999999999999,3.0960000000000001,2.9803000000000002,2.9018000000000002,1.7816000000000001,null,null,21.197299999999998,7,"Medium-High",3.6946150000000002,3.07544,3.5545499999999999,3.8076050000000001,3.2960950000000002,3.333942,3.0959880000000002,2.980337,2.9017789999999999,3.5632069999999998,4.6804839999999999,4.0404530000000003]
[4072,null,null,null,3.7467000000000001,3.2221000000000002,3.0615999999999999,2.8847,2.7465000000000002,2.92,1.7433000000000001,null,null,20.3249,7,"Medium-High",3.646852,3.1004330000000002,3.457004,3.7467410000000001,3.2220629999999999,3.0616449999999999,2.8846750000000001,2.7465419999999998,2.920048,3.4866839999999999,4.7020809999999997,4.0338909999999997]
[4073,null,null,null,3.5741000000000001,3.1905000000000001,3.0575999999999999,2.9817,2.9106000000000001,2.9811000000000001,1.6955,null,null,20.391100000000002,7,"Medium-High",3.3699020000000002,2.9854780000000001,3.306441,3.574144,3.190461,3.057588,2.9817179999999999,2.9105660000000002,2.981106,3.3909889999999998,4.5761099999999999,3.7894969999999999]
[4074,null,null,null,3.8258000000000001,3.254,3.0878999999999999,2.8679000000000001,2.7282000000000002,2.9037999999999999,1.7676000000000001,null,null,20.435199999999998,7,"Medium-High",3.7577829999999999,3.1457120000000001,3.5293480000000002,3.8257620000000001,3.2539579999999999,3.0878580000000002,2.8678940000000002,2.7281740000000001,2.9038390000000001,3.5352239999999999,4.7545380000000002,4.1269479999999996]
[4076,null,null,null,3.5579000000000001,3.2136,3.1764999999999999,3.0819000000000001,3.0792000000000002,2.9496000000000002,1.6993,null,null,20.757999999999999,7,"Medium-High",3.2798120000000002,2.8604829999999999,3.2313480000000001,3.557852,3.2135829999999999,3.176501,3.0819000000000001,3.0791620000000002,2.9496039999999999,3.3986149999999999,4.4983190000000004,3.6838829999999998]
[4079,null,null,null,3.8370000000000002,3.2957999999999998,3.0969000000000002,2.7275,2.9615999999999998,2.8376999999999999,1.7693000000000001,null,null,20.5258,7,"Medium-High",3.990523,3.3048540000000002,3.8277649999999999,3.8369780000000002,3.2957999999999998,3.0968779999999998,2.727535,2.961627,2.837685,3.5386929999999999,4.6413460000000004,4.2701599999999997]
[4083,null,null,null,3.5586000000000002,3.2023000000000001,3.1187,3.0402,3.0146000000000002,2.9653,1.6944999999999999,null,null,20.594200000000001,7,"Medium-High",3.29697,2.9022809999999999,3.2551679999999998,3.5585610000000001,3.2023480000000002,3.118706,3.0402300000000002,3.014586,2.96529,3.3889149999999999,4.5258659999999997,3.709641]
[4084,null,null,null,3.7277,3.2475000000000001,3.2298,3.0283000000000002,2.9207000000000001,2.8839999999999999,1.7476,null,null,20.785599999999999,7,"Medium-High",3.552759,2.9859439999999999,3.4055800000000001,3.7276500000000001,3.247493,3.2297859999999998,3.028273,2.9206699999999999,2.8839959999999998,3.4952749999999999,4.6279570000000003,3.9292389999999999]
[4085,null,null,null,3.6745999999999999,3.2317,3.2326999999999999,3.0468000000000002,2.9701,2.8852000000000002,1.7327999999999999,null,null,20.773900000000001,7,"Medium-High",3.4652400000000001,2.9245570000000001,3.3400620000000001,3.674566,3.2317140000000002,3.2327110000000001,3.04684,2.9701170000000001,2.8852120000000001,3.4655399999999998,4.572425,3.8449080000000002]
[4086,null,null,null,3.8306,3.3075999999999999,3.1663999999999999,2.8216000000000001,3.0289000000000001,2.8378999999999999,1.7707999999999999,null,null,20.7638,7,"Medium-High",3.91818,3.2485569999999999,3.806835,3.8305790000000002,3.3075760000000001,3.1663619999999999,2.821561,3.0289329999999999,2.8379349999999999,3.5416180000000002,4.6069880000000003,4.1835370000000003]
[4087,null,null,null,3.6070000000000002,3.2212000000000001,3.1617999999999999,3.0508000000000002,3.0076000000000001,2.9517000000000002,1.7123999999999999,null,null,20.712499999999999,7,"Medium-High",3.3621050000000001,2.9246949999999998,3.291423,3.6070449999999998,3.2212320000000001,3.1617829999999998,3.0507870000000001,3.007552,2.9517139999999999,3.4247809999999999,4.5605690000000001,3.7721809999999998]
[4088,null,null,null,3.5072999999999999,3.2439,3.52,3.2378999999999998,3.4182000000000001,2.9641000000000002,1.7286999999999999,null,null,21.620100000000001,7,"Medium-High",3.2975979999999998,2.6902360000000001,3.1651590000000001,3.5072540000000001,3.2439450000000001,3.5199600000000002,3.2379150000000001,3.4182070000000002,2.964108,3.4574210000000001,4.316058,3.5723159999999998]
[4090,null,null,null,3.5613000000000001,3.1533000000000002,2.9573,2.8854000000000002,2.7625999999999999,2.9980000000000002,1.6877,null,null,20.005600000000001,7,"Medium-High",3.475168,3.102833,3.360525,3.5613160000000001,3.1532900000000001,2.9573140000000002,2.8853610000000001,2.7625679999999999,2.998014,3.3753030000000002,4.609343,3.8913980000000001]
[4091,null,null,null,3.5928,3.2256,3.2966000000000002,3.12,3.1271,2.9030999999999998,1.718,null,null,20.9832,7,"Medium-High",3.336767,2.8200609999999999,3.2421790000000001,3.5928300000000002,3.2256369999999999,3.2965719999999998,3.119983,3.1271339999999999,2.9030559999999999,3.4360580000000001,4.4719829999999998,3.7054040000000001]
[4092,null,null,null,3.855,3.2785000000000002,3.1535000000000002,2.9094000000000002,2.7641,2.8841999999999999,1.7788999999999999,null,null,20.6236,7,"Medium-High",3.7830560000000002,3.1518290000000002,3.5490729999999999,3.8549950000000002,3.2784559999999998,3.1534610000000001,2.9094150000000001,2.7641420000000001,2.8841969999999999,3.5577540000000001,4.7691489999999996,4.1516029999999997]
[4093,null,null,null,3.7282999999999999,3.2321,3.1396999999999999,2.9607999999999999,2.8342999999999998,2.9001000000000001,1.7417,null,null,20.536999999999999,7,"Medium-High",3.567796,3.0242309999999999,3.4084340000000002,3.7283029999999999,3.2321049999999998,3.1396739999999999,2.960823,2.8343060000000002,2.9000539999999999,3.4833120000000002,4.6599579999999996,3.9583270000000002]
[4095,null,null,null,3.5013000000000001,3.2014,3.2275999999999998,3.1252,3.17,2.9201999999999999,1.6858,null,null,20.831499999999998,7,"Medium-High",3.1936170000000002,2.7602159999999998,3.1457869999999999,3.5012940000000001,3.2013720000000001,3.2275740000000002,3.1251829999999998,3.1699820000000001,2.9202050000000002,3.371699,4.4030110000000002,3.583046]
[4096,null,null,null,3.8866000000000001,3.2988,3.1715,2.8671000000000002,2.8317000000000001,2.8422000000000001,1.7864,null,null,20.6843,7,"Medium-High",3.9145349999999999,3.243763,3.710407,3.8865910000000001,3.2987639999999998,3.1715330000000002,2.8671359999999999,2.8317019999999999,2.8422209999999999,3.572845,4.7467379999999997,4.2467240000000004]
[4097,null,null,null,3.8925999999999998,3.3058000000000001,3.226,2.9457,2.84,2.85,1.7922,null,null,20.8523,7,"Medium-High",3.8869500000000001,3.2227510000000001,3.6977519999999999,3.892585,3.305806,3.2260249999999999,2.945675,2.8400099999999999,2.8500420000000002,3.5843219999999998,4.7589459999999999,4.2245999999999997]
[4101,null,null,null,3.8891,3.2839,3.1177000000000001,2.8472,2.7319,2.8831000000000002,1.7877000000000001,null,null,20.540600000000001,7,"Medium-High",3.8739750000000002,3.2130139999999998,3.614223,3.8890699999999998,3.2839320000000001,3.1176759999999999,2.8472379999999999,2.7318699999999998,2.883089,3.5754009999999998,4.794473,4.2275309999999999]
[4102,null,null,null,3.8687,3.2774999999999999,3.1238000000000001,2.8696999999999999,2.7408999999999999,2.887,1.7819,null,null,20.549499999999998,7,"Medium-High",3.827677,3.183449,3.5806689999999999,3.8687019999999999,3.277498,3.1238329999999999,2.8697050000000002,2.7408589999999999,2.8870100000000001,3.5637050000000001,4.7806150000000001,4.1882529999999996]
[4103,null,null,null,3.8811,3.2867999999999999,3.1467000000000001,2.8809,2.7521,2.8765999999999998,1.7862,null,null,20.610399999999998,7,"Medium-High",3.8416549999999998,3.190099,3.591386,3.881081,3.2868080000000002,3.1467320000000001,2.8808910000000001,2.7521089999999999,2.8766400000000001,3.5723880000000001,4.7868659999999998,4.2024039999999996]
[4105,null,null,null,3.8915000000000002,3.2986,3.1859000000000002,2.9093,2.7778,2.8637000000000001,1.7907,null,null,20.717500000000001,7,"Medium-High",3.8483179999999999,3.191856,3.6031059999999999,3.8915039999999999,3.2985530000000001,3.1858810000000002,2.9093019999999998,2.777784,2.86368,3.581394,4.788583,4.209587]
[4106,null,null,null,3.8666999999999998,3.2713000000000001,3.0971000000000002,2.8466,2.7248000000000001,2.8959000000000001,1.7805,null,null,20.482900000000001,7,"Medium-High",3.8375789999999999,3.1919650000000002,3.587269,3.8666610000000001,3.2713299999999998,3.0971109999999999,2.8465850000000001,2.7247919999999999,2.8959250000000001,3.5609769999999998,4.7814459999999999,4.1941560000000004]
[4107,null,null,null,3.8803000000000001,3.2709999999999999,3.0693000000000001,2.8108,2.7058,2.9037999999999999,1.784,null,null,20.425000000000001,7,"Medium-High",3.8812530000000001,3.220402,3.6186530000000001,3.8803019999999999,3.2710340000000002,3.0693459999999999,2.8107700000000002,2.705848,2.903756,3.5680480000000001,4.7925620000000002,4.2276559999999996]
[4108,null,null,null,3.8934000000000002,3.286,3.1196000000000002,2.8454000000000002,2.7319,2.8809999999999998,1.7889999999999999,null,null,20.546299999999999,7,"Medium-High",3.8821560000000002,3.2180719999999998,3.6202049999999999,3.8934380000000002,3.2859609999999999,3.1196320000000002,2.8453759999999999,2.7318509999999998,2.8810060000000002,3.5780539999999998,4.7971849999999998,4.2348699999999999]
[4109,null,null,null,3.8851,3.2759999999999998,3.0853999999999999,2.8214000000000001,2.714,2.8963999999999999,1.7858000000000001,null,null,20.464099999999998,7,"Medium-High",3.88279,3.2204069999999998,3.620063,3.8850820000000001,3.2760220000000002,3.085385,2.8213530000000002,2.714038,2.8964110000000001,3.5716039999999998,4.794422,4.2309970000000003]
[4110,null,null,null,3.8954,3.2984,3.1627999999999998,2.8614999999999999,2.7915999999999999,2.8477999999999999,1.7891999999999999,null,null,20.646699999999999,7,"Medium-High",3.9014410000000002,3.2312889999999999,3.6643180000000002,3.895419,3.2983570000000002,3.1628229999999999,2.861548,2.791604,2.8478029999999999,3.5783010000000002,4.7731940000000002,4.2473710000000002]
[4210,null,null,null,3.8641000000000001,3.3127,3.3671000000000002,3.1274000000000002,2.9933000000000001,2.8999000000000001,1.7991999999999999,null,null,21.363700000000001,7,"Medium-High",3.8621080000000001,3.1898770000000001,3.7757740000000002,3.8641239999999999,3.3127239999999998,3.3670719999999998,3.1273520000000001,2.993252,2.8998970000000002,3.5983529999999999,4.6865680000000003,4.1503129999999997]
[4216,null,null,null,0,3.6404999999999998,4.3120000000000003,3.8397000000000001,4.3860999999999999,1.8230999999999999,0,null,null,18.0014,5,"Medium",3.6717499999999998,2.697352,3.224307,3.4028839999999998,3.6405029999999998,4.3119860000000001,3.839661,4.3861100000000004,3.6462300000000001,3.739455,4.2808479999999998,3.561928]
[4217,null,null,null,0,3.4087999999999998,3.8609,3.4805999999999999,3.887,1.6153,0,null,null,16.252600000000001,5,"Medium",3.3974579999999999,2.6952889999999998,3.1741969999999999,3.5041519999999999,3.4088090000000002,3.8609239999999998,3.4805869999999999,3.8869980000000002,3.2305760000000001,3.5877680000000001,4.3296799999999998,3.553976]
[4219,null,null,null,0,3.399,3.7978000000000001,3.4016000000000002,3.6922000000000001,1.6002000000000001,0,null,null,15.8908,5,"Medium",3.5540530000000001,2.8291249999999999,3.3606729999999998,3.6150850000000001,3.3989690000000001,3.7978230000000002,3.4016039999999998,3.692161,3.2004839999999999,3.6300340000000002,4.4248719999999997,3.7211509999999999]
[4220,null,null,null,3.7850999999999999,3.371,3.6093000000000002,3.2766000000000002,3.3666,3.0880000000000001,1.8228,null,null,22.319400000000002,7,"Medium-High",3.727789,3.042065,3.620609,3.7850679999999999,3.371032,3.60934,3.2765819999999999,3.3665630000000002,3.088047,3.6456680000000001,4.5903309999999999,3.973786]
[4221,null,null,null,3.7393999999999998,3.3889999999999998,3.7018,3.2957000000000001,3.5133000000000001,3.169,1.8294999999999999,null,null,22.637699999999999,7,"High",3.6738970000000002,2.9748839999999999,3.5516190000000001,3.7394259999999999,3.389049,3.7018179999999998,3.2956840000000001,3.5133190000000001,3.1690299999999998,3.6589070000000001,4.5198539999999996,3.8993150000000001]
[4222,null,null,null,3.8778000000000001,3.3138000000000001,3.2479,2.9569999999999999,2.9504999999999999,2.8509000000000002,1.7901,null,null,20.988,7,"Medium-High",3.920515,3.2525490000000001,3.806629,3.877786,3.3137759999999998,3.2478820000000002,2.9569709999999998,2.950472,2.8509009999999999,3.580292,4.6961680000000001,4.2176729999999996]
[4224,null,null,null,0,3.4453999999999998,3.9051,3.4207000000000001,3.7881999999999998,1.661,0,null,null,16.220400000000001,5,"Medium",3.6545489999999998,2.8711700000000002,3.4446530000000002,3.6440980000000001,3.4454479999999998,3.9051200000000001,3.4207329999999998,3.7881809999999998,3.3220679999999998,3.6913149999999999,4.4161239999999999,3.7814779999999999]
[4226,null,null,null,0,3.4817,4.0373999999999999,3.5775999999999999,4.0362,1.6970000000000001,0,null,null,16.829899999999999,5,"Medium",3.5636839999999999,2.7117100000000001,3.2437070000000001,3.4802019999999998,3.4816880000000001,4.0374160000000003,3.5775950000000001,4.0361900000000004,3.3939699999999999,3.6656110000000002,4.3008899999999999,3.5835080000000001]
[4228,null,null,null,3.7364000000000002,3.3492999999999999,3.5840000000000001,3.1814,3.4260000000000002,3.1198000000000001,1.8148,null,null,22.2117,7,"Medium-High",3.6043289999999999,2.9604059999999999,3.5390060000000001,3.7364069999999998,3.3493200000000001,3.5839970000000001,3.1814469999999999,3.4259900000000001,3.119793,3.6296219999999999,4.5002519999999997,3.869024]
[4231,null,null,null,0,3.3016999999999999,3.6701999999999999,3.3578999999999999,3.6937000000000002,1.5337000000000001,0,null,null,15.5572,5,"Medium",3.2434240000000001,2.6251150000000001,3.0761919999999998,3.4580120000000001,3.3017259999999999,3.670153,3.357866,3.6936870000000002,3.0674679999999999,3.4840879999999999,4.2694020000000004,3.4798559999999998]
[4281,null,null,null,3.7307999999999999,3.3424999999999998,3.5849000000000002,3.2685,3.3521000000000001,3.0493999999999999,1.8019000000000001,null,null,22.130099999999999,7,"Medium-High",3.6414949999999999,2.9717419999999999,3.5205959999999998,3.730769,3.3425029999999998,3.5849340000000001,3.2684760000000002,3.3521030000000001,3.0494400000000002,3.6038960000000002,4.544689,3.8971610000000001]
[4344,null,null,null,3.7004999999999999,3.2709999999999999,3.2073999999999998,2.9275000000000002,3.0594000000000001,2.9224999999999999,1.7578,null,null,20.8461,7,"Medium-High",3.5210509999999999,2.8731110000000002,3.3685689999999999,3.7005379999999999,3.2709830000000002,3.2073749999999999,2.9274740000000001,3.0593590000000002,2.9225210000000001,3.515676,4.4581780000000002,3.7304889999999999]
[4424,null,null,null,0,3.3151999999999999,3.1610999999999998,3.4026999999999998,3.3801000000000001,1.6698999999999999,0,null,null,14.929,5,"Medium",3.8012800000000002,2.8922620000000001,2.8949530000000001,3.2458459999999998,3.3152490000000001,3.1610819999999999,3.4026770000000002,3.3800720000000002,3.339871,3.450399,4.5132510000000003,4.0043899999999999]
[4453,null,null,null,0,3.0876000000000001,3.1678999999999999,3.2090000000000001,3.3938000000000001,1.5446,0,null,null,14.402900000000001,5,"Medium",3.3729450000000001,2.629391,2.6596829999999998,2.9125899999999998,3.0876130000000002,3.167907,3.209006,3.3937780000000002,3.089232,3.3248980000000001,3.946831,3.4727239999999999]
[4544,null,null,null,3.8161,3.3176000000000001,3.0914000000000001,2.7439,2.9358,2.9832000000000001,1.7897000000000001,null,null,20.677700000000002,7,"Medium-High",3.9919039999999999,3.201247,3.682877,3.816055,3.3175780000000001,3.0913580000000001,2.7439209999999998,2.9358110000000002,2.9831650000000001,3.5793140000000001,4.6430309999999997,4.1830699999999998]
[4606,null,null,null,3.7475000000000001,3.5392000000000001,3.0223,3.0863,2.7094,3.7216999999999998,1.9895,null,null,21.815899999999999,7,"Medium-High",4.8279670000000001,3.2925990000000001,3.5753650000000001,3.747544,3.5392480000000002,3.0222600000000002,3.086328,2.709384,3.7217129999999998,3.979069,4.9690260000000004,4.702763]
[4684,null,null,null,3.6835,3.4982000000000002,3.2174999999999998,3.0263,2.8357999999999999,3.7496,1.9462999999999999,null,null,21.9572,7,"Medium-High",4.4330119999999997,3.2475000000000001,3.602036,3.6835170000000002,3.4981629999999999,3.2175039999999999,3.0262769999999999,2.8357929999999998,3.7495970000000001,3.8925589999999999,5.0062810000000004,4.5331010000000003]
[4768,null,null,null,0,2.883,3.0931000000000002,3.7663000000000002,3.8256999999999999,1.6357999999999999,0,null,null,15.203900000000001,5,"Medium",2.8730370000000001,1.97824,2.2531210000000002,2.5189710000000001,2.883006,3.0930849999999999,3.7663359999999999,3.8257340000000002,3.2715700000000001,3.1145909999999999,3.2507100000000002,2.843181]
[4862,null,null,null,3.6894,3.3489,3.2711000000000001,2.9373999999999998,3.0283000000000002,3.2370000000000001,1.8187,null,null,21.3308,7,"Medium-High",3.8877060000000001,2.9924300000000001,3.5605609999999999,3.6893880000000001,3.3488709999999999,3.2710590000000002,2.937443,3.0282619999999998,3.2370299999999999,3.637445,4.5062009999999999,3.986294]
[4937,null,null,null,0,3.2151999999999998,3.4235000000000002,3.0421999999999998,3.3696000000000002,1.5506,0,null,null,14.601100000000001,5,"Medium",3.2923879999999999,2.5924849999999999,3.1571609999999999,3.383124,3.2152189999999998,3.4235319999999998,3.0422039999999999,3.3696030000000001,3.1012119999999999,3.4494030000000002,4.0724280000000004,3.457039]
[4979,null,null,null,0,3.3235000000000001,3.7623000000000002,3.3740999999999999,3.7808000000000002,1.6678999999999999,0,null,null,15.9086,5,"Medium",3.3749739999999999,2.5355249999999998,3.1255470000000001,3.2816350000000001,3.3235229999999998,3.762343,3.3740960000000002,3.7808380000000001,3.3358560000000002,3.5252659999999998,3.9866959999999998,3.468045]
[5039,null,null,null,0,3.3125,3.4436,3.5276000000000001,3.8113000000000001,1.6161000000000001,0,null,null,15.7111,5,"Medium",2.938758,2.3592870000000001,2.7968090000000001,2.999285,3.3124509999999998,3.4436249999999999,3.5275590000000001,3.8112910000000002,3.2321219999999999,3.0845570000000002,3.5593490000000001,3.144695]
[5073,null,null,null,0,3.4306999999999999,3.2605,3.391,3.5655000000000001,1.6318999999999999,0,null,null,15.2796,5,"Medium",3.1268069999999999,2.4479289999999998,2.9772159999999999,3.2235170000000002,3.4307460000000001,3.2605010000000001,3.3910239999999998,3.5654840000000001,3.2638530000000001,3.178769,3.6481029999999999,3.230639]
[5340,null,null,null,3.8904999999999998,3.9672999999999998,3.9001999999999999,3.7578,4.1622000000000003,3.6656,1.778,null,null,25.121600000000001,7,"High",3.8175140000000001,3.1214520000000001,3.7190810000000001,3.8904670000000001,3.967276,3.9002159999999999,3.757768,4.1621639999999998,3.6656209999999998,3.555965,4.2619920000000002,3.873685]
[5471,null,null,null,0,3.8969,4.1943999999999999,4.4271000000000003,5.0240999999999998,1.9879,0,null,null,19.5304,5,"Medium-High",3.5017309999999999,2.7073860000000001,3.2039589999999998,3.4733299999999998,3.8968769999999999,4.1943999999999999,4.4271079999999996,5.0241069999999999,3.9757340000000001,3.8223850000000001,4.3180100000000001,3.8902950000000001]
[5473,null,null,null,0,2.9024999999999999,2.9964,3.2185000000000001,3.7376999999999998,1.4752000000000001,0,null,null,14.330299999999999,5,"Medium",1.985973,1.5232600000000001,2.0600070000000001,2.484375,2.9024809999999999,2.9964360000000001,3.2185130000000002,3.7377039999999999,2.950307,2.5845419999999999,2.8248899999999999,2.2198319999999998]
[5679,null,null,null,0,3.2532000000000001,3.4864999999999999,3.4986000000000002,3.8292999999999999,1.6031,0,null,null,15.6707,5,"Medium",2.95377,2.3251919999999999,2.8221370000000001,2.9487779999999999,3.2532390000000002,3.4865149999999998,3.4985580000000001,3.829291,3.2061250000000001,2.9877340000000001,3.4624950000000001,3.1108549999999999]
[5773,null,null,null,3.5118999999999998,3.7021000000000002,3.5914000000000001,3.5284,3.9975000000000001,3.4253999999999998,1.6344000000000001,null,null,23.391100000000002,7,"High",3.3855940000000002,2.6815479999999998,3.3265560000000001,3.5118559999999999,3.7021380000000002,3.5913499999999998,3.5283959999999999,3.9974980000000002,3.4254289999999998,3.2688839999999999,3.84938,3.4635919999999998]
[5855,null,null,null,0,3.5949,4.1135000000000002,4.1412000000000004,4.5500999999999996,1.7419,0,null,null,18.1416,5,"Medium",3.3887019999999999,2.5332119999999998,2.9546290000000002,3.1445080000000001,3.5949399999999998,4.1134539999999999,4.1411769999999999,4.5501370000000003,3.483762,3.5198469999999999,3.8878349999999999,3.7278730000000002]
[5905,null,null,null,0,3.53,4.1681999999999997,3.8068,4.5713999999999997,1.7287999999999999,0,null,null,17.805199999999999,5,"Medium",3.0441150000000001,2.317977,2.794165,3.061172,3.5300129999999998,4.1681590000000002,3.8067530000000001,4.571364,3.4575819999999999,3.3749950000000002,3.8000910000000001,3.449427]
[6068,null,null,null,3.8485,3.7033,3.6459999999999999,3.6101000000000001,4.0471000000000004,3.6455000000000002,1.6328,null,null,24.133299999999998,7,"High",3.516813,2.8647619999999998,3.2855219999999998,3.8484959999999999,3.7032530000000001,3.645969,3.6101350000000001,4.0471360000000001,3.645502,3.2655789999999998,3.9294500000000001,3.511768]
[6084,null,null,null,3.8368000000000002,3.7121,3.3140000000000001,3.5137,3.2755999999999998,3.5051999999999999,1.7401,null,null,22.897500000000001,7,"High",3.7819180000000001,3.2238880000000001,3.5684619999999998,3.836757,3.712116,3.3139850000000002,3.5136859999999999,3.275604,3.5052460000000001,3.4802559999999998,4.0564539999999996,3.76675]
[6238,null,null,null,3.8610000000000002,3.7480000000000002,3.2480000000000002,3.5520999999999998,3.3016000000000001,3.5030999999999999,1.7661,null,null,22.979900000000001,7,"High",3.867407,3.2390330000000001,3.5961759999999998,3.8610340000000001,3.7479529999999999,3.248021,3.5520619999999998,3.3016169999999998,3.5031300000000001,3.532114,4.0974079999999997,3.8114629999999998]
[6336,null,null,null,3.9218000000000002,3.7275,2.9931999999999999,3.4039999999999999,3.4096000000000002,3.4823,1.8024,null,null,22.7408,7,"High",4.1019680000000003,3.4022269999999999,3.858333,3.9218419999999998,3.7274919999999998,2.9931709999999998,3.403972,3.4096410000000001,3.4823360000000001,3.6048589999999998,4.3188700000000004,4.043285]
[6451,null,null,null,3.774,3.4712000000000001,3.0331999999999999,3.1785999999999999,3.1678999999999999,3.2736999999999998,1.5710999999999999,null,null,21.4697,7,"Medium-High",3.4616509999999998,3.041013,3.4938009999999999,3.7740330000000002,3.471193,3.0331950000000001,3.1786319999999999,3.1678500000000001,3.2736960000000002,3.1421009999999998,3.810508,3.6105710000000002]
[6472,null,null,null,3.7726999999999999,3.367,2.8104,3.0571999999999999,3.17,3.1547999999999998,1.5716000000000001,null,null,20.903700000000001,7,"Medium-High",3.5238230000000001,3.1503199999999998,3.627837,3.7726760000000001,3.3669560000000001,2.810403,3.0572469999999998,3.1700020000000002,3.154785,3.1432120000000001,3.8665569999999998,3.7164419999999998]
[6517,null,null,null,3.7584,3.3069000000000002,2.7359,3.0333999999999999,3.1547000000000001,3.0707,1.5410999999999999,null,null,20.601099999999999,7,"Medium-High",3.3883489999999998,3.076937,3.572476,3.7583690000000001,3.3068569999999999,2.735887,3.0334240000000001,3.1546630000000002,3.070738,3.0821969999999999,3.7991229999999998,3.6155189999999999]
[6793,null,null,null,3.9272999999999998,3.6345999999999998,3.3475000000000001,3.5265,3.7848999999999999,3.6027999999999998,1.6439999999999999,null,null,23.467600000000001,7,"High",3.5182229999999999,3.004416,3.5451830000000002,3.9272589999999998,3.6346340000000001,3.3475299999999999,3.5264730000000002,3.784859,3.6027559999999998,3.2879879999999999,3.9780190000000002,3.680879]
[6902,null,null,null,4.3712,4.3327,3.2926000000000002,3.5611000000000002,3.9312999999999998,3.5270999999999999,1.7146999999999999,null,null,24.730699999999999,7,"High",3.8932069999999999,3.2754439999999998,4.1351829999999996,4.3711970000000004,4.3327010000000001,3.292551,3.5610529999999998,3.9312830000000001,3.52705,3.42944,4.3163410000000004,4.0586149999999996]
[7027,null,null,null,3.7330999999999999,3.9512,3.2648999999999999,4.3423999999999996,3.8715999999999999,3.5979999999999999,1.5912999999999999,null,null,24.352499999999999,7,"High",3.729212,2.9729920000000001,3.7689490000000001,3.7330510000000001,3.9511790000000002,3.2649149999999998,4.3424139999999998,3.871629,3.597963,3.1825809999999999,3.7808790000000001,3.4235850000000001]
[7054,null,null,null,3.9278,4.1003999999999996,3.5760999999999998,4.2630999999999997,3.9420999999999999,3.9030999999999998,1.7104999999999999,null,null,25.423100000000002,7,"High",3.756507,3.0549200000000001,3.875791,3.9278240000000002,4.1004079999999998,3.5761259999999999,4.2630530000000002,3.9421059999999999,3.9031199999999999,3.421052,4.0896710000000001,3.531447]
[7090,null,null,null,3.7450999999999999,3.9674999999999998,3.2940999999999998,4.3710000000000004,3.9045000000000001,3.6295000000000002,1.6085,null,null,24.520199999999999,7,"High",3.7382170000000001,2.9756179999999999,3.7819729999999998,3.7450519999999998,3.9674900000000002,3.2940520000000002,4.3710129999999996,3.9044840000000001,3.629515,3.2169970000000001,3.8006730000000002,3.4408690000000002]
[7202,null,null,null,3.6943999999999999,3.8761999999999999,3.1640999999999999,4.1914999999999996,3.7282000000000002,3.4647999999999999,1.5288999999999999,null,null,23.648099999999999,7,"High",3.6843669999999999,2.9710429999999999,3.7263380000000002,3.6944129999999999,3.8761570000000001,3.164069,4.1915139999999997,3.728186,3.4647600000000001,3.057776,3.7111700000000001,3.3625569999999998]
[7505,null,null,null,3.8058999999999998,3.9234,3.3178000000000001,3.9843000000000002,3.7332000000000001,3.6173000000000002,1.6113999999999999,null,null,23.993300000000001,7,"High",3.5639780000000001,2.9761440000000001,3.7745139999999999,3.8058800000000002,3.9234369999999998,3.317771,3.9843380000000002,3.7331629999999998,3.6173440000000001,3.2228029999999999,3.949141,3.4311699999999998]
[7601,null,null,null,3.7473000000000001,3.7837999999999998,3.1674000000000002,3.8532999999999999,3.6694,3.4308000000000001,1.5690999999999999,null,null,23.2211,7,"High",3.4892660000000002,2.9505140000000001,3.7670629999999998,3.7473329999999998,3.7837999999999998,3.1674310000000001,3.8532869999999999,3.6694179999999998,3.4307840000000001,3.1381549999999998,3.8468909999999998,3.4237790000000001]
[7718,null,null,null,3.6888999999999998,3.7361,3.1110000000000002,4.0145,3.7774000000000001,3.2734999999999999,1.5158,null,null,23.1172,7,"High",3.7567680000000001,3.0717560000000002,3.8041,3.6888890000000001,3.7360880000000001,3.1110289999999998,4.014526,3.777374,3.273523,3.0315660000000002,3.6300029999999999,3.4697089999999999]
[7764,null,null,null,3.7042000000000002,3.653,3.105,3.93,3.9369999999999998,3.2185000000000001,1.5587,null,null,23.106400000000001,7,"High",3.839658,3.1624880000000002,3.9308339999999999,3.7041729999999999,3.6529959999999999,3.1050230000000001,3.9299520000000001,3.9370470000000002,3.2185030000000001,3.1174680000000001,3.6711330000000002,3.6061809999999999]
[7836,null,null,null,3.9746999999999999,4.0854999999999997,3.7856999999999998,4.3093000000000004,4.0468000000000002,3.9558,1.7374000000000001,null,null,25.895199999999999,7,"High",3.8338899999999998,3.1153659999999999,3.9364439999999998,3.9746619999999999,4.0855300000000003,3.7857270000000001,4.309304,4.046773,3.9558219999999999,3.4747189999999999,4.1232959999999999,3.6465380000000001]
[7935,null,null,null,3.8435000000000001,4.0515999999999996,3.4984000000000002,4.3920000000000003,3.9641000000000002,3.8022,1.6836,null,null,25.235399999999998,7,"High",3.7666369999999998,3.0020790000000002,3.840929,3.8434889999999999,4.0516329999999998,3.4983689999999998,4.3920430000000001,3.9641299999999999,3.8021699999999998,3.367111,3.9298289999999998,3.5037410000000002]
[8030,null,null,null,3.5064000000000002,3.6372,3.4039000000000001,3.9971000000000001,3.8614999999999999,3.2134999999999998,1.3914,null,null,23.010999999999999,7,"High",3.588638,2.729279,3.452655,3.50637,3.637175,3.4038729999999999,3.9970919999999999,3.8615140000000001,3.2134879999999999,2.7827809999999999,3.099755,3.2460110000000002]
[8054,null,null,null,3.4740000000000002,3.54,3.3668,4.2195,4.2065999999999999,3.2961999999999998,1.4699,null,null,23.573,7,"High",3.6049790000000002,2.7896420000000002,3.6068159999999998,3.4740340000000001,3.5399910000000001,3.3667799999999999,4.2195330000000002,4.2065770000000002,3.2961529999999999,2.9397009999999999,3.1634449999999998,3.3676119999999998]
[8104,null,null,null,3.5106000000000002,3.6577999999999999,3.4243000000000001,4.0284000000000004,3.8773,3.2160000000000002,1.3924000000000001,null,null,23.1068,7,"High",3.5818089999999998,2.7219660000000001,3.442008,3.5106250000000001,3.6577709999999999,3.4243269999999999,4.0283980000000001,3.8772950000000002,3.216011,2.7848860000000002,3.0952579999999998,3.2302]
[8322,null,null,null,3.4302999999999999,3.4447000000000001,3.0299,3.5920999999999998,3.8462999999999998,3.1682999999999999,1.3894,null,null,21.901,7,"Medium-High",3.6553040000000001,2.8240599999999998,3.6479710000000001,3.4303340000000002,3.444699,3.0299109999999998,3.592117,3.8463059999999998,3.1683479999999999,2.7787670000000002,3.1665239999999999,3.4128630000000002]
[8324,null,null,null,3.1802000000000001,3.1996000000000002,2.4996999999999998,3.0705,3.6438999999999999,2.9586999999999999,1.2915000000000001,null,null,19.844100000000001,7,"Medium-High",3.586894,2.842708,3.6246260000000001,3.180234,3.1995499999999999,2.499689,3.0704579999999999,3.64391,2.9586790000000001,2.582964,3.0115669999999999,3.2951100000000002]
[8525,null,null,null,3.5741000000000001,3.7368000000000001,3.4390000000000001,4.3494999999999999,3.8437000000000001,3.5834999999999999,1.5103,null,null,24.036899999999999,7,"High",3.638131,2.8768090000000002,3.7570700000000001,3.5740780000000001,3.7368250000000001,3.439006,4.3495489999999997,3.8437009999999998,3.5835270000000001,3.0205150000000001,3.4784790000000001,3.4314390000000001]
[8628,null,null,null,3.3515999999999999,3.5491000000000001,3.3031999999999999,4.2869999999999999,3.7921999999999998,3.5343,1.4178999999999999,null,null,23.235299999999999,7,"High",3.4942069999999998,2.7973279999999998,3.6537199999999999,3.3516469999999998,3.5490529999999998,3.303153,4.2869570000000001,3.7922210000000001,3.5342929999999999,2.8357260000000002,3.2097220000000002,3.3617599999999999]
[8829,null,null,null,3.7930999999999999,3.9418000000000002,3.7471999999999999,4.2157999999999998,3.9285999999999999,3.7098,1.6511,null,null,24.987400000000001,7,"High",3.7583410000000002,2.9893429999999999,3.824246,3.793148,3.9418220000000002,3.7472460000000001,4.215814,3.9286279999999998,3.7098010000000001,3.3021039999999999,3.8057949999999998,3.5292140000000001]
[8887,null,null,null,3.69,3.8422000000000001,3.5695999999999999,4.3268000000000004,3.8252000000000002,3.5945999999999998,1.5739000000000001,null,null,24.4223,7,"High",3.7018270000000002,2.9079440000000001,3.7807249999999999,3.6899950000000001,3.842225,3.569563,4.3268459999999997,3.8252329999999999,3.594649,3.1478090000000001,3.6341399999999999,3.446752]
[10017,null,null,null,3.6621000000000001,3.6977000000000002,3.1358999999999999,3.7860999999999998,3.5238999999999998,3.2503000000000002,1.5094000000000001,null,null,22.5654,7,"Medium-High",3.4941450000000001,2.9507370000000002,3.6978089999999999,3.6621160000000001,3.6976710000000002,3.1359140000000001,3.786095,3.5238770000000001,3.2503310000000001,3.0187659999999998,3.6382729999999999,3.3665029999999998]
[10305,null,null,null,3.6589,3.7488000000000001,3.0991,3.9878999999999998,3.5929000000000002,3.2774999999999999,1.4762,null,null,22.8413,7,"High",3.6503380000000001,2.9972449999999999,3.7021899999999999,3.6589369999999999,3.7487940000000002,3.0990609999999998,3.9878969999999998,3.5929180000000001,3.277485,2.952429,3.6061399999999999,3.3435229999999998]
[10471,null,null,null,3.7696000000000001,3.6644999999999999,3.0893000000000002,3.6844000000000001,3.6484000000000001,3.3224999999999998,1.5640000000000001,null,null,22.742699999999999,7,"High",3.4099529999999998,2.9282349999999999,3.7920590000000001,3.7696019999999999,3.664479,3.089286,3.684412,3.6483949999999998,3.3224640000000001,3.127974,3.794006,3.5015489999999998]
[10523,null,null,null,4.0191999999999997,3.9079999999999999,3.173,3.7008000000000001,3.8115999999999999,3.4935,1.6274,null,null,23.733499999999999,7,"High",3.5332520000000001,3.0492279999999998,3.890018,4.0191990000000004,3.908004,3.1730420000000001,3.7007669999999999,3.8115510000000001,3.4935320000000001,3.2547790000000001,4.0515230000000004,3.7106520000000001]
[10580,null,null,null,4.0465,3.8969999999999998,3.1366000000000001,3.5693000000000001,3.7227000000000001,3.3597000000000001,1.5999000000000001,null,null,23.331700000000001,7,"High",3.5782240000000001,3.0424600000000002,3.9045540000000001,4.0465309999999999,3.8969809999999998,3.1365940000000001,3.569293,3.7227209999999999,3.3596659999999998,3.199767,3.9459,3.7517619999999998]
[10941,null,null,null,3.6913999999999998,3.8090999999999999,3.5308999999999999,3.6575000000000002,3.5112000000000001,3.4895,1.4977,null,null,23.1873,7,"High",3.2434249999999998,2.6998380000000002,3.4063119999999998,3.6913619999999998,3.8090510000000002,3.5309300000000001,3.6575190000000002,3.5112160000000001,3.4894959999999999,2.9954230000000002,3.7691849999999998,3.2020569999999999]
[10989,null,null,null,3.8832,3.8841999999999999,3.2642000000000002,3.7492000000000001,3.7361,3.5424000000000002,1.6222000000000001,null,null,23.6815,7,"High",3.4688620000000001,2.9987210000000002,3.7481100000000001,3.883159,3.8841679999999998,3.264154,3.749234,3.7361260000000001,3.5424180000000001,3.2443550000000001,4.027704,3.5764830000000001]
[11103,null,null,null,3.6638999999999999,3.6566000000000001,3.1488,3.7021000000000002,3.5026999999999999,3.2147000000000001,1.5135000000000001,null,null,22.4023,7,"Medium-High",3.4517250000000002,2.9394469999999999,3.691157,3.6638519999999999,3.656625,3.1487509999999999,3.702121,3.5026709999999999,3.2147079999999999,3.026993,3.6134970000000002,3.3925350000000001]
[11230,null,null,null,3.6461999999999999,3.6627000000000001,3.141,3.8003,3.4773000000000001,3.1823000000000001,1.4617,null,null,22.371500000000001,7,"Medium-High",3.5675530000000002,2.9787170000000001,3.648056,3.6461709999999998,3.662747,3.1409639999999999,3.8002959999999999,3.4773070000000001,3.1822849999999998,2.9234200000000001,3.5318260000000001,3.3346330000000002]
[11374,null,null,null,3.633,3.6004999999999998,3.1593,3.6215000000000002,3.3795999999999999,3.1244000000000001,1.4596,null,null,21.977900000000002,7,"Medium-High",3.444,2.9085359999999998,3.603027,3.6330279999999999,3.6004649999999998,3.1592709999999999,3.6215130000000002,3.3795709999999999,3.124377,2.9191509999999998,3.4664069999999998,3.3567360000000002]
[11419,null,null,null,3.6212,3.5577000000000001,3.1688000000000001,3.5649000000000002,3.3037000000000001,3.0653000000000001,1.4235,null,null,21.705100000000002,7,"Medium-High",3.4514209999999999,2.9026930000000002,3.5484990000000001,3.6212,3.5577139999999998,3.1688209999999999,3.5649320000000002,3.303744,3.0652509999999999,2.8469190000000002,3.3854660000000001,3.332849]
[11559,null,null,null,3.6269,3.4903,3.1913,3.4411,3.2090999999999998,2.9771999999999998,1.3849,null,null,21.320799999999998,7,"Medium-High",3.5038930000000001,2.9424260000000002,3.49979,3.6269119999999999,3.4902839999999999,3.1913339999999999,3.441093,3.2090839999999998,2.9771909999999999,2.76979,3.3305349999999998,3.3278349999999999]
[11713,null,null,null,3.6372,3.2421000000000002,2.6751,2.8839000000000001,3.5838000000000001,3.0065,1.5438000000000001,null,null,20.572399999999998,7,"Medium-High",3.8926989999999999,3.2904279999999999,3.9619599999999999,3.6371869999999999,3.242086,2.6751079999999998,2.8838979999999999,3.5838260000000002,3.0065059999999999,3.0875490000000001,3.8886129999999999,4.0196300000000003]
[11733,null,null,null,3.7924000000000002,3.4262000000000001,3.0282,3.0505,3.391,3.0897000000000001,1.5831,null,null,21.3611,7,"Medium-High",3.7989109999999999,3.1754359999999999,3.8776730000000001,3.7924220000000002,3.4261979999999999,3.0281630000000002,3.0505239999999998,3.3910300000000002,3.089664,3.1661429999999999,3.9218799999999998,3.896687]
[11790,null,null,null,3.8014000000000001,3.4611999999999998,3.0392999999999999,3.0752999999999999,3.4026999999999998,3.1031,1.5857000000000001,null,null,21.468699999999998,7,"Medium-High",3.8007749999999998,3.1742140000000001,3.8772769999999999,3.8014209999999999,3.4611999999999998,3.0392809999999999,3.0752969999999999,3.4026800000000001,3.1030760000000002,3.1714570000000002,3.919432,3.8893879999999998]
[11968,null,null,null,3.6162000000000001,3.3273000000000001,2.4853999999999998,2.6949000000000001,3.8001999999999998,3.1819000000000002,1.6436999999999999,null,null,20.749600000000001,7,"Medium-High",4.4541310000000003,3.6882030000000001,4.3601150000000004,3.6162079999999999,3.3273410000000001,2.4854210000000001,2.694893,3.8002359999999999,3.18187,3.2874569999999999,4.2628950000000003,4.4082140000000001]
[12046,null,null,null,3.2690999999999999,3.4573,3.4018000000000002,3.3046000000000002,3.5224000000000002,3.1198999999999999,1.4252,null,null,21.500299999999999,7,"Medium-High",2.9116080000000002,2.3704679999999998,2.9561609999999998,3.2691110000000001,3.4573459999999998,3.4017499999999998,3.3045800000000001,3.5223840000000002,3.1198670000000002,2.8504990000000001,3.2812429999999999,2.9400930000000001]
[12092,null,null,null,3.4676999999999998,3.7023000000000001,3.7848000000000002,3.5171999999999999,3.7197,3.5171000000000001,1.5364,null,null,23.245200000000001,7,"High",3.1553070000000001,2.4981990000000001,3.1399180000000002,3.467749,3.7023290000000002,3.7847729999999999,3.517185,3.7196539999999998,3.517128,3.0728970000000002,3.6091869999999999,3.2626550000000001]
[12149,null,null,null,3.5424000000000002,3.7734999999999999,3.9123999999999999,3.6042000000000001,3.8064,3.6461999999999999,1.5820000000000001,null,null,23.867100000000001,7,"High",3.2304279999999999,2.5272589999999999,3.184885,3.542357,3.7734809999999999,3.912369,3.6041650000000001,3.806378,3.6461760000000001,3.1640920000000001,3.736831,3.3247279999999999]
[12176,null,null,null,3.3803999999999998,3.5497000000000001,3.4456000000000002,3.3994,3.5903999999999998,3.2332000000000001,1.4613,null,null,22.06,7,"Medium-High",3.0099740000000001,2.4391620000000001,3.0278019999999999,3.3804219999999998,3.5496850000000002,3.4456349999999998,3.399375,3.590411,3.2331789999999998,2.922552,3.3719030000000001,3.0189270000000001]
[12306,null,null,null,3.2616999999999998,3.49,3.5432000000000001,3.2683,3.5222000000000002,3.1741000000000001,1.4496,null,null,21.709099999999999,7,"Medium-High",3.0190320000000002,2.4320750000000002,3.0357509999999999,3.2616689999999999,3.4899990000000001,3.5431590000000002,3.2683270000000002,3.522249,3.1741450000000002,2.8992960000000001,3.3794300000000002,3.1070120000000001]
[12422,null,null,null,3.7120000000000002,3.8776000000000002,3.782,3.6635,3.8664999999999998,3.6597,1.6293,null,null,24.1906,7,"High",3.4121679999999999,2.7655789999999998,3.4056959999999998,3.7119879999999998,3.8775569999999999,3.7820369999999999,3.663516,3.866549,3.6596760000000002,3.2586409999999999,3.8124410000000002,3.4747750000000002]
[12463,null,null,null,3.7033,3.8050000000000002,3.5876000000000001,3.6360999999999999,3.7795999999999998,3.5636999999999999,1.5845,null,null,23.659800000000001,7,"High",3.3261949999999998,2.720189,3.3379289999999999,3.7033130000000001,3.805018,3.5875699999999999,3.6361279999999998,3.7796080000000001,3.5636779999999999,3.1689699999999998,3.6804749999999999,3.3481670000000001]
[12496,null,null,null,3.8292999999999999,3.9777999999999998,3.8599000000000001,3.7541000000000002,3.9512999999999998,3.7867999999999999,1.6816,null,null,24.840800000000002,7,"High",3.538049,2.8788849999999999,3.5270980000000001,3.829269,3.9777640000000001,3.859899,3.7540650000000002,3.9513410000000002,3.786772,3.3631220000000002,3.9503279999999998,3.6075889999999999]
[12547,null,null,null,3.5327999999999999,3.6421999999999999,3.3748999999999998,3.5726,3.419,3.2865000000000002,1.4185000000000001,null,null,22.246500000000001,7,"Medium-High",3.0440339999999999,2.545512,3.1264889999999999,3.5328460000000002,3.6421679999999999,3.3748550000000002,3.572578,3.419044,3.2864689999999999,2.8369659999999999,3.4600780000000002,3.0629719999999998]
[12719,null,null,null,3.7443,3.9251,3.6905000000000001,3.8984000000000001,3.6585999999999999,3.7092000000000001,1.5629999999999999,null,null,24.1891,7,"High",3.4067219999999998,2.8073220000000001,3.4938220000000002,3.744313,3.9250850000000002,3.6905190000000001,3.8984040000000002,3.6586059999999998,3.7092019999999999,3.1259990000000002,3.8871310000000001,3.3929109999999998]
[12790,null,null,null,3.8151999999999999,3.9323999999999999,3.6055999999999999,3.81,3.625,3.6671,1.5621,null,null,24.017399999999999,7,"High",3.415581,2.8424879999999999,3.5517880000000002,3.8151929999999998,3.9323860000000002,3.6055739999999998,3.8100239999999999,3.6250079999999998,3.6671,3.1241319999999999,3.8803519999999998,3.4016839999999999]
[12836,null,null,null,0,3.2850999999999999,3.1223000000000001,3.1497000000000002,3.8414999999999999,1.5864,0,null,null,14.984999999999999,5,"Medium",2.6477849999999998,1.9977879999999999,2.626376,2.7724479999999998,3.2851439999999998,3.122315,3.1496900000000001,3.8414609999999998,3.172812,2.7793559999999999,3.1678310000000001,2.7514029999999998]
[12863,null,null,null,3.3483999999999998,3.5817999999999999,3.6293000000000002,3.2887,3.6294,3.2603,1.4965999999999999,null,null,22.234500000000001,7,"Medium-High",3.2678479999999999,2.5638269999999999,3.1548250000000002,3.3484060000000002,3.5818210000000001,3.6292970000000002,3.2887050000000002,3.6293850000000001,3.2602660000000001,2.9932590000000001,3.5512899999999998,3.2785530000000001]
[12932,null,null,null,0,3.0213999999999999,3.1667999999999998,3.2837000000000001,3.9268999999999998,1.6045,0,null,null,15.003299999999999,5,"Medium",2.26336,1.79674,2.2632910000000002,2.56332,3.0213649999999999,3.1668229999999999,3.283706,3.92686,3.2090529999999999,2.7512940000000001,3.0023930000000001,2.4482349999999999]
[12978,null,null,null,0,2.9300999999999999,3.2382,3.3595999999999999,4.0256999999999996,1.6202000000000001,0,null,null,15.1738,5,"Medium",2.267547,1.90577,2.1797550000000001,2.5984370000000001,2.93005,3.2382390000000001,3.3596110000000001,4.0257110000000003,3.2403400000000002,2.8831329999999999,2.9885839999999999,2.546751]
[13027,null,null,null,3.0747,2.9502000000000002,3.2023999999999999,3.0552000000000001,3.1737000000000002,3.4144000000000001,1.4638,null,null,20.334399999999999,7,"Medium-High",2.9091770000000001,2.2030650000000001,2.5458889999999998,3.0747200000000001,2.9502090000000001,3.202439,3.0551539999999999,3.1736819999999999,3.4143560000000002,2.927511,3.6270880000000001,3.2186089999999998]
[13078,null,null,null,3.1888999999999998,3.2292999999999998,3.5297000000000001,3.3896000000000002,3.3126000000000002,3.5089000000000001,1.4725999999999999,null,null,21.631599999999999,7,"Medium-High",2.9116149999999998,2.2921290000000001,2.7081750000000002,3.1889029999999998,3.229285,3.5297139999999998,3.3895729999999999,3.3126169999999999,3.5088750000000002,2.9452069999999999,3.516791,3.3245439999999999]
[13144,null,null,null,3.0973999999999999,3.1465000000000001,3.2269999999999999,2.8435999999999999,3.4973999999999998,3.7366999999999999,1.5928,null,null,21.141400000000001,7,"Medium-High",3.562246,2.5260850000000001,2.7240690000000001,3.097413,3.1465239999999999,3.2269679999999998,2.8436330000000001,3.4973920000000001,3.7367080000000001,3.1855549999999999,4.016089,3.684501]
[13205,null,null,null,3.1608999999999998,3.1354000000000002,3.4573,3.3938000000000001,3.2770000000000001,3.4748000000000001,1.4579,null,null,21.357099999999999,7,"Medium-High",2.8020749999999999,2.1888079999999999,2.647211,3.1608529999999999,3.1353939999999998,3.4572530000000001,3.3937580000000001,3.2769689999999998,3.474818,2.9158200000000001,3.5189430000000002,3.2371210000000001]
[13338,null,null,null,0,3.6783999999999999,3.8603000000000001,3.7033999999999998,4.0229999999999997,2.0323000000000002,0,null,null,17.2974,5,"Medium",3.6559149999999998,2.6924939999999999,3.0741320000000001,3.5923820000000002,3.6783929999999998,3.8603369999999999,3.703382,4.0230410000000001,4.0646940000000003,3.418501,4.1730609999999997,3.7229169999999998]
[13431,null,null,null,3.51,3.5987,3.8872,3.6414,3.7563,3.8843000000000001,1.5660000000000001,null,null,23.843900000000001,7,"High",3.287982,2.4554360000000002,2.9188969999999999,3.509995,3.5986950000000002,3.8871920000000002,3.6413929999999999,3.756265,3.884274,3.1319680000000001,3.939044,3.3819940000000002]
[13490,null,null,null,3.3702000000000001,3.4613999999999998,3.5057,3.4352999999999998,3.4380999999999999,3.7029000000000001,1.4689000000000001,null,null,22.3825,7,"Medium-High",3.772373,2.6025499999999999,3.0373519999999998,3.3702030000000001,3.4614220000000002,3.505652,3.435254,3.438148,3.7029399999999999,2.9377689999999999,3.7496719999999999,3.7039080000000002]
[13635,null,null,null,0,3.0644,3.2271999999999998,3.2591999999999999,3.8843000000000001,1.8614999999999999,0,null,null,15.2966,5,"Medium",2.8432110000000002,2.0561240000000001,2.3427989999999999,2.8491979999999999,3.0644070000000001,3.2271779999999999,3.2591730000000001,3.8842979999999998,3.7230150000000002,3.1788340000000002,3.6442239999999999,3.1062189999999998]
[13680,null,null,null,0,2.7585999999999999,2.9529000000000001,2.9809000000000001,3.5493999999999999,1.7164999999999999,0,null,null,13.958299999999999,5,"Medium",2.4641920000000002,1.8228009999999999,2.0203920000000002,2.6022780000000001,2.7586309999999998,2.9529139999999998,2.9809359999999998,3.5494479999999999,3.4329890000000001,2.930647,3.229851,2.7984870000000002]
[13739,null,null,null,3.5400999999999998,3.8161999999999998,3.9156,3.6225000000000001,3.8094000000000001,3.6204999999999998,1.5982000000000001,null,null,23.922499999999999,7,"High",3.2566320000000002,2.5347420000000001,3.1722929999999998,3.5400659999999999,3.816236,3.9156300000000002,3.6225100000000001,3.8093599999999999,3.6204540000000001,3.1963879999999998,3.8184079999999998,3.3177159999999999]
[13803,null,null,null,3.1692,3.2292999999999998,3.5663999999999998,3.2875999999999999,3.2277,3.2686999999999999,1.4125000000000001,null,null,21.1614,7,"Medium-High",2.8297089999999998,2.3707720000000001,2.765215,3.1691760000000002,3.2292610000000002,3.5664020000000001,3.2875580000000002,3.227735,3.2687170000000001,2.8249900000000001,3.3103069999999999,3.2015509999999998]
[13834,null,null,null,3.3068,3.6214,3.8611,3.4548000000000001,3.6410999999999998,3.4733999999999998,1.5137,null,null,22.872299999999999,7,"High",3.0232070000000002,2.2861530000000001,2.9019910000000002,3.3068070000000001,3.621407,3.8610920000000002,3.4547889999999999,3.6411440000000002,3.4734189999999998,3.0273219999999998,3.632266,3.0882869999999998]
[14009,null,null,null,2.9235000000000002,2.9157000000000002,4.1844000000000001,3.3391000000000002,3.6549999999999998,3.5051000000000001,1.4081999999999999,null,null,21.931000000000001,7,"Medium-High",3.1751450000000001,2.4094229999999999,2.3121849999999999,2.9235000000000002,2.9157380000000002,4.1843640000000004,3.3391120000000001,3.6549619999999998,3.5050669999999999,2.816322,3.2316919999999998,3.3441550000000002]
[14101,null,null,null,3.1288999999999998,3.1793,4.3113000000000001,3.6223999999999998,3.6871999999999998,3.7654999999999998,1.5339,null,null,23.2285,7,"High",3.2906650000000002,2.5238640000000001,2.6285319999999999,3.1288909999999999,3.179297,4.3112560000000002,3.622376,3.6871640000000001,3.7654830000000001,3.0678619999999999,3.6062319999999999,3.5205570000000002]
[14206,null,null,null,2.9407000000000001,2.8525999999999998,3.1816,2.7040000000000002,3.5133000000000001,3.3540999999999999,1.4380999999999999,null,null,19.984400000000001,7,"Medium-High",3.3902199999999998,2.4718059999999999,2.6446179999999999,2.9406560000000002,2.8526150000000001,3.1815609999999999,2.7040150000000001,3.5133489999999998,3.354063,2.876169,3.5985680000000002,3.6026729999999998]
[14208,null,null,null,2.9361999999999999,2.8502000000000001,3.1532,2.6082000000000001,3.4432999999999998,3.3715999999999999,1.4423999999999999,null,null,19.805099999999999,7,"Medium-High",3.3689179999999999,2.506151,2.6702439999999998,2.9362180000000002,2.850203,3.1531920000000002,2.6082079999999999,3.443282,3.3715920000000001,2.8847139999999998,3.5933280000000001,3.655967]
[14445,null,null,null,2.6150000000000002,2.5497000000000001,2.7385000000000002,2.4590000000000001,2.9685000000000001,2.7591000000000001,1.2049000000000001,null,null,17.294699999999999,7,"Medium",2.2738770000000001,1.8971849999999999,2.2073839999999998,2.6150060000000002,2.549661,2.7384599999999999,2.459003,2.968477,2.7591410000000001,2.4097439999999999,2.7901600000000002,2.4406850000000002]
[14516,null,null,null,2.8315999999999999,2.7069000000000001,2.9569999999999999,2.5874999999999999,2.8753000000000002,3.0840999999999998,1.3825000000000001,null,null,18.424900000000001,7,"Medium",2.716472,2.1140150000000002,2.3156460000000001,2.8316469999999998,2.7068530000000002,2.9569510000000001,2.5875490000000001,2.875305,3.0841460000000001,2.7649240000000002,3.301037,2.898622]
[14548,null,null,null,2.6762000000000001,2.6621000000000001,2.9304999999999999,2.6208,2.8917999999999999,2.84,1.2857000000000001,null,null,17.9071,7,"Medium",2.133937,1.800778,2.1831510000000001,2.676161,2.6621190000000001,2.930517,2.6208420000000001,2.8917929999999998,2.8399679999999998,2.5714709999999998,2.8594629999999999,2.3379750000000001]
[14618,null,null,null,2.5948000000000002,2.5255000000000001,2.7124000000000001,2.4432999999999998,2.9983,2.7355999999999998,1.1805000000000001,null,null,17.1904,7,"Medium",2.2579729999999998,1.8917200000000001,2.197622,2.59476,2.52549,2.7124470000000001,2.4432779999999998,2.9982600000000001,2.7355839999999998,2.3610069999999999,2.743792,2.4233709999999999]
[14731,null,null,null,3.2427000000000001,3.3262999999999998,4.3247999999999998,3.7467999999999999,3.7084000000000001,3.891,1.5974999999999999,null,null,23.837499999999999,7,"High",3.3209249999999999,2.5447639999999998,2.7842750000000001,3.242651,3.3262990000000001,4.3247749999999998,3.746829,3.7084350000000001,3.8910269999999998,3.1949139999999998,3.7940700000000001,3.5872920000000001]
[14755,null,null,null,3.3542999999999998,3.464,4.3132999999999999,3.8235000000000001,3.7686000000000002,4.0273000000000003,1.6647000000000001,null,null,24.415700000000001,7,"High",3.3353039999999998,2.5312359999999998,2.9188909999999999,3.3543099999999999,3.464038,4.3132849999999996,3.8234530000000002,3.7686009999999999,4.0273389999999996,3.3294670000000002,3.980715,3.6619139999999999]
[14820,null,null,null,2.7387999999999999,2.9558,3.5655000000000001,3.3329,2.7280000000000002,2.8498000000000001,1.2028000000000001,null,null,19.3736,7,"Medium-High",2.0188790000000001,1.764675,2.2970480000000002,2.738775,2.9558270000000002,3.5655190000000001,3.332913,2.7280310000000001,2.849755,2.4055240000000002,2.7212749999999999,2.3578610000000002]
[14871,null,null,null,2.6808999999999998,3.0596000000000001,3.3997999999999999,3.2564000000000002,2.9211999999999998,2.8578000000000001,1.2343,null,null,19.41,7,"Medium-High",2.0276450000000001,1.8671199999999999,2.3485879999999999,2.6808529999999999,3.0596489999999998,3.3998400000000002,3.2564190000000002,2.9212349999999998,2.8578359999999998,2.4685039999999998,2.812859,2.253911]
[15035,null,null,null,3.3614000000000002,3.7069000000000001,3.6726000000000001,4.0285000000000002,3.2629000000000001,3.0872000000000002,1.1722999999999999,null,null,22.291799999999999,7,"Medium-High",3.0132530000000002,2.3863370000000002,3.406657,3.3614449999999998,3.7069100000000001,3.672641,4.0284890000000004,3.2628870000000001,3.0871780000000002,2.344598,2.8998870000000001,2.8761420000000002]
[15059,null,null,null,3.0305,3.5303,3.5282,3.7761,2.931,2.9064000000000001,1.1169,null,null,20.819400000000002,7,"Medium-High",2.6622499999999998,2.1265239999999999,3.099421,3.0304530000000001,3.5302530000000001,3.5282339999999999,3.7760669999999998,2.9309810000000001,2.906361,2.233816,2.7016269999999998,2.6626020000000001]
[15133,null,null,null,3.3519000000000001,3.7159,3.6387999999999998,4.0061999999999998,3.2442000000000002,3.0550000000000002,1.1644000000000001,null,null,22.176400000000001,7,"Medium-High",2.9772509999999999,2.3520089999999998,3.3937689999999998,3.3519030000000001,3.7159089999999999,3.6387550000000002,4.006227,3.2442139999999999,3.0549940000000002,2.32884,2.8758180000000002,2.849065]
[15219,null,null,null,3.2050999999999998,3.569,3.5615999999999999,3.8344,3.1177999999999999,2.9594,1.121,null,null,21.368300000000001,7,"Medium-High",2.8770479999999998,2.2733789999999998,3.3054190000000001,3.2051349999999998,3.5689570000000002,3.5616120000000002,3.8343919999999998,3.1178360000000001,2.959352,2.241965,2.7458260000000001,2.7664749999999998]
[15320,null,null,null,3.4382000000000001,3.8738999999999999,3.6595,4.1376999999999997,3.5571999999999999,3.0956000000000001,1.2081999999999999,null,null,22.970300000000002,7,"High",3.1470820000000002,2.3331050000000002,3.5223589999999998,3.4381529999999998,3.8739189999999999,3.6594699999999998,4.1377129999999998,3.5571519999999999,3.095577,2.4163790000000001,2.9524699999999999,2.928982]
[15376,null,null,null,3.371,4.0038999999999998,3.7155999999999998,4.2744,3.4548999999999999,2.9201000000000001,1.2444999999999999,null,null,22.984400000000001,7,"High",3.089804,2.408585,3.3854730000000002,3.370965,4.0038900000000002,3.715605,4.2744119999999999,3.4548800000000002,2.9200539999999999,2.4889600000000001,2.9135719999999998,2.9203229999999998]
[15434,null,null,null,3.4761000000000002,3.8694999999999999,3.6696,4.1315,3.3626,3.1052,1.1976,null,null,22.812100000000001,7,"High",3.0220940000000001,2.3510960000000001,3.4649420000000002,3.476083,3.8695059999999999,3.6696240000000002,4.131488,3.3625669999999999,3.1051980000000001,2.3952529999999999,2.9721169999999999,2.8938869999999999]
[15468,null,null,null,3.5444,3.9243000000000001,3.7096,4.1936999999999998,3.4586000000000001,3.1636000000000002,1.2176,null,null,23.2118,7,"High",3.0739260000000002,2.3538890000000001,3.5094029999999998,3.5443579999999999,3.9242750000000002,3.7096089999999999,4.1936859999999996,3.4585750000000002,3.1635550000000001,2.4352809999999998,3.0308269999999999,2.9354049999999998]
[15546,null,null,null,3.7538999999999998,4.1673999999999998,3.9516,4.4812000000000003,3.6764999999999999,3.3454999999999999,1.3624000000000001,null,null,24.738499999999998,7,"High",3.8295569999999999,3.045423,3.925745,3.7539280000000002,4.1673749999999998,3.9515600000000002,4.4811769999999997,3.6764510000000001,3.345507,2.7248920000000001,3.3579690000000002,3.4110589999999998]
[15634,null,null,null,3.5224000000000002,3.8610000000000002,3.786,4.2282000000000002,3.4138000000000002,3.2086999999999999,1.2286999999999999,null,null,23.248799999999999,7,"High",3.2121620000000002,2.5506350000000002,3.532222,3.5223580000000001,3.860995,3.7860420000000001,4.2281690000000003,3.413764,3.2086769999999998,2.4574929999999999,3.0593379999999999,3.016572]
[15732,null,null,null,3.4514999999999998,3.8012999999999999,3.9342999999999999,4.2607999999999997,3.6202999999999999,3.383,1.2878000000000001,null,null,23.739000000000001,7,"High",3.3513570000000001,2.6833719999999999,3.5627309999999999,3.4515020000000001,3.8012679999999999,3.9342760000000001,4.2608129999999997,3.620317,3.3830330000000002,2.575539,3.1676510000000002,3.1734200000000001]
[15825,null,null,null,3.2833999999999999,3.7168000000000001,4.0780000000000003,3.9752000000000001,3.7437999999999998,3.5594000000000001,1.3409,null,null,23.697500000000002,7,"High",3.0672459999999999,2.432839,3.4488020000000001,3.2833950000000001,3.7168190000000001,4.0780200000000004,3.975196,3.7438400000000001,3.5594320000000002,2.6818279999999999,3.2400039999999999,3.272786]
[15927,null,null,null,3.4874999999999998,3.9230999999999998,3.9217,4.2835999999999999,3.5669,3.3677999999999999,1.3315999999999999,null,null,23.882200000000001,7,"High",3.5519370000000001,2.882946,3.7424940000000002,3.4875250000000002,3.9230960000000001,3.9216600000000001,4.283601,3.5668739999999999,3.3678349999999999,2.6632850000000001,3.308468,3.23834]
[15954,null,null,null,3.6505999999999998,4.0486000000000004,3.9674999999999998,4.5058999999999996,3.6949000000000001,3.3891,1.3436999999999999,null,null,24.600300000000001,7,"High",3.8048829999999998,3.0730680000000001,3.8283459999999998,3.6506280000000002,4.0485889999999998,3.967533,4.5058889999999998,3.6949169999999998,3.3891300000000002,2.6873840000000002,3.323909,3.3604609999999999]
[16057,null,null,null,3.2134999999999998,3.4581,3.9390999999999998,4.0118,3.2938000000000001,3.3466,1.2323999999999999,null,null,22.4953,7,"Medium-High",2.756513,2.1819009999999999,3.1444390000000002,3.2134900000000002,3.4581379999999999,3.9391280000000002,4.0118080000000003,3.2937509999999999,3.3465660000000002,2.4648379999999999,3.0461830000000001,2.808586]
[16124,null,null,null,3.1720999999999999,3.4626999999999999,3.9870999999999999,3.7564000000000002,3.2446000000000002,3.5438999999999998,1.2887999999999999,null,null,22.4556,7,"Medium-High",2.4432130000000001,1.9451510000000001,2.9283730000000001,3.172085,3.4626839999999999,3.9871059999999998,3.7564139999999999,3.2446030000000001,3.5438990000000001,2.5776180000000002,3.219811,2.7374930000000002]
[16226,null,null,null,3.4163000000000001,3.7191000000000001,3.9005999999999998,4.2107000000000001,3.5030999999999999,3.3197999999999999,1.2512000000000001,null,null,23.320799999999998,7,"High",3.1691950000000002,2.5237219999999998,3.4543159999999999,3.416318,3.7191179999999999,3.900566,4.2107250000000001,3.5030939999999999,3.3198439999999998,2.5024959999999998,3.089995,3.0451139999999999]
[16350,null,null,null,3.4923999999999999,3.7103999999999999,4.4390000000000001,4.0026000000000002,3.9573999999999998,4.0418000000000003,1.6406000000000001,null,null,25.284199999999998,7,"High",3.1423320000000001,2.3354810000000001,3.1702249999999998,3.492442,3.7103830000000002,4.4389640000000004,4.002643,3.9573849999999999,4.0418419999999999,3.2811300000000001,3.9001570000000001,3.5405690000000001]
[16438,null,null,null,3.3940000000000001,3.5063,4.1619999999999999,3.8115999999999999,3.7496999999999998,4.0827,1.6293,null,null,24.335599999999999,7,"High",2.8487830000000001,2.1896170000000001,3.0568930000000001,3.393983,3.5063019999999998,4.1620100000000004,3.811563,3.7497120000000002,4.082713,3.2585000000000002,3.860973,3.3709419999999999]
[16441,null,null,null,3.3134000000000001,3.4104999999999999,4.0311000000000003,3.5832999999999999,3.6789000000000001,4.0827999999999998,1.6361000000000001,null,null,23.7361,7,"High",2.7487080000000002,2.1445509999999999,2.981449,3.3134030000000001,3.410501,4.0311360000000001,3.5832920000000001,3.6788859999999999,4.0827999999999998,3.2722039999999999,3.8478720000000002,3.3603109999999998]
[16636,null,null,null,3.1993,3.6920999999999999,3.7597,3.9323000000000001,3.2599,3.2128999999999999,1.2797000000000001,null,null,22.335899999999999,7,"Medium-High",3.0598960000000002,2.5238610000000001,3.4793229999999999,3.1992630000000002,3.6920829999999998,3.7597079999999998,3.932277,3.2598760000000002,3.2129240000000001,2.5593180000000002,3.1903290000000002,2.8660019999999999]
[16738,null,null,null,3.3414999999999999,3.6722000000000001,4.4177999999999997,4.1684999999999999,3.6589,3.8609,1.5423,null,null,24.662099999999999,7,"High",3.3074509999999999,2.5860340000000002,3.2277740000000001,3.341485,3.6721509999999999,4.4177989999999996,4.1685239999999997,3.6589420000000001,3.8608850000000001,3.0845660000000001,3.6986620000000001,3.488785]
[16822,null,null,null,2.7372000000000001,3.375,3.6524000000000001,3.5478000000000001,3.0767000000000002,3.0076999999999998,1.2523,null,null,20.649100000000001,7,"Medium-High",2.4667620000000001,2.1848200000000002,2.906485,2.7372100000000001,3.3749790000000002,3.6523629999999998,3.5478260000000001,3.0767099999999998,3.0077219999999998,2.5045700000000002,3.060219,2.4615930000000001]
[16881,null,null,null,2.9222999999999999,3.5722999999999998,3.8733,3.7818999999999998,3.2833000000000001,3.2138,1.2896000000000001,null,null,21.936499999999999,7,"Medium-High",2.6745950000000001,2.3000500000000001,3.1837,2.922342,3.5723389999999999,3.8733420000000001,3.7818839999999998,3.283283,3.213778,2.5792250000000001,3.1125690000000001,2.6357539999999999]
[16950,null,null,null,2.7246999999999999,3.1556999999999999,3.7240000000000002,3.4339,2.8454000000000002,2.9931999999999999,1.2472000000000001,null,null,20.124099999999999,7,"Medium-High",2.1116700000000002,1.8468309999999999,2.4382329999999999,2.7247180000000002,3.1557309999999998,3.7239599999999999,3.4339330000000001,2.8453599999999999,2.9931969999999999,2.4943939999999998,2.8017240000000001,2.3974350000000002]
[17038,null,null,null,3.3426999999999998,3.6539999999999999,3.4626999999999999,3.4493999999999998,3.3029999999999999,3.4117000000000002,1.3073999999999999,null,null,21.930900000000001,7,"Medium-High",3.1006840000000002,2.6150090000000001,3.4416319999999998,3.342676,3.65402,3.4627309999999998,3.4494359999999999,3.3029790000000001,3.4116970000000002,2.614757,3.4823900000000001,3.068549]
[17078,null,null,null,3.2864,3.4584999999999999,3.2926000000000002,3.2477,3.1493000000000002,3.3193999999999999,1.2649999999999999,null,null,21.018899999999999,7,"Medium-High",3.1411530000000001,2.6628349999999998,3.5284599999999999,3.2864230000000001,3.4584820000000001,3.2925659999999999,3.2477,3.1493340000000001,3.3194370000000002,2.5299939999999999,3.3598499999999998,3.0528309999999999]
[17111,null,null,null,3.14,3.4544999999999999,3.1892,3.0958000000000001,3.0261999999999998,3.2271999999999998,1.2226999999999999,null,null,20.355599999999999,7,"Medium-High",3.1084999999999998,2.7092800000000001,3.5499239999999999,3.1400359999999998,3.4544769999999998,3.1892290000000001,3.0957729999999999,3.0262319999999998,3.227163,2.4454009999999999,3.2671760000000001,3.0065569999999999]
[17314,null,null,null,3.3206000000000002,3.6446999999999998,3.4165000000000001,3.6025,3.3140000000000001,3.2877000000000001,1.3892,null,null,21.975200000000001,7,"Medium-High",3.3394879999999998,2.718334,3.5230570000000001,3.3206090000000001,3.6446529999999999,3.416461,3.6025049999999998,3.3140049999999999,3.287744,2.7783350000000002,3.2961360000000002,3.252675]
[17372,null,null,null,3.125,3.4767000000000001,3.4279000000000002,3.0522,3.1783999999999999,3.1337999999999999,1.3362000000000001,null,null,20.7302,7,"Medium-High",3.154639,2.6795960000000001,3.3141750000000001,3.1250309999999999,3.4766889999999999,3.4279009999999999,3.0521560000000001,3.1783579999999998,3.1338020000000002,2.6724079999999999,3.1943959999999998,2.957395]
[17547,null,null,null,3.3001999999999998,3.3723000000000001,3.2957999999999998,3.2092000000000001,3.1173999999999999,3.22,1.2857000000000001,null,null,20.800599999999999,7,"Medium-High",3.1744910000000002,2.6663290000000002,3.4878070000000001,3.3002099999999999,3.3723100000000001,3.2957800000000002,3.2091859999999999,3.1173690000000001,3.220021,2.5713810000000001,3.2889680000000001,3.0534659999999998]
[17602,null,null,null,3.3950999999999998,3.6421000000000001,3.4443999999999999,3.6263999999999998,3.2818000000000001,3.3769,1.3694,null,null,22.136099999999999,7,"Medium-High",3.3307820000000001,2.706477,3.464461,3.3950740000000001,3.642131,3.4444319999999999,3.6264409999999998,3.2818299999999998,3.376871,2.7387429999999999,3.406498,3.2178939999999998]
[17810,null,null,null,3.0409000000000002,3.5628000000000002,3.6274999999999999,3.6785999999999999,3.2328000000000001,3.1335000000000002,1.3485,null,null,21.624600000000001,7,"Medium-High",2.6734520000000002,2.3819729999999999,3.11111,3.0408629999999999,3.5627759999999999,3.6274920000000002,3.67855,3.2328199999999998,3.1334749999999998,2.697066,3.4110939999999998,2.7368980000000001]
[17867,null,null,null,3.2517,3.7073999999999998,3.5669,3.5592000000000001,3.3980000000000001,3.3835999999999999,1.3056000000000001,null,null,22.1724,7,"Medium-High",2.902784,2.435988,3.298937,3.2517469999999999,3.7073619999999998,3.5669089999999999,3.559215,3.3979650000000001,3.3835860000000002,2.6112510000000002,3.4609540000000001,2.9286189999999999]
[17935,null,null,null,3.4863,3.92,3.8107000000000002,3.72,3.6448999999999998,3.5766,1.4179999999999999,null,null,23.576499999999999,7,"High",2.9657879999999999,2.533236,3.1671230000000001,3.4863439999999999,3.920013,3.8106949999999999,3.7200150000000001,3.6449319999999998,3.5766089999999999,2.835934,3.6891150000000001,3.0607440000000001]
[18034,null,null,null,3.4133,3.9262999999999999,3.4794999999999998,3.8628,3.8611,3.6141999999999999,1.4296,null,null,23.5868,7,"High",3.4299219999999999,2.792227,3.3646739999999999,3.413297,3.926304,3.4795319999999998,3.8627950000000002,3.8610549999999999,3.6141809999999999,2.8591060000000001,3.5825529999999999,3.2371279999999998]
[18062,null,null,null,3.4329000000000001,4.0023,3.5672999999999999,3.9091,3.7541000000000002,3.6368999999999998,1.4371,null,null,23.739699999999999,7,"High",3.3747120000000002,2.7186370000000002,3.2816869999999998,3.432858,4.0022849999999996,3.5673119999999998,3.9091269999999998,3.7541259999999999,3.6368909999999999,2.8742290000000001,3.6105,3.1997170000000001]
[18219,null,null,null,3.4304999999999999,3.9333,3.9142000000000001,3.6999,3.7559,3.5724,1.4289000000000001,null,null,23.735099999999999,7,"High",2.7687010000000001,2.3927749999999999,2.898358,3.4305240000000001,3.933325,3.9141590000000002,3.6999029999999999,3.7559149999999999,3.572441,2.8578899999999998,3.6224050000000001,2.9267120000000002]
[18370,null,null,null,3.7892000000000001,4.0861000000000001,3.984,4.0288000000000004,4.0312000000000001,3.9519000000000002,1.6514,null,null,25.522600000000001,7,"High",3.4059400000000002,2.86511,3.5011930000000002,3.7892139999999999,4.0860630000000002,3.9840230000000001,4.0288000000000004,4.0312010000000003,3.9519470000000001,3.3027669999999998,3.9819879999999999,3.495708]
[18453,null,null,null,3.5482999999999998,3.8462999999999998,3.8361000000000001,3.7589000000000001,3.6543999999999999,3.5266999999999999,1.5582,null,null,23.728899999999999,7,"High",3.1564839999999998,2.624085,3.189889,3.5482719999999999,3.8463039999999999,3.8360500000000002,3.7589359999999998,3.654401,3.5267119999999998,3.116498,3.7374390000000002,3.2205789999999999]
[18617,null,null,null,3.1833999999999998,3.7181999999999999,3.7545999999999999,3.5602,3.4725000000000001,3.3325999999999998,1.351,null,null,22.372499999999999,7,"Medium-High",2.538138,2.2230509999999999,2.705254,3.1833529999999999,3.7182230000000001,3.7545850000000001,3.560152,3.47254,3.3326159999999998,2.7020420000000001,3.3727610000000001,2.6745239999999999]
[18643,null,null,null,3.0430000000000001,3.5964999999999998,3.7363,3.5346000000000002,3.3098000000000001,3.2010000000000001,1.3407,null,null,21.761900000000001,7,"Medium-High",2.488283,2.175249,2.6304530000000002,3.0429569999999999,3.5965220000000002,3.7362790000000001,3.534551,3.309761,3.200993,2.681387,3.201114,2.5770309999999998]
[18801,null,null,null,3.3572000000000002,3.6029,3.6229,3.548,3.3923000000000001,3.2517,1.4396,null,null,22.214600000000001,7,"Medium-High",2.898685,2.4367510000000001,2.9430239999999999,3.357186,3.6028519999999999,3.6229339999999999,3.5480309999999999,3.3923290000000001,3.2517079999999998,2.8791959999999999,3.4594839999999998,2.951889]
[18936,null,null,null,3.5891999999999999,4.1135999999999999,3.3967999999999998,3.8992,3.9129,3.4870000000000001,1.4536,null,null,23.8523,7,"High",3.5409350000000002,2.7428409999999999,3.7345060000000001,3.589172,4.1135520000000003,3.3967999999999998,3.899216,3.9128959999999999,3.4870199999999998,2.9072070000000001,3.4079220000000001,3.2527409999999999]
[19002,null,null,null,3.5762999999999998,4.0484,3.4035000000000002,3.9207000000000001,3.8816999999999999,3.4470000000000001,1.4379999999999999,null,null,23.715599999999998,7,"High",3.5427050000000002,2.7319309999999999,3.693791,3.5763419999999999,4.0484140000000002,3.4035449999999998,3.9207299999999998,3.881704,3.4469620000000001,2.875966,3.3529209999999998,3.2430829999999999]
[19044,null,null,null,3.5737999999999999,4.0349000000000004,3.3837999999999999,3.9588000000000001,3.9397000000000002,3.4438,1.4498,null,null,23.784600000000001,7,"High",3.5435050000000001,2.7387649999999999,3.7302,3.5738210000000001,4.0348610000000003,3.3837660000000001,3.9588489999999998,3.9397470000000001,3.4437880000000001,2.899553,3.3369200000000001,3.2554530000000002]
[19096,null,null,null,3.5249999999999999,3.7839,3.4464000000000001,3.9216000000000002,3.6351,3.3113000000000001,1.3648,null,null,22.988099999999999,7,"High",3.549226,2.7008749999999999,3.476397,3.5249709999999999,3.7838829999999999,3.4464489999999999,3.9215849999999999,3.6350760000000002,3.311293,2.7296550000000002,3.1910919999999998,3.2094179999999999]
[19138,null,null,null,3.5398999999999998,3.8633999999999999,3.4264999999999999,3.9923999999999999,3.8443000000000001,3.3288000000000002,1.4039999999999999,null,null,23.3993,7,"High",3.5538479999999999,2.7110629999999998,3.5638369999999999,3.5398559999999999,3.863429,3.4265150000000002,3.9924339999999998,3.844287,3.3287629999999999,2.808014,3.1947559999999999,3.220974]
[19154,null,null,null,3.4525999999999999,3.7262,3.3713000000000002,4.1814,4.0011000000000001,3.3793000000000002,1.4343999999999999,null,null,23.546299999999999,7,"High",3.527326,2.750203,3.6044589999999999,3.4525809999999999,3.7261500000000001,3.3712629999999999,4.1813500000000001,4.0011099999999997,3.379251,2.8687079999999998,3.1420119999999998,3.2834639999999999]
[19464,null,null,null,3.4923000000000002,3.9636,3.5541999999999998,3.9626000000000001,3.5741000000000001,3.5693000000000001,1.4147000000000001,null,null,23.530799999999999,7,"High",3.4858310000000001,2.7574589999999999,3.3566569999999998,3.492267,3.9636339999999999,3.5542250000000002,3.962599,3.5740720000000001,3.5692539999999999,2.8294109999999999,3.5400420000000001,3.2211979999999998]
[19551,null,null,null,3.4685000000000001,3.7785000000000002,3.5432999999999999,3.6852,3.32,3.468,1.3677999999999999,null,null,22.6313,7,"High",3.2837830000000001,2.6689349999999998,3.34036,3.4685079999999999,3.7785099999999998,3.543317,3.685209,3.3200029999999998,3.46801,2.7355149999999999,3.560467,3.177117]
[19803,null,null,null,3.5142000000000002,3.7904,3.4342999999999999,4.0114999999999998,3.3963000000000001,3.4504000000000001,1.4401999999999999,null,null,23.037299999999998,7,"High",3.5630980000000001,2.7626659999999998,3.4941010000000001,3.5141559999999998,3.7904300000000002,3.4343189999999999,4.011482,3.3962500000000002,3.4503689999999998,2.88035,3.2723450000000001,3.3413249999999999]
[19943,null,null,null,3.1871,3.5070999999999999,3.3216999999999999,3.4639000000000002,3.6810999999999998,3.4645000000000001,1.4218,null,null,22.0472,7,"Medium-High",3.6397940000000002,2.803817,3.6104560000000001,3.1870780000000001,3.5070929999999998,3.3217129999999999,3.4639289999999998,3.681079,3.464486,2.843512,3.0041060000000002,3.1857799999999998]
[20007,null,null,null,2.7265999999999999,3.4731000000000001,2.9699,3.5057,3.5158999999999998,2.9066999999999998,1.3703000000000001,null,null,20.4682,7,"Medium-High",3.0975169999999999,2.5681829999999999,3.1702469999999998,2.7265920000000001,3.4731109999999998,2.969859,3.505703,3.515933,2.9066689999999999,2.740551,2.8968769999999999,2.9527519999999998]
[20121,null,null,null,2.8378000000000001,3.4668999999999999,2.9923000000000002,3.2090000000000001,3.4108999999999998,2.9117999999999999,1.3794,null,null,20.208100000000002,7,"Medium-High",3.0488249999999999,2.5163479999999998,3.2007669999999999,2.8378329999999998,3.4669180000000002,2.9923359999999999,3.2089880000000002,3.410876,2.9117649999999999,2.7588089999999998,2.9378410000000001,2.9716640000000001]
[20165,null,null,null,2.8898999999999999,3.6823999999999999,3.1008,3.2374000000000001,3.3791000000000002,2.9594999999999998,1.3978999999999999,null,null,20.646999999999998,7,"Medium-High",3.0356700000000001,2.4858310000000001,3.1763919999999999,2.8898929999999998,3.6824050000000002,3.1007859999999998,3.23739,3.379067,2.9594499999999999,2.795868,3.0147469999999998,2.9652449999999999]
[20618,null,null,null,2.7934999999999999,3.3765000000000001,3.0617000000000001,3.5789,3.5880999999999998,3.0398000000000001,1.3796999999999999,null,null,20.818200000000001,7,"Medium-High",3.4849489999999999,2.7840229999999999,3.5473680000000001,2.7934549999999998,3.3764690000000002,3.0616660000000002,3.5788540000000002,3.5881159999999999,3.039752,2.7594219999999998,2.8558789999999998,3.0043669999999998]
[20707,null,null,null,3.1135000000000002,3.9679000000000002,3.1964999999999999,3.58,3.4881000000000002,3.0834999999999999,1.4852000000000001,null,null,21.9147,7,"Medium-High",3.239331,2.6661190000000001,3.3992330000000002,3.1135169999999999,3.9679329999999999,3.1964890000000001,3.579993,3.4880499999999999,3.0834540000000001,2.9704809999999999,3.2820649999999998,3.1031029999999999]
[20710,null,null,null,2.9701,3.6312000000000002,3.1122999999999998,3.6724999999999999,3.7505999999999999,2.9973000000000001,1.4208000000000001,null,null,21.5548,7,"Medium-High",3.1871679999999998,2.610881,3.3387099999999998,2.9700709999999999,3.6312150000000001,3.1122730000000001,3.672526,3.750632,2.9973339999999999,2.8415460000000001,2.9954170000000002,3.0020630000000001]
[20784,null,null,null,2.9996999999999998,3.6547000000000001,3.1377000000000002,3.6922999999999999,3.7490000000000001,3.0104000000000002,1.4322999999999999,null,null,21.676100000000002,7,"Medium-High",3.2070720000000001,2.6240199999999998,3.3737490000000001,2.9996800000000001,3.6546650000000001,3.1376689999999998,3.692342,3.7490100000000002,3.0104389999999999,2.8646539999999998,3.0268489999999999,3.0209160000000002]
[20879,null,null,null,3.0144000000000002,3.8733,3.1753,3.3319999999999999,3.3224999999999998,3.0326,1.4395,null,null,21.189599999999999,7,"Medium-High",3.1635409999999999,2.5406719999999998,3.2732489999999999,3.0143689999999999,3.8733089999999999,3.1752699999999998,3.33202,3.3224840000000002,3.032626,2.878981,3.154118,3.02719]
[21042,null,null,null,3.1663000000000001,4.0071000000000003,3.2010000000000001,3.3519999999999999,3.2141000000000002,3.0992000000000002,1.4497,null,null,21.4894,7,"Medium-High",3.3448180000000001,2.65788,3.469824,3.1662840000000001,4.0071370000000002,3.2009660000000002,3.3520340000000002,3.2140819999999999,3.099221,2.899403,3.2571129999999999,3.1281409999999998]
[21076,null,null,null,3.0449999999999999,3.7189999999999999,3.1675,3.5036999999999998,3.4661,3.0497999999999998,1.4220999999999999,null,null,21.373200000000001,7,"Medium-High",3.3216389999999998,2.7778969999999998,3.4601470000000001,3.0450089999999999,3.7189510000000001,3.167494,3.5037340000000001,3.466059,3.049769,2.8441730000000001,3.1387290000000001,3.149632]
[21210,null,null,null,3.1131000000000002,3.6827999999999999,3.1627999999999998,3.4533999999999998,3.3664000000000001,3.121,1.3816999999999999,null,null,21.281199999999998,7,"Medium-High",3.3264480000000001,2.781371,3.603389,3.1131120000000001,3.6828479999999999,3.1627809999999998,3.453411,3.3664269999999998,3.121016,2.7633670000000001,3.1389849999999999,3.2299470000000001]
[21226,null,null,null,2.9775999999999998,3.5223,3.1012,3.5066999999999999,3.5175999999999998,3.0823,1.3597999999999999,null,null,21.067499999999999,7,"Medium-High",3.3101470000000002,2.8470949999999999,3.584549,2.9775610000000001,3.5222910000000001,3.1011850000000001,3.5066579999999998,3.5175930000000002,3.0822769999999999,2.7196729999999998,3.0593140000000001,3.2277830000000001]
[21403,null,null,null,3.0135000000000001,3.6158999999999999,3.1962999999999999,3.6408,3.6,3.1438000000000001,1.4195,null,null,21.629799999999999,7,"Medium-High",3.4454850000000001,2.792513,3.558379,3.0135230000000002,3.6159089999999998,3.1962999999999999,3.6407720000000001,3.5999989999999999,3.1438109999999999,2.8390590000000002,3.0941100000000001,3.2004830000000002]
[21625,null,null,null,3.1421000000000001,3.714,3.2867000000000002,3.6255999999999999,3.6928000000000001,3.2010999999999998,1.3919999999999999,null,null,22.054300000000001,7,"Medium-High",3.7224539999999999,2.8906909999999999,3.5504929999999999,3.1420710000000001,3.7140369999999998,3.2866599999999999,3.6256360000000001,3.6928079999999999,3.2011189999999998,2.7839670000000001,3.1348579999999999,3.2468689999999998]
[21666,null,null,null,3.0406,3.6493000000000002,3.2075,3.6120999999999999,3.5743,3.1741000000000001,1.4053,null,null,21.6632,7,"Medium-High",3.5316879999999999,2.8446259999999999,3.599602,3.040594,3.649302,3.2075360000000002,3.6120960000000002,3.5743079999999998,3.1741470000000001,2.810546,3.1007609999999999,3.2520500000000001]
[21779,null,null,null,3.0670000000000002,3.798,3.3477999999999999,3.1797,3.2677999999999998,2.8485999999999998,1.4039999999999999,null,null,20.9129,7,"Medium-High",2.954723,2.436401,3.2277819999999999,3.0670449999999998,3.797984,3.3477790000000001,3.1796760000000002,3.26776,2.8485939999999998,2.8080970000000001,3.031536,2.8139349999999999]
[21849,null,null,null,3.0640999999999998,3.1381000000000001,3.0727000000000002,3.7063000000000001,4.5103999999999997,3.2705000000000002,1.3804000000000001,null,null,22.142499999999998,7,"Medium-High",3.95404,3.0066329999999999,3.800249,3.0640550000000002,3.1381389999999998,3.0727359999999999,3.7062970000000002,4.5104280000000001,3.2704580000000001,2.7607529999999998,2.87059,3.3164159999999998]
[21913,null,null,null,3.1347999999999998,3.6850000000000001,3.4405000000000001,3.5781000000000001,3.3864000000000001,3.3469000000000002,1.4089,null,null,21.980599999999999,7,"Medium-High",3.427187,2.6903190000000001,3.4059300000000001,3.1348069999999999,3.6850360000000002,3.4404680000000001,3.5780729999999998,3.386428,3.3469470000000001,2.817704,2.9996589999999999,3.2604579999999999]
[22151,null,null,null,2.7498,3.202,2.8544999999999998,3.3024,3.4782000000000002,2.879,1.3083,null,null,19.7742,7,"Medium-High",3.0693760000000001,2.579466,3.2401900000000001,2.749803,3.201953,2.8544939999999999,3.3024339999999999,3.4782030000000002,2.8790399999999998,2.6166529999999999,2.8310080000000002,3.0030239999999999]
[22311,null,null,null,2.7174,3.2458,2.8837000000000002,3.4015,3.5038999999999998,2.8778000000000001,1.32,null,null,19.950099999999999,7,"Medium-High",3.0729329999999999,2.5706479999999998,3.2131029999999998,2.7173859999999999,3.2458119999999999,2.8837130000000002,3.4015149999999998,3.503892,2.8777689999999998,2.639929,2.8237779999999999,2.9693990000000001]
[22454,null,null,null,2.7730000000000001,3.6040999999999999,3.1960999999999999,3.9615,3.8445,3.1141999999999999,1.4321999999999999,null,null,21.925599999999999,7,"Medium-High",3.7318630000000002,2.9951850000000002,3.649308,2.7729789999999999,3.6040909999999999,3.1961400000000002,3.9615010000000002,3.8444600000000002,3.1142379999999998,2.8643149999999999,2.9061219999999999,3.0360469999999999]
[22580,null,null,null,2.8039999999999998,3.4889000000000001,3.0451000000000001,3.5891999999999999,3.4211,2.9296000000000002,1.5427999999999999,null,null,20.820699999999999,7,"Medium-High",3.4426169999999998,2.747932,3.3762370000000002,2.8040129999999999,3.4888870000000001,3.0451060000000001,3.589235,3.4211399999999998,2.9296350000000002,3.0856370000000002,2.930749,2.9654609999999999]
[22712,null,null,null,2.8622000000000001,3.6225999999999998,3.1536,3.3233000000000001,3.3100999999999998,2.9537,1.4918,null,null,20.717300000000002,7,"Medium-High",3.0972629999999999,2.5126900000000001,3.1731699999999998,2.8621699999999999,3.622646,3.1535769999999999,3.3233160000000002,3.3100900000000002,2.9536929999999999,2.9836520000000002,2.9893900000000002,2.8046190000000002]
[22734,null,null,null,2.8553999999999999,3.6522999999999999,3.1806999999999999,3.3542000000000001,3.3096999999999999,2.9704999999999999,1.4999,null,null,20.822700000000001,7,"Medium-High",3.0624980000000002,2.498021,3.1491099999999999,2.8554409999999999,3.6522950000000001,3.1807189999999999,3.3542489999999998,3.3097259999999999,2.970532,2.9997919999999998,2.9983740000000001,2.7629730000000001]
[22842,null,null,null,2.7646999999999999,3.5474999999999999,3.1958000000000002,3.6118999999999999,3.2362000000000002,2.9779,1.2841,null,null,20.618099999999998,7,"Medium-High",2.6033140000000001,2.2005319999999999,2.8343060000000002,2.764656,3.5475430000000001,3.195827,3.6118700000000001,3.236218,2.977935,2.5681449999999999,2.5945580000000001,2.3850440000000002]
[23004,null,null,null,2.8643000000000001,3.6911999999999998,2.8064,3.8149999999999999,3.6118999999999999,2.8488000000000002,1.552,null,null,21.189599999999999,7,"Medium-High",3.1655489999999999,2.778972,3.4516179999999999,2.864293,3.6911679999999998,2.806403,3.8149739999999999,3.6118749999999999,2.848786,3.1039140000000001,2.8709190000000002,2.7742390000000001]
[23070,null,null,null,2.7376999999999998,3.6086999999999998,3.2574999999999998,4.0776000000000003,4.0271999999999997,3.3125,1.3924000000000001,null,null,22.413599999999999,7,"Medium-High",3.9412449999999999,3.1680039999999998,3.763185,2.7376529999999999,3.6086800000000001,3.2575229999999999,4.0776370000000002,4.0272439999999996,3.3125309999999999,2.7847119999999999,2.8488069999999999,3.0633029999999999]
[23109,null,null,null,2.6996000000000002,3.5352000000000001,3.2669000000000001,4.1524999999999999,4.1230000000000002,3.3708999999999998,1.3866000000000001,null,null,22.534700000000001,7,"Medium-High",3.9727640000000002,3.2187220000000001,3.7613110000000001,2.699611,3.5352070000000002,3.2668550000000001,4.1524939999999999,4.1230130000000003,3.3708819999999999,2.7732139999999998,2.795147,3.069658]
[23173,null,null,null,2.7725,3.5552000000000001,3.1429,4.2442000000000002,3.8868999999999998,2.8776000000000002,1.5269999999999999,null,null,22.0063,7,"Medium-High",3.4754939999999999,2.9280059999999999,3.4067980000000002,2.772456,3.5552350000000001,3.142925,4.2442390000000003,3.8868990000000001,2.877561,3.0539450000000001,2.8739880000000002,2.9551180000000001]
[23298,null,null,null,2.7440000000000002,3.5453000000000001,3.1678999999999999,4.3513000000000002,3.9708000000000001,2.8887999999999998,1.5155000000000001,null,null,22.183599999999998,7,"Medium-High",3.5085670000000002,2.9435519999999999,3.413259,2.7440470000000001,3.5452650000000001,3.1678769999999998,4.3512810000000002,3.9707970000000001,2.8888150000000001,3.0309949999999999,2.8507940000000001,2.9692880000000001]
[23350,null,null,3.6533000000000002,2.6343999999999999,3.2223999999999999,2.9258000000000002,3.8700999999999999,4.0830000000000002,3.1158000000000001,2.7583000000000002,1.3103,null,27.573399999999999,9,"High",3.8653439999999999,3.094131,3.6532969999999998,2.634436,3.222378,2.9258380000000002,3.8701140000000001,4.0829940000000002,3.1157789999999999,2.758337,2.6205560000000001,3.0536140000000001]
[23508,null,null,3.4539,2.6717,3.2330999999999999,3.2284999999999999,4.3707000000000003,4.2758000000000003,3.1871,2.6027,1.2295,null,28.253,9,"High",3.9338310000000001,3.1909019999999999,3.4538959999999999,2.6716679999999999,3.2330549999999998,3.2284630000000001,4.370717,4.2758430000000001,3.1870769999999999,2.602719,2.4589479999999999,2.851683]
[23606,null,null,null,2.7193000000000001,3.5327000000000002,3.4388000000000001,4.3392999999999997,4.2300000000000004,3.5409000000000002,1.3609,null,null,23.161899999999999,7,"High",4.0388890000000002,3.3320479999999999,3.7596219999999998,2.7193160000000001,3.5326879999999998,3.4388000000000001,4.3393160000000002,4.2299639999999998,3.5408840000000001,2.7217389999999999,2.7517299999999998,3.0568909999999998]
[23708,null,null,3.4679000000000002,2.6718000000000002,3.2804000000000002,3.2694999999999999,4.4231999999999996,4.3337000000000003,3.2117,2.6196000000000002,1.2301,null,28.507899999999999,9,"Highest",3.9729610000000002,3.205794,3.4679160000000002,2.6717849999999999,3.2803840000000002,3.2694679999999998,4.4231569999999998,4.3337469999999998,3.2116660000000001,2.6196269999999999,2.4601449999999998,2.8495550000000001]
[23857,null,null,null,2.8582999999999998,3.5106000000000002,3.3681999999999999,4.3268000000000004,4.4034000000000004,3.1558000000000002,1.3046,null,null,22.927700000000002,7,"High",3.8742009999999998,3.4585330000000001,3.6934610000000001,2.8582529999999999,3.5105710000000001,3.3682110000000001,4.3268360000000001,4.4033749999999996,3.1557759999999999,2.6092230000000001,2.8182429999999998,3.003803]
[23924,null,null,null,2.8229000000000002,3.6164000000000001,3.1534,3.8946000000000001,3.9062000000000001,3.0276999999999998,1.4165000000000001,null,null,21.837700000000002,7,"Medium-High",3.7938710000000002,3.21123,3.6635430000000002,2.822921,3.6164149999999999,3.1533769999999999,3.8945949999999998,3.9062299999999999,3.0276580000000002,2.8329559999999998,2.9237690000000001,3.0101499999999999]
[24072,null,null,null,3.4857,3.9146999999999998,3.3357000000000001,4.1177000000000001,3.7099000000000002,3.1379999999999999,1.5557000000000001,null,null,23.257400000000001,7,"High",3.4779179999999998,3.056978,3.7759429999999998,3.4856959999999999,3.9147319999999999,3.3357420000000002,4.1177440000000001,3.709918,3.1380180000000002,3.1114069999999998,2.8318460000000001,2.9173360000000002]
[24133,null,null,null,3.4011,3.7324000000000002,3.3245,4.1805000000000003,3.6082000000000001,3.2273999999999998,1.5057,null,null,22.979800000000001,7,"High",3.5647319999999998,3.1280869999999998,3.8198509999999999,3.4011130000000001,3.7324030000000001,3.324506,4.1804920000000001,3.6082079999999999,3.22736,3.0114909999999999,2.734181,2.993169]
[24168,null,null,null,3.3279999999999998,3.6486000000000001,3.2974999999999999,4.2179000000000002,3.5863999999999998,3.1983000000000001,1.4964,null,null,22.773099999999999,7,"High",3.5586890000000002,3.078802,3.7884259999999998,3.327969,3.6485629999999998,3.2975279999999998,4.2179460000000004,3.5863870000000002,3.198305,2.9927790000000001,2.7181579999999999,2.9182959999999998]
[24258,null,null,null,3.3323999999999998,3.7568000000000001,3.4083000000000001,4.2127999999999997,3.1941999999999999,3.0411000000000001,1.2248000000000001,null,null,22.170400000000001,7,"Medium-High",3.897913,3.3644310000000002,3.5741480000000001,3.3323680000000002,3.7568049999999999,3.408293,4.2127970000000001,3.1942439999999999,3.0410889999999999,2.4496370000000001,2.9731890000000001,3.3373569999999999]
[24322,null,null,null,3.4634,4.1128,3.5432999999999999,4.1509999999999998,3.6535000000000002,3.13,1.4742999999999999,null,null,23.528300000000002,7,"High",3.5033259999999999,3.0960679999999998,3.7187070000000002,3.4634420000000001,4.1128260000000001,3.5433140000000001,4.1510290000000003,3.6534819999999999,3.1299679999999999,2.9485039999999998,2.9146160000000001,3.0019779999999998]
[24363,null,null,null,3.5525000000000002,4.1631,3.7269999999999999,4.2847,3.7976999999999999,3.206,1.4834000000000001,null,null,24.214400000000001,7,"High",3.7599529999999999,3.324945,3.9296920000000002,3.552521,4.163138,3.7269999999999999,4.2847359999999997,3.7976589999999999,3.206019,2.966831,3.067123,3.1166520000000002]
[24460,null,null,null,3.0979999999999999,3.7793999999999999,3.2332000000000001,3.9596,3.3532000000000002,3.0365000000000002,1.5184,null,null,21.978300000000001,7,"Medium-High",3.1488149999999999,2.7563209999999998,3.475476,3.0980289999999999,3.77942,3.2332459999999998,3.9596010000000001,3.3531879999999998,3.0365470000000001,3.0368200000000001,2.8451010000000001,2.7828309999999998]
[24563,null,null,null,2.9626999999999999,3.5348000000000002,3.0609000000000002,3.8668999999999998,3.3626,2.8237999999999999,1.4317,null,null,21.043399999999998,7,"Medium-High",3.3451409999999999,2.962542,3.4771130000000001,2.9626869999999998,3.5347810000000002,3.0608970000000002,3.8668930000000001,3.362584,2.8237800000000002,2.863467,2.7587160000000002,2.9249049999999999]
[24570,null,null,null,2.8896999999999999,3.5247000000000002,3.0072000000000001,3.7381000000000002,3.2679,2.7844000000000002,1.4557,null,null,20.6677,7,"Medium-High",3.0617290000000001,2.842031,3.3608470000000001,2.8897370000000002,3.5247060000000001,3.007225,3.7381009999999999,3.2679170000000002,2.784389,2.9113929999999999,2.7175509999999998,2.8377650000000001]
[24631,null,null,null,3.4836,3.9373999999999998,3.5047999999999999,4.3517999999999999,3.5714000000000001,3.0253999999999999,1.3208,null,null,23.1952,7,"High",3.6821030000000001,3.1414610000000001,3.5066660000000001,3.4836130000000001,3.9373499999999999,3.5047899999999998,4.3518400000000002,3.5714320000000002,3.0254470000000002,2.6415169999999999,3.0128529999999998,3.1324109999999998]
[24920,null,null,null,4.4997999999999996,4.8806000000000003,4.4371999999999998,5.2068000000000003,4.4859,3.9329000000000001,1.7838000000000001,null,null,29.227,7,"Highest",4.6579649999999999,3.8291379999999999,4.6746509999999999,4.499803,4.8805589999999999,4.4372109999999996,5.2068139999999996,4.4858919999999998,3.9329209999999999,3.5675189999999999,3.8729550000000001,4.2767720000000002]
[25007,null,null,null,3.3593000000000002,3.8041,3.42,4.4600999999999997,3.5083000000000002,3.012,1.2988,null,null,22.8626,7,"High",3.3573919999999999,2.8212429999999999,3.3015119999999998,3.3592870000000001,3.8041100000000001,3.4200339999999998,4.4601030000000002,3.508337,3.0120490000000002,2.5976460000000001,2.876989,2.988613]
[25048,null,null,null,3.3431000000000002,3.7578999999999998,3.4060999999999999,4.5225999999999997,3.5604,3.0423,1.294,null,null,22.926400000000001,7,"High",3.3839359999999998,2.8250950000000001,3.350597,3.3430629999999999,3.757924,3.4061149999999998,4.5225960000000001,3.5604480000000001,3.0423269999999998,2.5880160000000001,2.9052669999999998,3.0140950000000002]
[25125,null,null,null,3.3578999999999999,3.6625999999999999,3.3376999999999999,4.6322000000000001,3.6983000000000001,3.1236999999999999,1.3260000000000001,null,null,23.138400000000001,7,"High",3.451775,2.8209070000000001,3.455657,3.3578619999999999,3.6625719999999999,3.3377439999999998,4.6321960000000004,3.6983280000000001,3.1236510000000002,2.6519529999999998,2.993055,3.0843020000000001]
[25231,null,null,null,3.3043,3.6105999999999998,3.2288000000000001,4.5857000000000001,3.7801,3.2111999999999998,1.2854000000000001,null,null,23.0061,7,"High",3.5052469999999998,2.766238,3.5855510000000002,3.3043360000000002,3.610592,3.2288009999999998,4.5857060000000001,3.7801119999999999,3.2112409999999998,2.570716,3.0458690000000002,3.011009]
[25267,null,null,null,3.6591,3.8950999999999998,3.5070000000000001,4.8685999999999998,3.9338000000000002,3.1446999999999998,1.4151,null,null,24.423400000000001,7,"High",3.6426699999999999,2.8323719999999999,3.7118579999999999,3.6591480000000001,3.8950619999999998,3.506999,4.8685700000000001,3.9337580000000001,3.144679,2.8302559999999999,3.3094929999999998,3.196437]
[25505,null,null,null,3.3329,3.7715000000000001,3.3698000000000001,4.4851000000000001,3.6356000000000002,3.0244,1.2714000000000001,null,null,22.890699999999999,7,"High",3.4053840000000002,2.8588870000000002,3.5185469999999999,3.332916,3.7714509999999999,3.3698250000000001,4.4850919999999999,3.6356440000000001,3.0244119999999999,2.5427490000000001,3.03756,3.0762969999999998]
[25529,null,null,null,3.3005,3.7023999999999999,3.2702,4.5122,3.6684999999999999,3.0533000000000001,1.2579,null,null,22.765000000000001,7,"High",3.3517199999999998,2.7768869999999999,3.4876269999999998,3.3004699999999998,3.702375,3.2702200000000001,4.5122280000000003,3.6684869999999998,3.0532530000000002,2.5158309999999999,2.989528,3.0023369999999998]
[25801,null,null,null,3.3048999999999999,3.7822,3.4643000000000002,4.4252000000000002,3.3794,2.9982000000000002,1.3,null,null,22.654199999999999,7,"High",3.2831329999999999,2.7853249999999998,3.2250390000000002,3.3049019999999998,3.7822360000000002,3.4643109999999999,4.4251550000000002,3.3793929999999999,2.9981689999999999,2.5999370000000002,2.8188879999999998,2.979965]
[25908,null,null,null,3.3132000000000001,3.8368000000000002,3.3984000000000001,4.3072999999999997,3.3138000000000001,2.9622000000000002,1.2962,null,null,22.427900000000001,7,"Medium-High",3.2337880000000001,2.7682259999999999,3.224043,3.313177,3.8368090000000001,3.3983850000000002,4.3072910000000002,3.3137940000000001,2.962243,2.5924140000000002,2.7615690000000002,2.9175650000000002]
[25917,null,null,null,3.3073000000000001,3.7292999999999998,3.4405000000000001,4.4943999999999997,3.4723999999999999,3.0265,1.3005,null,null,22.770900000000001,7,"High",3.322845,2.7903169999999999,3.2705839999999999,3.307334,3.729336,3.440458,4.4944100000000002,3.4724400000000002,3.0265059999999999,2.6009540000000002,2.8599060000000001,3.0115479999999999]
[26105,null,null,null,3.2084999999999999,3.4693999999999998,3.4824999999999999,4.0518999999999998,3.5903,2.8435000000000001,1.1997,null,null,21.845800000000001,7,"Medium-High",3.0704210000000001,2.4484590000000002,3.4952480000000001,3.2085300000000001,3.4693900000000002,3.482491,4.0519069999999999,3.5902820000000002,2.8434659999999998,2.399359,2.8870529999999999,2.7574860000000001]
[26201,null,null,null,3.9725000000000001,4.0781000000000001,4.3654000000000002,4.7710999999999997,4.1638000000000002,3.5371999999999999,1.4658,null,null,26.353899999999999,7,"High",4.0706879999999996,3.121753,3.9795660000000002,3.972458,4.0780519999999996,4.3654099999999998,4.7710990000000004,4.1637700000000004,3.5371959999999998,2.931603,3.4444460000000001,3.7009089999999998]
[26241,null,null,null,4.1319999999999997,4.4413999999999998,4.5815999999999999,4.9230999999999998,4.3646000000000003,3.6339999999999999,1.5449999999999999,null,null,27.621700000000001,7,"High",4.1720249999999997,3.2773699999999999,4.1501789999999996,4.1320410000000001,4.4413580000000001,4.5815520000000003,4.9231280000000002,4.3646349999999998,3.6340210000000002,3.0899269999999999,3.4473549999999999,3.7600920000000002]
[26327,null,null,null,3.6724000000000001,4.0199999999999996,3.6656,4.8173000000000004,3.8982999999999999,3.0200999999999998,1.3615999999999999,null,null,24.455300000000001,7,"High",3.5930140000000002,2.7300239999999998,3.7817980000000002,3.67238,4.0199550000000004,3.6656369999999998,4.8172569999999997,3.898323,3.0200999999999998,2.7231939999999999,3.331931,3.0562529999999999]
[26415,null,null,null,3.6143000000000001,4.0297999999999998,3.7081,4.6999000000000004,3.8538999999999999,2.9537,1.3205,null,null,24.180199999999999,7,"High",3.4819230000000001,2.627748,3.7544559999999998,3.6143100000000001,4.0298319999999999,3.7080700000000002,4.6999230000000001,3.8539349999999999,2.9536829999999998,2.641073,3.2995260000000002,2.9685589999999999]
[26505,null,null,null,3.45,3.8512,3.7385000000000002,4.1227,3.7582,3.1429,1.2252000000000001,null,null,23.288699999999999,7,"High",3.3322919999999998,2.3706109999999998,3.6047790000000002,3.4500419999999998,3.8511679999999999,3.7385100000000002,4.1227450000000001,3.758194,3.1428600000000002,2.450412,2.955921,3.0102899999999999]
[26619,null,null,null,3.7658,3.9161999999999999,3.6425000000000001,4.8803999999999998,3.9887999999999999,3.2502,1.4527000000000001,null,null,24.896599999999999,7,"High",3.7260719999999998,2.9399649999999999,3.750073,3.7658320000000001,3.9162189999999999,3.6424889999999999,4.880433,3.9888249999999998,3.2502260000000001,2.9053200000000001,3.3369209999999998,3.3919250000000001]
[26810,null,null,null,3.0849000000000002,3.7692999999999999,3.4066999999999998,3.8041999999999998,3.3765000000000001,3.0590000000000002,1.3102,null,null,21.8108,7,"Medium-High",2.8716949999999999,2.3651330000000002,3.1294900000000001,3.0849139999999999,3.7693449999999999,3.4067379999999998,3.804233,3.3765360000000002,3.0589499999999998,2.62032,2.768656,2.6628639999999999]
[27020,null,null,null,3.2700999999999998,3.7995000000000001,3.7820999999999998,3.8321999999999998,3.5956000000000001,3.2155,1.4246000000000001,null,null,22.919599999999999,7,"High",3.7088269999999999,3.4502000000000002,4.1291469999999997,3.2700640000000001,3.7994979999999998,3.782063,3.83223,3.5956009999999998,3.2154509999999998,2.8491439999999999,2.8323480000000001,3.2555109999999998]
[27203,null,null,null,2.9643999999999999,3.6524000000000001,3.8534000000000002,4.2849000000000004,3.8788,2.9464999999999999,1.3534999999999999,null,null,22.933900000000001,7,"High",3.9314640000000001,3.4968159999999999,3.9076949999999999,2.96441,3.6523690000000002,3.8534389999999998,4.2849409999999999,3.8788040000000001,2.9465309999999998,2.7069640000000001,2.6938249999999999,3.0939549999999998]
[27249,null,null,null,3.0148999999999999,3.7429999999999999,3.5074000000000001,4.0274000000000001,3.6166,2.8626,1.4536,null,null,22.2255,7,"Medium-High",3.883848,3.3012480000000002,3.806133,3.0149400000000002,3.7429619999999999,3.5074290000000001,4.0274140000000003,3.6165579999999999,2.8626330000000002,2.9071630000000002,2.7480479999999998,3.045426]
[27320,null,null,null,3.1168999999999998,3.6335999999999999,3.3591000000000002,4.0509000000000004,3.4950999999999999,2.9140999999999999,1.462,null,null,22.031700000000001,7,"Medium-High",3.8381539999999998,3.2017069999999999,3.7936869999999998,3.1169280000000001,3.6336430000000002,3.3590749999999998,4.0509310000000003,3.4950999999999999,2.9141409999999999,2.9240249999999999,2.7158730000000002,2.9923519999999999]
[27377,null,null,null,2.9582000000000002,3.7726999999999999,3.6072000000000002,4.0599999999999996,3.7014,2.8626999999999998,1.4368000000000001,null,null,22.399000000000001,7,"Medium-High",3.8775559999999998,3.3553540000000002,3.8044479999999998,2.958151,3.7726609999999998,3.6071659999999999,4.0599829999999999,3.701368,2.8626849999999999,2.8736410000000001,2.735217,3.071542]
[27521,null,null,4.0156000000000001,2.9390999999999998,3.7747000000000002,3.8906000000000001,5.0965999999999996,4.4878999999999998,3.4912999999999998,2.5668000000000002,1.3335999999999999,null,31.5962,9,"Highest",4.2177290000000003,3.6990910000000001,4.015568,2.939057,3.7747190000000002,3.890638,5.0966250000000004,4.4878720000000003,3.491276,2.5668060000000001,2.6672220000000002,3.06568]
[27572,null,null,null,2.7738999999999998,3.8519000000000001,3.4007000000000001,3.6821000000000002,3.8027000000000002,2.8883000000000001,1.4202999999999999,null,null,21.819900000000001,7,"Medium-High",3.9550369999999999,3.4079760000000001,3.7226750000000002,2.7738800000000001,3.8519260000000002,3.4006699999999999,3.6821350000000002,3.8027389999999999,2.888328,2.8406470000000001,2.8822269999999999,3.0750989999999998]
[27814,null,null,3.7837999999999998,2.8803999999999998,4.1231999999999998,4.3975,5.6604000000000001,5.5564999999999998,4.1498999999999997,2.6871999999999998,1.4124000000000001,null,34.651299999999999,9,"Highest",4.7988489999999997,3.5670069999999998,3.7837879999999999,2.8803570000000001,4.1231819999999999,4.3975210000000002,5.6603789999999998,5.5564679999999997,4.1499379999999997,2.6871930000000002,2.8248679999999999,3.2658109999999998]
[27842,null,null,null,2.8647999999999998,3.4954999999999998,3.4148000000000001,4.3893000000000004,4.4657999999999998,3.1720999999999999,1.2844,null,null,23.0867,7,"High",3.886164,3.4940329999999999,3.7058710000000001,2.864751,3.4954749999999999,3.4148390000000002,4.3893190000000004,4.4657879999999999,3.1721020000000002,2.5687639999999998,2.7968470000000001,3.0041039999999999]
[27857,null,null,3.8687,2.9077999999999999,3.6993,3.9741,4.6463999999999999,4.9177,3.6301999999999999,2.4689000000000001,1.2708999999999999,null,31.384,9,"Highest",4.4468829999999997,3.5523020000000001,3.8686729999999998,2.9077660000000001,3.6993130000000001,3.974075,4.6463679999999998,4.9176820000000001,3.6302289999999999,2.468871,2.5418949999999998,2.980235]
[27939,null,null,3.6570999999999998,2.6959,3.5777000000000001,3.5661999999999998,4.6997999999999998,4.8727999999999998,3.6574,3.0440999999999998,1.3996999999999999,null,31.1707,9,"Highest",4.6186069999999999,3.375048,3.657146,2.6959230000000001,3.5777000000000001,3.5661939999999999,4.6997999999999998,4.8728449999999999,3.6574420000000001,3.044143,2.7994140000000001,3.0330370000000002]
[28012,null,null,null,2.8933,3.4342999999999999,3.7974000000000001,3.7530000000000001,3.7082000000000002,3.2751000000000001,1.3554999999999999,null,null,22.216799999999999,7,"Medium-High",4.4760489999999997,3.7821349999999998,4.6104209999999997,2.8933010000000001,3.4342809999999999,3.797437,3.7530000000000001,3.7081970000000002,3.2750880000000002,2.7109209999999999,2.9125429999999999,3.3959489999999999]
[28097,null,null,null,2.9609999999999999,3.4115000000000002,3.7538999999999998,4.2561,3.9714999999999998,3.1383999999999999,1.3209,null,null,22.813300000000002,7,"High",4.3048719999999996,3.6831520000000002,4.3521190000000001,2.961036,3.4114589999999998,3.7538969999999998,4.2561169999999997,3.9714559999999999,3.1383760000000001,2.6418819999999998,2.7804319999999998,3.1823030000000001]
[28128,null,null,4.2891000000000004,2.9961000000000002,3.4380999999999999,4.0236000000000001,4.5899000000000001,4.2050999999999998,3.2035,2.5691999999999999,1.3609,null,30.6755,9,"Highest",4.3583869999999996,3.6326809999999998,4.2891370000000002,2.9960779999999998,3.4381469999999998,4.0235849999999997,4.5898640000000004,4.2050599999999996,3.2034660000000001,2.5691709999999999,2.7218930000000001,3.0747179999999998]
[28210,null,null,null,2.8546999999999998,3.3573,3.6312000000000002,3.8283,3.7709999999999999,3.2086000000000001,1.335,null,null,21.9861,7,"Medium-High",4.4817600000000004,3.7502849999999999,4.5462699999999998,2.8546610000000001,3.357348,3.631189,3.8283100000000001,3.7709820000000001,3.208634,2.6699730000000002,2.8548969999999998,3.3428779999999998]
[28303,null,null,3.8340999999999998,2.8323,3.2566000000000002,4.1845999999999997,5.3842999999999996,4.8891,3.5200999999999998,2.4327000000000001,1.1909000000000001,null,31.524699999999999,9,"Highest",4.0211319999999997,3.6261869999999998,3.8340649999999998,2.8323469999999999,3.256583,4.18459,5.3843220000000001,4.8890589999999996,3.5201009999999999,2.4326880000000002,2.3817569999999999,3.0204200000000001]
[28358,null,null,3.8828,2.5327999999999999,3.5531000000000001,4.5997000000000003,5.4385000000000003,4.7907999999999999,3.6438999999999999,2.3982999999999999,1.2201,null,32.06,9,"Highest",4.1752459999999996,3.3386399999999998,3.8828119999999999,2.5327869999999999,3.5531470000000001,4.5997079999999997,5.4385009999999996,4.7907909999999996,3.6439180000000002,2.3982570000000001,2.440245,2.8837169999999999]
[28398,null,null,3.9559000000000002,2.8862999999999999,3.8054000000000001,4.3098000000000001,6.2107000000000001,5.4001999999999999,4.0503999999999998,2.3654999999999999,1.3615999999999999,null,34.345799999999997,9,"Highest",4.5053559999999999,3.5334720000000002,3.9559359999999999,2.8862860000000001,3.805428,4.309761,6.210718,5.4002489999999996,4.050427,2.3655059999999999,2.7231860000000001,3.1953399999999998]
[28466,null,null,3.8086000000000002,2.7846000000000002,3.8094999999999999,4.6818999999999997,6.7704000000000004,5.6745000000000001,4.2,2.3281000000000001,1.3523000000000001,null,35.4099,9,"Highest",4.3615890000000004,3.463479,3.8086000000000002,2.7846250000000001,3.8095029999999999,4.68194,6.7703930000000003,5.6745229999999998,4.2000219999999997,2.3280820000000002,2.7045780000000001,3.2384840000000001]
[28468,null,null,4.0647000000000002,2.4489000000000001,3.6831,4.7770000000000001,6.1928999999999998,5.7137000000000002,5.1615000000000002,2.6358000000000001,1.2336,null,35.911200000000001,9,"Highest",4.6372390000000001,3.6140720000000002,4.0646610000000001,2.4488620000000001,3.6830609999999999,4.7769709999999996,6.1928739999999998,5.7137289999999998,5.1615080000000004,2.6358419999999998,2.467247,3.1761810000000001]
[28578,null,null,3.9022000000000001,3.0024000000000002,3.8391000000000002,4.1570999999999998,5.8711000000000002,5.3429000000000002,3.9737,2.4083000000000001,1.3565,null,33.853299999999997,9,"Highest",4.6213280000000001,3.50386,3.9021720000000002,3.00238,3.8391479999999998,4.1570809999999998,5.8710579999999997,5.3428519999999997,3.9737100000000001,2.408334,2.712904,3.1785269999999999]
[28621,null,null,null,3.3776000000000002,3.9285000000000001,3.629,3.9807000000000001,3.5889000000000002,3.3258999999999999,1.4831000000000001,null,null,23.313700000000001,7,"High",3.6269399999999998,3.3289499999999999,4.0231409999999999,3.3776039999999998,3.9285199999999998,3.6289760000000002,3.9807190000000001,3.5889199999999999,3.3259150000000002,2.9662820000000001,2.8702269999999999,3.180666]
[28669,null,null,null,3.3119999999999998,3.9340999999999999,3.7410999999999999,3.9264000000000001,3.6017000000000001,3.2997000000000001,1.4641,null,null,23.2791,7,"High",3.6241810000000001,3.3386360000000002,4.0710459999999999,3.3119960000000002,3.934056,3.7411439999999998,3.9263940000000002,3.6016520000000001,3.2996669999999999,2.928277,2.8842349999999999,3.1769759999999998]
[28693,null,null,null,3.6507999999999998,4.1558999999999999,3.8008000000000002,4.3597000000000001,3.9093,3.2985000000000002,1.492,null,null,24.667000000000002,7,"High",3.9334790000000002,3.4820000000000002,4.1303130000000001,3.6507710000000002,4.1558909999999996,3.8008039999999998,4.3597000000000001,3.9093369999999998,3.2985350000000002,2.983911,3.1633719999999999,3.1737769999999998]
[28722,null,null,null,3.4544000000000001,4.1571999999999996,4.2019000000000002,4.1489000000000003,4.3334000000000001,3.5865,1.7439,null,null,25.626200000000001,7,"High",4.4831260000000004,4.0771470000000001,5.0854759999999999,3.4543720000000002,4.1571800000000003,4.2018779999999998,4.1488519999999998,4.3334239999999999,3.586506,3.48786,3.526716,3.760453]
[28783,null,null,null,4.9085000000000001,5.2702,5.3240999999999996,5.3796999999999997,5.5406000000000004,4.7016,2.1137999999999999,null,null,33.238500000000002,7,"Highest",6.45221,5.4547619999999997,6.5376050000000001,4.9085369999999999,5.2701659999999997,5.3240939999999997,5.3796999999999997,5.5406009999999997,4.7016410000000004,4.2275689999999999,5.0855709999999998,5.5939360000000002]
[28909,null,null,null,4.9847999999999999,5.3613999999999997,4.7239000000000004,5.3895,4.9367999999999999,4.5744999999999996,1.9258,null,null,31.896699999999999,7,"Highest",6.8493680000000001,5.494453,6.485595,4.9848400000000002,5.3614309999999996,4.7239490000000002,5.3895150000000003,4.9367700000000001,4.5744809999999996,3.8516110000000001,5.1626880000000002,5.6632379999999998]
[29056,null,null,4.0342000000000002,2.6362999999999999,3.4464999999999999,4.7987000000000002,5.0933000000000002,5.7218,3.6063999999999998,2.4184999999999999,1.0684,null,32.824100000000001,9,"Highest",4.4816079999999996,3.4241630000000001,4.0341769999999997,2.6363400000000001,3.446545,4.7987310000000001,5.0932909999999998,5.7217859999999998,3.6063890000000001,2.4185089999999998,2.1368659999999999,3.0710350000000002]
[29154,null,null,4.0978000000000003,2.7595999999999998,3.1438999999999999,4.8726000000000003,5.048,4.6506999999999996,3.2031999999999998,2.1583000000000001,1.0333000000000001,null,30.967400000000001,9,"Highest",4.1481019999999997,3.4075519999999999,4.0977759999999996,2.759649,3.1438769999999998,4.8726120000000002,5.0479539999999998,4.6507100000000001,3.2032400000000001,2.1582819999999998,2.066506,2.9152879999999999]
[29208,null,null,4.3479999999999999,2.8999000000000001,3.1753,4.1063999999999998,4.7926000000000002,4.7756999999999996,3.3121,2.0874000000000001,1.1496999999999999,null,30.647099999999998,9,"Highest",4.64175,3.5987420000000001,4.3480109999999996,2.8999429999999999,3.1753490000000002,4.1063549999999998,4.7926450000000003,4.7757129999999997,3.3120560000000001,2.0873719999999998,2.299439,3.0192429999999999]
[29405,null,null,3.8725000000000001,2.3658000000000001,3.4081000000000001,5.1695000000000002,5.7499000000000002,6.4572000000000003,3.9445000000000001,2.2010999999999998,1.0345,null,34.203099999999999,9,"Highest",3.87242,3.0157660000000002,3.8724729999999998,2.3658060000000001,3.4080560000000002,5.1694690000000003,5.7498810000000002,6.4571699999999996,3.9445049999999999,2.201139,2.0690110000000002,2.8130269999999999]
[29446,null,null,3.81,2.5918999999999999,3.5314999999999999,5.1782000000000004,5.5570000000000004,6.6153000000000004,3.8894000000000002,2.0531000000000001,0.97460000000000002,null,34.201000000000001,8,"Highest",3.9808560000000002,3.1967590000000001,3.8100079999999998,2.5919240000000001,3.5314670000000001,5.1782279999999998,5.5570449999999996,6.6152600000000001,3.889418,2.0530620000000002,1.949152,2.8037779999999999]
[29510,null,null,3.8761999999999999,2.4392,3.6848000000000001,4.8377999999999997,5.2779999999999996,6.0724,3.9354,2.6638999999999999,1.1319999999999999,null,33.919699999999999,9,"Highest",4.3043630000000004,3.425481,3.8761779999999999,2.439225,3.6848239999999999,4.83779,5.2779809999999996,6.0723719999999997,3.935403,2.6638790000000001,2.2640280000000002,3.057804]
[29577,null,null,4.0033000000000003,2.4557000000000002,3.6309,5.0336999999999996,6.0785999999999998,5.1879999999999997,4.8558000000000003,2.5392999999999999,1.0667,null,34.851999999999997,9,"Highest",4.4219010000000001,3.5016449999999999,4.0033060000000003,2.4557440000000001,3.630925,5.0336999999999996,6.0786220000000002,5.1879520000000001,4.8558260000000004,2.5393379999999999,2.1334249999999999,2.8753850000000001]
[29592,null,null,3.8285,2.6223000000000001,3.3184,4.4027000000000003,5.3818000000000001,4.649,3.4704999999999999,2.1880000000000002,1.08,null,30.941199999999998,9,"Highest",4.0450299999999997,3.2325710000000001,3.828538,2.622293,3.3184239999999998,4.4026560000000003,5.3818140000000003,4.6490340000000003,3.4705240000000002,2.1879770000000001,2.159977,2.8136450000000002]
[29650,null,null,null,3.4428999999999998,3.8411,3.9148000000000001,4.1388999999999996,3.8153000000000001,3.3818000000000001,1.5774999999999999,null,null,24.112300000000001,7,"High",4.7099279999999997,4.0733490000000003,5.1245760000000002,3.442898,3.841119,3.9148070000000001,4.1388870000000004,3.8152740000000001,3.3817729999999999,3.1550470000000002,3.2633719999999999,3.7646299999999999]
[29676,null,null,null,4.2222999999999997,4.6218000000000004,4.3784000000000001,4.649,4.9166999999999996,3.9401000000000002,1.9125000000000001,null,null,28.640799999999999,7,"Highest",5.9427890000000003,4.9271479999999999,5.968953,4.2223230000000003,4.6218269999999997,4.378368,4.6489500000000001,4.9166689999999997,3.9401359999999999,3.8250630000000001,4.2895820000000002,4.8315320000000002]
[29741,null,null,4.3592000000000004,2.8332000000000002,3.3811,4.1768000000000001,4.9154,4.5517000000000003,3.3014999999999999,2.6762999999999999,1.2986,null,31.4938,9,"Highest",4.6284609999999997,3.6624460000000001,4.3591660000000001,2.833186,3.3811439999999999,4.1768000000000001,4.9154309999999999,4.5516829999999997,3.3015490000000001,2.6762630000000001,2.5972749999999998,3.101648]
[29843,null,null,4.0228999999999999,2.77,3.5920999999999998,4.9642999999999997,4.6887999999999996,5.0349000000000004,2.9739,1.9426000000000001,0.98839999999999995,null,30.977900000000002,8,"Highest",4.4212049999999996,3.690849,4.0229140000000001,2.7699549999999999,3.5920619999999999,4.9642619999999997,4.6888459999999998,5.0349339999999998,2.9739,1.942577,1.9768239999999999,3.1087560000000001]
[30024,null,null,null,4.2346000000000004,3.9295,3.4184000000000001,4.4595000000000002,3.1263999999999998,3.4262999999999999,1.4259999999999999,null,null,24.020700000000001,7,"High",5.9312760000000004,4.5070959999999998,5.6412779999999998,4.2346019999999998,3.929513,3.4184489999999998,4.4594810000000003,3.1263570000000001,3.426345,2.8520430000000001,3.5551900000000001,4.2662630000000004]
[30079,null,null,null,3.9557000000000002,3.6894,3.3199000000000001,4.4996999999999998,3.0438999999999998,3.0748000000000002,1.2713000000000001,null,null,22.854700000000001,7,"High",5.4760609999999996,4.3226440000000004,5.3107069999999998,3.9557340000000001,3.6894149999999999,3.319928,4.4997490000000004,3.0439189999999998,3.0748259999999998,2.5425529999999998,3.2356319999999998,4.0131139999999998]
[30115,null,null,null,4.5213000000000001,4.0190000000000001,3.4300999999999999,4.7119,3.2252999999999998,3.5004,1.3940999999999999,null,null,24.802099999999999,7,"High",5.8472140000000001,4.5776630000000003,5.764678,4.5213380000000001,4.0190419999999998,3.4301029999999999,4.7119220000000004,3.2252930000000002,3.500381,2.7881209999999998,3.5792009999999999,4.4787239999999997]
[30157,null,null,null,4.4989999999999997,3.9678,3.5918000000000001,4.6219000000000001,3.3174999999999999,3.1779999999999999,1.2823,null,null,24.458300000000001,7,"High",5.7600569999999998,4.5190630000000001,5.7046739999999998,4.499028,3.9678490000000002,3.5918009999999998,4.6219089999999996,3.317482,3.1779579999999998,2.5646870000000002,3.467441,4.3317059999999996]
[30223,null,null,5.2119,3.7345999999999999,3.6911,3.4866000000000001,4.3463000000000003,3.3862000000000001,2.7216,2.3041999999999998,1.5666,null,30.449100000000001,9,"Highest",5.5056919999999998,4.5123620000000004,5.2118630000000001,3.734648,3.6910669999999999,3.4865560000000002,4.3463320000000003,3.386228,2.7216049999999998,2.3042389999999999,3.1331349999999998,4.0097339999999999]
[30260,null,null,5.2121000000000004,3.8245,3.6789999999999998,3.3643000000000001,4.4329999999999998,3.1711,2.8681999999999999,2.4283000000000001,1.6043000000000001,null,30.584800000000001,9,"Highest",5.4352910000000003,4.370965,5.2121219999999999,3.824516,3.6790449999999999,3.3643079999999999,4.4329780000000003,3.171106,2.86815,2.428318,3.2086260000000002,3.9346749999999999]
[30340,null,null,null,4.0949999999999998,3.7368000000000001,3.32,4.5304000000000002,3.0148000000000001,3.1842999999999999,1.3063,null,null,23.1876,7,"High",5.5514539999999997,4.3450749999999996,5.4070939999999998,4.0949790000000004,3.7368459999999999,3.3200020000000001,4.5304279999999997,3.0148130000000002,3.1843439999999998,2.6125579999999999,3.2719670000000001,4.1107019999999999]
[30410,null,null,4.0636999999999999,2.8582000000000001,3.1987999999999999,4.0006000000000004,5.0281000000000002,4.4291999999999998,2.7732000000000001,1.7354000000000001,1.0747,null,29.161899999999999,9,"Highest",4.560721,3.7234989999999999,4.0637049999999997,2.858231,3.1988439999999998,4.0005600000000001,5.0281130000000003,4.429214,2.773155,1.735366,2.1494239999999998,3.338562]
[30446,null,null,3.7715999999999998,2.8022999999999998,3.6124999999999998,4.8258999999999999,5.0998000000000001,5.4885999999999999,3.3033999999999999,1.8281000000000001,0.97509999999999997,null,31.7073,8,"Highest",4.119904,3.460191,3.7716059999999998,2.8022749999999998,3.6125189999999998,4.8258770000000002,5.0998200000000002,5.488632,3.30342,1.828093,1.9502159999999999,3.0384660000000001]
[30523,null,null,null,4.9774000000000003,5.3411999999999997,4.7146999999999997,5.2015000000000002,4.9095000000000004,4.5938999999999997,2.0068999999999999,null,null,31.745100000000001,7,"Highest",7.0729480000000002,5.4921829999999998,6.5865660000000004,4.977379,5.3412030000000001,4.7147459999999999,5.201492,4.9094559999999996,4.593852,4.0138090000000002,5.0651859999999997,5.6568009999999997]
[30572,null,null,null,5.2095000000000002,5.3491999999999997,4.6012000000000004,5.5805999999999996,4.8242000000000003,4.6013000000000002,1.9129,null,null,32.078899999999997,7,"Highest",7.1176240000000002,5.6913419999999997,6.6609590000000001,5.2095190000000002,5.3491749999999998,4.6012009999999997,5.5805639999999999,4.824198,4.6013320000000002,3.8257119999999998,5.1359880000000002,5.701613]
[30668,null,null,4.6696,3.4420999999999999,3.5426000000000002,3.5036999999999998,4.1981000000000002,3.1417000000000002,2.7454999999999998,2.4658000000000002,1.4108000000000001,null,29.119900000000001,9,"Highest",5.5492999999999997,4.0602260000000001,4.669638,3.4421339999999998,3.54264,3.503663,4.1981390000000003,3.141664,2.745476,2.4658099999999998,2.8216899999999998,3.6477309999999998]
[30751,null,null,null,4.2992999999999997,4.2526000000000002,3.6587999999999998,4.7306999999999997,3.8574999999999999,3.7063999999999999,1.482,null,null,25.987300000000001,7,"High",5.759309,4.6675110000000002,5.7218220000000004,4.2992689999999998,4.2526149999999996,3.6587990000000001,4.7307370000000004,3.8575400000000002,3.7063679999999999,2.9640629999999999,4.2899640000000003,4.7546580000000001]
[30820,null,null,4.7184999999999997,3.0952999999999999,3.4337,3.4018000000000002,3.9725000000000001,3.8557000000000001,2.8283999999999998,2.2181000000000002,1.2302,null,28.754200000000001,9,"Highest",4.962256,4.0611870000000003,4.718477,3.0953469999999998,3.4337,3.4017680000000001,3.972521,3.8556949999999999,2.8283809999999998,2.2180979999999999,2.4603799999999998,3.495949]
[31020,null,null,4.2759,2.9325999999999999,3.1642999999999999,3.4163999999999999,4.3832000000000004,3.5222000000000002,2.6577000000000002,1.6173999999999999,1.0771999999999999,null,27.046900000000001,9,"High",4.5519930000000004,4.1967299999999996,4.2759169999999997,2.9326430000000001,3.1643219999999999,3.4163779999999999,4.3831720000000001,3.5222020000000001,2.6577099999999998,1.6174470000000001,2.154468,3.7647740000000001]
[31070,null,null,4.3617999999999997,3.2984,3.1898,3.6434000000000002,4.4687999999999999,3.5023,2.7555999999999998,1.4812000000000001,1.1616,null,27.8629,9,"High",4.9876250000000004,4.3859430000000001,4.3617970000000001,3.2983560000000001,3.189838,3.6434479999999998,4.4687919999999997,3.5023040000000001,2.7556280000000002,1.4811989999999999,2.3232979999999999,3.8155999999999999]
[31085,null,null,4.8800999999999997,3.2892000000000001,3.5695999999999999,3.3542999999999998,4.1055999999999999,3.4148000000000001,2.7052,2.2833000000000001,1.4469000000000001,null,29.048999999999999,9,"Highest",5.3211370000000002,4.272367,4.8801389999999998,3.2892070000000002,3.569572,3.3542540000000001,4.1056140000000001,3.4147720000000001,2.705193,2.2833450000000002,2.8937439999999999,3.6996980000000002]
[31316,null,null,3.6585999999999999,2.6036999999999999,3.3342999999999998,4.5190000000000001,5.7782,5.6035000000000004,4.2530000000000001,2.0606,0.90129999999999999,null,32.712200000000003,8,"Highest",3.7892839999999999,3.3041480000000001,3.6585749999999999,2.6037210000000002,3.3342860000000001,4.5190409999999996,5.7781640000000003,5.6034949999999997,4.2530159999999997,2.0605820000000001,1.8025040000000001,2.9350399999999999]
[31548,null,3.4891000000000001,3.6069,2.4931000000000001,2.9996,5.09,5.6577000000000002,6.0354000000000001,5.4165999999999999,2.5064000000000002,2.2744,1.3032999999999999,40.872500000000002,11,"Highest",3.8161870000000002,3.4890560000000002,3.606935,2.4930639999999999,2.9995799999999999,5.0900179999999997,5.6576789999999999,6.0353719999999997,5.4166179999999997,2.5063800000000001,2.274429,2.606617]
[31555,null,null,3.8359999999999999,2.6827000000000001,3.2511000000000001,4.4032999999999998,5.5224000000000002,5.2268999999999997,3.5341999999999998,1.9058999999999999,0.98640000000000005,null,31.3489,8,"Highest",4.2062780000000002,3.4174289999999998,3.8360080000000001,2.6826620000000001,3.251131,4.4033319999999998,5.5224320000000002,5.226858,3.5341710000000002,1.9058999999999999,1.9728060000000001,3.2124540000000001]
[31632,null,null,4.4226999999999999,3.1185,3.1444999999999999,4.4778000000000002,5.8388999999999998,4.8924000000000003,2.9918,1.6865000000000001,1.2101999999999999,null,31.783300000000001,9,"Highest",4.94339,4.1701730000000001,4.4226640000000002,3.1185109999999998,3.144463,4.4777909999999999,5.838946,4.8924120000000002,2.9917850000000001,1.686488,2.4204150000000002,3.680857]
[31775,null,null,4.5255999999999998,3.2399,3.3843999999999999,4.1524999999999999,5.1006,4.3247999999999998,2.8553000000000002,1.6232,1.1558999999999999,null,30.362200000000001,9,"Highest",4.9592020000000003,4.265809,4.5256480000000003,3.239938,3.3844240000000001,4.152539,5.1006130000000001,4.3248410000000002,2.8553009999999999,1.623235,2.3118629999999998,3.447727]
[31822,null,null,5.5647000000000002,4.0749000000000004,3.6558000000000002,3.5045000000000002,5.1245000000000003,3.3815,2.9222000000000001,2.1953,1.5907,null,32.014099999999999,9,"Highest",5.4849240000000004,4.7859499999999997,5.5647330000000004,4.0748660000000001,3.6557629999999999,3.504464,5.1244959999999997,3.3815010000000001,2.9222090000000001,2.1952859999999998,3.1814659999999999,4.5858030000000003]
[32024,null,null,3.9472999999999998,2.4765000000000001,3.3658000000000001,6.1944999999999997,6.5544000000000002,6.8265000000000002,4.5056000000000003,1.8580000000000001,1.0648,null,36.793399999999998,9,"Highest",4.2346120000000003,3.835645,3.9472809999999998,2.476518,3.3657889999999999,6.1945269999999999,6.5543659999999999,6.826498,4.505585,1.8580490000000001,2.1296040000000001,2.8346089999999999]
[32073,null,3.2286000000000001,3.1753,2.2555999999999998,3.0259999999999998,5.4659000000000004,6.0053999999999998,6.5781999999999998,5.6658999999999997,2.4971999999999999,1.7089000000000001,1.0718000000000001,40.678800000000003,11,"Highest",3.1575929999999999,3.228593,3.1753,2.255601,3.0260189999999998,5.4658569999999997,6.0053679999999998,6.5782410000000002,5.665902,2.4971700000000001,1.7089099999999999,2.1435080000000002]
[32137,null,2.9916,3.1488,2.0661,2.9805999999999999,5.5186000000000002,5.8339999999999996,6.2546999999999997,6.1458000000000004,3.1930999999999998,2.0716000000000001,1.0709,41.275799999999997,11,"Highest",2.894177,2.9915579999999999,3.1487509999999999,2.0661320000000001,2.9806379999999999,5.5185630000000003,5.8339819999999998,6.2547059999999997,6.145848,3.1931409999999998,2.0715599999999998,2.1418189999999999]
[32189,null,3.1537999999999999,3.3504999999999998,2.1652,3.1753,5.9306999999999999,6.5351999999999997,6.6688000000000001,5.9878,2.7959000000000001,1.9982,1.1415,42.902900000000002,11,"Highest",3.1180819999999998,3.153791,3.3505050000000001,2.165165,3.1752600000000002,5.9307049999999997,6.5352100000000002,6.6688049999999999,5.9877859999999998,2.795852,1.9982139999999999,2.2829760000000001]
[32317,null,null,5.1535000000000002,3.1156999999999999,3.6840999999999999,5.8040000000000003,7.1773999999999996,6.0336999999999996,4.2938999999999998,1.9561999999999999,1.4056,null,38.624099999999999,9,"Highest",4.822247,4.6130589999999998,5.1534909999999998,3.1156839999999999,3.6840820000000001,5.804036,7.1774170000000002,6.0337389999999997,4.2938549999999998,1.956161,2.8111069999999998,3.9970659999999998]
[32404,null,null,4.4127000000000001,3.3226,2.5506000000000002,4.4202000000000004,6.6516000000000002,5.9328000000000003,5.1421999999999999,2.5299,1.2581,null,36.220700000000001,9,"Highest",4.0936849999999998,3.7379639999999998,4.4126510000000003,3.3226460000000002,2.5506410000000002,4.4201759999999997,6.6516209999999996,5.9328289999999999,5.1421729999999997,2.5298669999999999,2.5162019999999998,3.466736]
[32459,null,null,4.7333999999999996,3.4792999999999998,2.8077000000000001,5.0000999999999998,6.6589,6.5125999999999999,5.2930999999999999,2.6541999999999999,1.417,null,38.5563,9,"Highest",4.3932079999999996,4.3369939999999998,4.7333749999999997,3.4792830000000001,2.807747,5.0000799999999996,6.6588729999999998,6.5125979999999997,5.2931330000000001,2.6541999999999999,2.8339340000000002,3.7615479999999999]
[32565,null,null,5.6073000000000004,3.8155000000000001,4.2518000000000002,5.55,6.8851000000000004,5.4950000000000001,4.6165000000000003,2.4224999999999999,1.7183999999999999,null,40.362099999999998,9,"Highest",5.4989470000000003,4.9057529999999998,5.6072759999999997,3.815496,4.2517829999999996,5.5500239999999996,6.8850870000000004,5.4950089999999996,4.616549,2.4225319999999999,3.4368089999999998,4.4321650000000004]
[32580,null,null,4.6468999999999996,3.6699000000000002,2.8136999999999999,5.0580999999999996,6.3269000000000002,6.4828000000000001,5.4095000000000004,2.6878000000000002,1.3746,null,38.470199999999998,9,"Highest",4.2916629999999998,4.4129969999999998,4.6468559999999997,3.6699109999999999,2.8137479999999999,5.0581120000000004,6.3268700000000004,6.4827510000000004,5.409548,2.6877629999999999,2.7492510000000001,3.8171810000000002]
[32707,null,2.9203999999999999,3.1095999999999999,2.0043000000000002,2.8043999999999998,5.9020000000000001,6.9699,6.2657999999999996,6.0293999999999999,3.0924999999999998,1.4455,0.88539999999999996,41.429200000000002,10,"Highest",2.2283119999999998,2.9204370000000002,3.1096339999999998,2.00434,2.8044370000000001,5.9020489999999999,6.9699070000000001,6.2657550000000004,6.0294379999999999,3.0924779999999998,1.4455469999999999,1.7707619999999999]
[32779,null,2.9584999999999999,3.1558000000000002,2.0244,2.8536999999999999,5.9372999999999996,7.0216000000000003,6.3098000000000001,5.9394,2.9413999999999998,1.4407000000000001,0.90720000000000001,41.489800000000002,10,"Highest",2.3133810000000001,2.9585110000000001,3.155796,2.0244110000000002,2.8536649999999999,5.9373009999999997,7.0215630000000004,6.3098260000000002,5.9393979999999997,2.9413529999999999,1.4407179999999999,1.814432]
[32814,null,2.8754,3.0341999999999998,1.9434,2.8429000000000002,6.1673,7.1623999999999999,6.2965,5.9805999999999999,2.9750000000000001,1.4046000000000001,0.89670000000000005,41.579000000000001,10,"Highest",2.1983069999999998,2.875378,3.0342479999999998,1.9433560000000001,2.8429350000000002,6.1673340000000003,7.1623849999999996,6.2964820000000001,5.9806059999999999,2.9749829999999999,1.404576,1.793436]
[32935,null,2.7848000000000002,2.7456999999999998,1.7222,2.8248000000000002,4.4028,4.4759000000000002,4.7255000000000003,6.6749000000000001,4.9461000000000004,2.0638999999999998,0.67190000000000005,38.038499999999999,10,"Highest",2.1970000000000001,2.784751,2.7456610000000001,1.7221770000000001,2.824783,4.402755,4.4759440000000001,4.7254719999999999,6.6749210000000003,4.9461409999999999,2.0638930000000002,1.343877]
[32962,null,2.5358999999999998,2.7393000000000001,1.6861999999999999,3.4784000000000002,4.5389999999999997,5.3605999999999998,5.2053000000000003,6.6841999999999997,5.2472000000000003,2.6558000000000002,0.80069999999999997,40.932600000000001,10,"Highest",1.999422,2.5358700000000001,2.7393299999999998,1.6861809999999999,3.478405,4.539015,5.3605510000000001,5.2052750000000003,6.6842119999999996,5.247204,2.6558299999999999,1.6014170000000001]
[33037,null,1.6081000000000001,1.6278999999999999,1.6207,5.6143999999999998,9.0500000000000007,5.5713999999999997,5.9973999999999998,7.6163999999999996,6.2976999999999999,1.4769000000000001,0.48870000000000002,46.9696,10,"Highest",1.587404,1.6081259999999999,1.627893,1.6207400000000001,5.6143689999999999,9.0500389999999999,5.571377,5.997401,7.6164170000000002,6.2977160000000003,1.4768539999999999,0.97731100000000004]
[33135,null,1.7646999999999999,1.6772,1.9991000000000001,5.0209000000000001,7.1406999999999998,4.3788999999999998,5.1323999999999996,6.2958999999999996,4.9520999999999997,2.4489000000000001,0.60189999999999999,41.412700000000001,10,"Highest",2.162668,1.7647489999999999,1.6772279999999999,1.9991410000000001,5.0209020000000004,7.1406840000000003,4.3789009999999999,5.132396,6.2959399999999999,4.9521040000000003,2.448887,1.2038169999999999]
[33196,null,1.6619999999999999,1.7199,2.1427999999999998,5.3282999999999996,8.8659999999999997,6.4318,7.3156999999999996,7.7690999999999999,5.4832000000000001,1.8351999999999999,0.56720000000000004,49.121200000000002,10,"Highest",1.7514320000000001,1.6619630000000001,1.719943,2.1428180000000001,5.3283160000000001,8.8660239999999995,6.4318419999999996,7.3156800000000004,7.7691059999999998,5.4832070000000002,1.835207,1.134406]
[33311,null,1.9777,1.9908999999999999,2.4378000000000002,5.3577000000000004,8.2753999999999994,5.96,6.4276,7.3722000000000003,6.0396000000000001,3.0331000000000001,0.74329999999999996,49.615299999999998,10,"Highest",2.3393090000000001,1.9776670000000001,1.990893,2.4377840000000002,5.3577459999999997,8.2754080000000005,5.960045,6.4275840000000004,7.3721670000000001,6.0396419999999997,3.0331440000000001,1.4865839999999999]
[33446,null,2.0922000000000001,2.2717999999999998,2.4037000000000002,5.1928000000000001,7.7515000000000001,6.0545999999999998,6.266,7.5968,5.6795,2.9950000000000001,0.81420000000000003,49.118099999999998,10,"Highest",2.4326599999999998,2.092241,2.271814,2.40368,5.1928239999999999,7.7514690000000002,6.0545739999999997,6.2660169999999997,7.5968289999999996,5.6795450000000001,2.9949669999999999,1.6284149999999999]
[33487,null,2.1377000000000002,2.2835999999999999,2.4134000000000002,5.2096,7.7613000000000003,5.8956,6.1433,7.5895000000000001,5.9122000000000003,3.125,0.82769999999999999,49.298900000000003,10,"Highest",2.4786269999999999,2.1377009999999999,2.283639,2.4133650000000002,5.2095849999999997,7.7613000000000003,5.8956239999999998,6.1432919999999998,7.5894519999999996,5.9122430000000001,3.125,1.6553610000000001]
[33573,null,2.6356999999999999,2.7044999999999999,1.3365,2.6202999999999999,5.2480000000000002,6.9081000000000001,6.92,5.5233999999999996,2.2665000000000002,1.3406,0.84619999999999995,38.349800000000002,10,"Highest",2.088571,2.6357210000000002,2.7045059999999999,1.336517,2.6202770000000002,5.2480289999999998,6.9080599999999999,6.9200290000000004,5.5233689999999998,2.2664629999999999,1.3406450000000001,1.692315]
[33620,null,2.8820000000000001,2.7378,1.1594,2.7461000000000002,5.3879999999999999,6.6470000000000002,7.3376999999999999,5.5426000000000002,1.7687999999999999,1.4306000000000001,0.93500000000000005,38.575000000000003,10,"Highest",2.4120430000000002,2.8820299999999999,2.7377910000000001,1.1593610000000001,2.7460680000000002,5.3880420000000004,6.6469500000000004,7.3376849999999996,5.5425870000000002,1.7688170000000001,1.4305680000000001,1.870069]
[33714,null,2.7408999999999999,2.8481000000000001,1.177,2.2881999999999998,4.7538,6.7557999999999998,7.1858000000000004,5.8227000000000002,2.1507999999999998,1.3849,0.9798,38.087800000000001,10,"Highest",2.363378,2.740882,2.848068,1.176973,2.2882180000000001,4.7537710000000004,6.7557840000000002,7.185778,5.8227440000000001,2.1507649999999998,1.3849370000000001,1.959514]
[33815,null,2.8445,2.7063000000000001,1.5429999999999999,3.5131999999999999,6.0749000000000004,7.3559999999999999,7.2523,5.3502000000000001,1.9985999999999999,1.4491000000000001,0.86639999999999995,40.954500000000003,10,"Highest",2.365586,2.8444539999999998,2.7062620000000002,1.5430120000000001,3.5131830000000002,6.0748959999999999,7.3560230000000004,7.2522979999999997,5.3502460000000003,1.9986109999999999,1.449114,1.7327600000000001]
[33922,null,1.9504999999999999,2.0381,1.1011,3.0579999999999998,8.0355000000000008,7.7962999999999996,8.2586999999999993,7.2107000000000001,2.669,1.1555,0.62260000000000004,43.896000000000001,10,"Highest",1.7068620000000001,1.950509,2.038052,1.101056,3.0580259999999999,8.0354620000000008,7.7962769999999999,8.2586729999999999,7.2106870000000001,2.6689919999999998,1.1554819999999999,1.24516]
[33982,null,2.0503999999999998,2.1518000000000002,1.2930999999999999,3.4098000000000002,8.0173000000000005,7.6289999999999996,7.8188000000000004,6.9938000000000002,2.7744,1.3345,0.64139999999999997,44.1143,10,"Highest",1.719954,2.0503670000000001,2.1517849999999998,1.2930779999999999,3.4098320000000002,8.0172589999999992,7.6289930000000004,7.8188230000000001,6.9938079999999996,2.7744339999999998,1.3345279999999999,1.282861]
[34203,null,2.5156999999999998,2.6339999999999999,1.2598,2.5689000000000002,5.6121999999999996,7.0315000000000003,7.1737000000000002,5.9931999999999999,2.4192999999999998,1.3441000000000001,0.84360000000000002,39.396000000000001,10,"Highest",2.0517720000000002,2.5157240000000001,2.6340469999999998,1.259849,2.5689489999999999,5.6122019999999999,7.0314810000000003,7.1737169999999999,5.9932350000000003,2.419279,1.3441449999999999,1.6872400000000001]
[34285,null,2.3092000000000001,2.3992,1.1920999999999999,2.7681,6.5811000000000002,7.2739000000000003,7.5467000000000004,6.4866000000000001,2.5417999999999998,1.3150999999999999,0.76780000000000004,41.181600000000003,10,"Highest",1.900166,2.3092440000000001,2.399203,1.192078,2.7681239999999998,6.5810940000000002,7.2738690000000004,7.5466629999999997,6.4865500000000003,2.5417540000000001,1.3150740000000001,1.5356719999999999]
[34479,null,3.1979000000000002,3.2894000000000001,2.1844999999999999,3.2789000000000001,6.5964999999999998,7.3426999999999998,6.5923999999999996,5.1837999999999997,2.3174000000000001,1.7533000000000001,1.0948,42.831600000000002,11,"Highest",3.2066780000000001,3.1979470000000001,3.2893810000000001,2.1844510000000001,3.2789169999999999,6.5964539999999996,7.3426729999999996,6.5923699999999998,5.1838179999999996,2.3173940000000002,1.7533270000000001,2.1896879999999999]
[34606,null,3.2098,3.2770999999999999,1.4570000000000001,2.9916,6.1211000000000002,7.1176000000000004,8.1268999999999991,6.0805999999999996,1.5912999999999999,1.665,1.1647000000000001,42.802700000000002,11,"Highest",3.2281789999999999,3.2098309999999999,3.2771050000000002,1.4570369999999999,2.9916149999999999,6.1211039999999999,7.1175660000000001,8.1268569999999993,6.0805569999999998,1.5912790000000001,1.6649499999999999,2.3293270000000001]
[34743,null,2.6417999999999999,2.7303999999999999,1.5934999999999999,3.0362,6.5511999999999997,6.9352999999999998,6.2652999999999999,5.7899000000000003,2.4624999999999999,1.4349000000000001,0.85329999999999995,40.2943,10,"Highest",2.2509380000000001,2.6417739999999998,2.7304219999999999,1.5934520000000001,3.0362019999999998,6.5511699999999999,6.9352669999999996,6.26532,5.7899000000000003,2.4625330000000001,1.4349289999999999,1.7066250000000001]
[34974,null,2.0295000000000001,2.2608000000000001,1.6099000000000001,4.0002000000000004,6.7994000000000003,6.843,6.6994999999999996,6.7472000000000003,3.4258000000000002,1.6927000000000001,0.66979999999999995,42.777799999999999,10,"Highest",1.8069299999999999,2.029525,2.2607910000000002,1.609869,4.0001980000000001,6.7993810000000003,6.8429599999999997,6.6994550000000004,6.7471629999999996,3.4258440000000001,1.692658,1.339677]
[35016,null,null,null,4.5438999999999998,4.5263999999999998,3.7227999999999999,4.4454000000000002,3.2991999999999999,3.948,1.3832,null,null,25.8689,7,"High",6.1618539999999999,4.8549930000000003,6.0367179999999996,4.54392,4.5264430000000004,3.7227809999999999,4.4454390000000004,3.2992360000000001,3.9480029999999999,2.7663899999999999,4.2939290000000003,5.1504490000000001]
[35087,null,null,null,4.5696000000000003,4.5712999999999999,3.7216,4.4508000000000001,3.3111000000000002,3.9603999999999999,1.3909,null,null,25.9757,7,"High",6.1513679999999997,4.8754350000000004,6.0295730000000001,4.5695709999999998,4.5712970000000004,3.7215660000000002,4.4507810000000001,3.3111160000000002,3.9603869999999999,2.7817409999999998,4.3061400000000001,5.1589210000000003]
[35183,null,null,6.1006,4.6748000000000003,3.8102999999999998,3.5103,4.7519,3.5059999999999998,3.5522999999999998,2.5552999999999999,1.8297000000000001,null,34.291200000000003,9,"Highest",5.9459770000000001,4.7838710000000004,6.1006460000000002,4.6747899999999998,3.810308,3.510281,4.7518649999999996,3.505951,3.55226,2.5552510000000002,3.6594000000000002,4.9063759999999998]
[35243,null,null,null,4.3452000000000002,4.0313999999999997,3.4419,4.7251000000000003,3.4138999999999999,3.4386999999999999,1.2502,null,null,24.6464,7,"High",5.7986950000000004,4.3021399999999996,5.6179040000000002,4.3451750000000002,4.031434,3.4419209999999998,4.7250839999999998,3.4139400000000002,3.4387349999999999,2.5004010000000001,3.7899229999999999,4.4653229999999997]
[35254,null,null,null,4.3339999999999996,4.0480999999999998,3.4062000000000001,4.6885000000000003,3.3652000000000002,3.4047999999999998,1.2446999999999999,null,null,24.491499999999998,7,"High",5.7665160000000002,4.2846149999999996,5.5533799999999998,4.3340170000000002,4.0480689999999999,3.40618,4.6885450000000004,3.3651629999999999,3.4047610000000001,2.489446,3.7996789999999998,4.4761550000000003]
[35572,null,null,null,4.5526999999999997,4.4241000000000001,3.6219000000000001,4.3426,3.1955,3.5617999999999999,1.3665,null,null,25.065100000000001,7,"High",5.9243209999999999,4.7093600000000002,5.7266870000000001,4.5526739999999997,4.4240919999999999,3.6218819999999998,4.3425940000000001,3.1954660000000001,3.5617890000000001,2.733006,4.0472530000000004,5.0226100000000002]
[35619,null,null,null,4.4969999999999999,4.5232000000000001,3.6223999999999998,4.3196000000000003,3.1528,3.6576,1.373,null,null,25.145600000000002,7,"High",5.8730690000000001,4.6862029999999999,5.7818440000000004,4.4970220000000003,4.5231690000000002,3.6223809999999999,4.3196250000000003,3.1527620000000001,3.6576330000000001,2.746057,4.1474789999999997,5.0795680000000001]
[35746,null,null,null,4.5400999999999998,4.4413,3.7422,4.6172000000000004,3.2618999999999998,3.9685999999999999,1.4729000000000001,null,null,26.0442,7,"High",6.2473789999999996,4.9077609999999998,6.0898149999999998,4.5400660000000004,4.4413390000000001,3.7422230000000001,4.6171709999999999,3.2618879999999999,3.9685929999999998,2.9458280000000001,4.4951410000000003,5.347702]
[35766,null,null,null,4.5740999999999996,4.6581000000000001,3.7538999999999998,4.6485000000000003,3.2820999999999998,3.9197000000000002,1.5367,null,null,26.373100000000001,7,"High",6.1397500000000003,4.8346790000000004,6.1332230000000001,4.5740790000000002,4.6580849999999998,3.7538589999999998,4.6484909999999999,3.2820849999999999,3.9197220000000002,3.0734460000000001,4.6042170000000002,5.3628869999999997]
[35956,null,null,null,4.5650000000000004,4.3396999999999997,3.8033999999999999,4.4821999999999997,3.4030999999999998,3.8365,1.3311999999999999,null,null,25.761099999999999,7,"High",6.2828590000000002,4.8218430000000003,6.0646100000000001,4.5650459999999997,4.3397009999999998,3.8033779999999999,4.4821720000000003,3.40307,3.8365019999999999,2.662382,4.1327319999999999,4.9945570000000004]
[35989,null,null,null,4.9729999999999999,4.5991,3.9607000000000001,5.0949999999999998,3.5630000000000002,3.9289999999999998,1.4945999999999999,null,null,27.6144,7,"High",6.6006640000000001,5.1123620000000001,6.3623779999999996,4.9730449999999999,4.5990989999999998,3.960712,5.0949920000000004,3.5629810000000002,3.9289930000000002,2.9891760000000001,4.5953039999999996,5.262893]
[36035,null,null,5.8888999999999996,3.8742000000000001,3.6461999999999999,3.9685000000000001,5.2481999999999998,3.8125,3.3570000000000002,1.9598,1.7539,null,33.5092,9,"Highest",5.356236,4.8328379999999997,5.8888850000000001,3.874212,3.6462400000000001,3.9684810000000001,5.2481900000000001,3.812506,3.3570280000000001,1.959775,3.5077560000000001,4.4931039999999998]
[36089,null,null,5.7252999999999998,3.8717000000000001,3.5116000000000001,4.1336000000000004,5.1204999999999998,3.6048,3.3031999999999999,1.8913,1.6238999999999999,null,32.785899999999998,9,"Highest",5.3770420000000003,4.749771,5.7253309999999997,3.8717259999999998,3.5115959999999999,4.1335769999999998,5.1204499999999999,3.6047989999999999,3.3031640000000002,1.8913329999999999,3.2477369999999999,4.7403789999999999]
[36305,null,null,5.0826000000000002,3.8313000000000001,3.3289,4.4702999999999999,5.4786999999999999,4.3552,3.8149000000000002,2.1193,1.1809000000000001,null,33.662100000000002,9,"Highest",5.247179,4.9767840000000003,5.0826159999999998,3.8313299999999999,3.3288509999999998,4.4702970000000004,5.4786630000000001,4.355219,3.814927,2.1193279999999999,2.3618220000000001,4.1379679999999999]
[36353,null,null,5.2596999999999996,3.7763,3.4184999999999999,4.2683999999999997,5.2458,3.9918,3.3913000000000002,1.8717999999999999,1.3107,null,32.534300000000002,9,"Highest",5.4493689999999999,4.9118649999999997,5.25969,3.776335,3.4185219999999998,4.2683580000000001,5.245838,3.991778,3.3912930000000001,1.8718429999999999,2.6214559999999998,4.3045629999999999]
[36460,null,null,6.1055999999999999,4.1010999999999997,4.2321999999999997,4.5133000000000001,6.0641999999999996,4.4436,3.8210000000000002,2.2351999999999999,1.9095,null,37.425699999999999,9,"Highest",5.8625769999999999,5.108263,6.1056419999999996,4.1011449999999998,4.2322329999999999,4.5132820000000002,6.0642370000000003,4.4435669999999998,3.8210320000000002,2.2351519999999998,3.8189679999999999,4.9243370000000004]
[36540,null,null,6.0624000000000002,4.0984999999999996,4.2035999999999998,4.3917999999999999,6.1162999999999998,4.4109999999999996,3.8523999999999998,2.2361,1.8804000000000001,null,37.252499999999998,9,"Highest",5.7420340000000003,4.9777690000000003,6.062411,4.0985420000000001,4.2036220000000002,4.3917809999999999,6.1162640000000001,4.4109680000000004,3.852417,2.2360679999999999,3.7607719999999998,5.0128310000000003]
[36603,null,null,5.4169999999999998,4.1524999999999999,3.9011,5.1669999999999998,6.4043999999999999,5.3818000000000001,5.2624000000000004,2.2549999999999999,1.5547,null,39.495899999999999,9,"Highest",5.0857520000000003,4.8498229999999998,5.4170379999999998,4.1525270000000001,3.9011089999999999,5.1670090000000002,6.4044059999999998,5.3818400000000004,5.2623930000000003,2.25495,3.1094249999999999,4.9252900000000004]
[36617,null,null,5.4212999999999996,4.1845999999999997,3.8811,5.0788000000000002,6.3432000000000004,5.3367000000000004,5.2237,2.2279,1.5504,null,39.247700000000002,9,"Highest",5.080254,4.8756269999999997,5.4212670000000003,4.184571,3.8810500000000001,5.0788320000000002,6.3432250000000003,5.3367449999999996,5.2237070000000001,2.227948,3.100803,4.9992900000000002]
[36782,null,null,6.0301999999999998,4.3715999999999999,3.8220000000000001,3.4731999999999998,5.1707000000000001,3.4514,3.1810999999999998,2.2589999999999999,1.8540000000000001,null,33.613199999999999,9,"Highest",5.7941929999999999,4.7045820000000003,6.0302429999999996,4.371556,3.8220109999999998,3.4732319999999999,5.1706700000000003,3.4513780000000001,3.181149,2.2589939999999999,3.7080340000000001,4.9946529999999996]
[36877,null,null,5.2112999999999996,3.8304,3.4910999999999999,3.4874000000000001,5.0681000000000003,3.2875999999999999,2.9453999999999998,1.758,1.4494,null,30.528700000000001,9,"Highest",4.9751250000000002,4.5197520000000004,5.2113379999999996,3.8304269999999998,3.4910589999999999,3.487425,5.0681019999999997,3.2875740000000002,2.9453589999999998,1.7580290000000001,2.8988230000000001,4.5806129999999996]
[37016,null,null,null,4.2398999999999996,4.7954999999999997,3.7507999999999999,4.4212999999999996,3.4862000000000002,3.7168000000000001,1.4354,null,null,25.8459,7,"High",5.1138719999999998,4.1634830000000003,5.257873,4.2399360000000001,4.7955449999999997,3.7507950000000001,4.4213079999999998,3.4862289999999998,3.7168100000000002,2.8707120000000002,4.2059680000000004,4.6933540000000002]
[37067,null,null,null,4.2095000000000002,4.2366999999999999,3.3125,3.7774999999999999,3.1093999999999999,3.2656999999999998,1.2577,null,null,23.169,7,"High",4.8058899999999998,4.0056779999999996,4.9409369999999999,4.2094620000000003,4.2367270000000001,3.3125070000000001,3.7774809999999999,3.1094170000000001,3.2656969999999998,2.5153129999999999,3.767271,4.2945479999999998]
[37144,null,null,null,4.4295,4.8823999999999996,3.5049000000000001,4.5911,3.1055000000000001,3.5787,1.6039000000000001,null,null,25.696000000000002,7,"High",5.411918,4.291506,5.724126,4.4295220000000004,4.8824259999999997,3.5049329999999999,4.5911220000000004,3.1054689999999998,3.578694,3.2078829999999998,4.5069340000000002,4.8908319999999996]
[37205,null,null,null,4.1130000000000004,4.1711,3.3784999999999998,3.6153,3.0777000000000001,3.1541000000000001,1.2255,null,null,22.735199999999999,7,"High",4.517226,3.9330790000000002,4.8256170000000003,4.1129749999999996,4.1710929999999999,3.3784800000000001,3.6153209999999998,3.0777260000000002,3.1540859999999999,2.4510139999999998,3.7508900000000001,4.2252999999999998]
[37317,null,null,null,4.5339999999999998,4.5747,4.1470000000000002,5.1414,4.4406999999999996,3.9977,1.6272,null,null,28.462700000000002,7,"Highest",6.106439,4.9989540000000003,5.9347450000000004,4.5339510000000001,4.5747229999999997,4.147024,5.1413900000000003,4.4407249999999996,3.9976669999999999,3.2544770000000001,4.6021049999999999,4.9826860000000002]
[37348,null,null,null,4.4946999999999999,4.7769000000000004,3.6089000000000002,4.5923999999999996,3.1644000000000001,3.6972,1.587,null,null,25.921500000000002,7,"High",5.7559319999999996,4.5589550000000001,5.9444660000000002,4.494669,4.7768969999999999,3.6088819999999999,4.592409,3.1643500000000002,3.69719,3.1740629999999999,4.5981750000000003,5.16852]
[37377,null,null,null,4.2690000000000001,4.4599000000000002,3.5615999999999999,4.6223000000000001,3.5407000000000002,3.6503000000000001,1.5159,null,null,25.619700000000002,7,"High",5.6901760000000001,4.5942679999999996,5.6896579999999997,4.2689959999999996,4.4598959999999996,3.561604,4.622312,3.5406879999999998,3.6503269999999999,3.031806,4.5599530000000001,5.0196680000000002]
[37409,null,null,null,4.2877000000000001,4.3246000000000002,3.4702000000000002,4.5782999999999996,3.4306999999999999,3.6503000000000001,1.4763999999999999,null,null,25.2182,7,"High",5.8030569999999999,4.6408360000000002,5.7434960000000004,4.2877179999999999,4.324605,3.470237,4.5782780000000001,3.4307479999999999,3.6503260000000002,2.9528599999999998,4.4559170000000003,4.9517379999999998]
[37681,null,null,null,3.3388,3.6318999999999999,3.3155999999999999,4.0236999999999998,3.2926000000000002,2.9047000000000001,1.1873,null,null,21.694600000000001,7,"Medium-High",3.8679649999999999,3.3833329999999999,3.7353420000000002,3.338797,3.6318570000000001,3.315601,4.023676,3.2925520000000001,2.9047420000000002,2.374609,2.9136129999999998,3.2657050000000001]
[37726,null,null,null,4.1387999999999998,4.6037999999999997,4.1014999999999997,4.7370000000000001,3.6892999999999998,3.6057999999999999,1.4311,null,null,26.307300000000001,7,"High",5.451911,4.2354219999999998,5.1770240000000003,4.1387830000000001,4.603809,4.1015230000000003,4.7369500000000002,3.6892640000000001,3.6057809999999999,2.8622239999999999,4.2600040000000003,4.7157720000000003]
[37848,null,null,null,3.7911999999999999,4.2827999999999999,3.9236,4.2971000000000004,3.6515,2.9577,1.3274999999999999,null,null,24.231400000000001,7,"High",4.8905890000000003,3.9306220000000001,4.8572819999999997,3.7911920000000001,4.2828090000000003,3.9236330000000001,4.2970889999999997,3.6515249999999999,2.957694,2.654944,3.7692429999999999,4.2484729999999997]
[37852,null,null,null,4.0505000000000004,4.5067000000000004,4.157,4.7217000000000002,3.7433999999999998,3.6074000000000002,1.4188000000000001,null,null,26.205500000000001,7,"High",5.3289790000000004,4.1839789999999999,5.1177400000000004,4.050497,4.5067469999999998,4.1569900000000004,4.7216930000000001,3.7433670000000001,3.607437,2.8376359999999998,4.1961810000000002,4.5749129999999996]
[37909,null,null,null,3.6206,4.0037000000000003,3.7722000000000002,4.3887999999999998,3.2105000000000001,3.0739000000000001,1.3331999999999999,null,null,23.402899999999999,7,"High",4.8385069999999999,3.9014410000000002,4.9447020000000004,3.6205910000000001,4.0036930000000002,3.7722069999999999,4.3888429999999996,3.2104849999999998,3.0739420000000002,2.6663899999999998,3.878349,4.4599669999999998]
[38061,null,null,null,4.9922000000000004,4.6763000000000003,3.3574999999999999,3.8014000000000001,3.0222000000000002,3.3386,1.3586,null,null,24.546800000000001,7,"High",5.1250739999999997,4.5521039999999999,5.1460299999999997,4.9922050000000002,4.6763320000000004,3.3574839999999999,3.8014320000000001,3.0222090000000001,3.3386260000000001,2.7171750000000001,4.6400959999999998,4.8212549999999998]
[38118,null,null,null,5.1539000000000001,4.7766999999999999,3.3773,3.2433000000000001,2.8365,3.0055999999999998,1.2264999999999999,null,null,23.619800000000001,7,"High",4.5539199999999997,4.203436,4.8667920000000002,5.1538729999999999,4.7766960000000003,3.377262,3.2432539999999999,2.8365450000000001,3.005633,2.4529749999999999,4.3267220000000002,4.7308649999999997]
[38229,null,null,null,4.5453000000000001,4.4311999999999996,3.7326000000000001,3.8881999999999999,2.7637,3.2837999999999998,1.4145000000000001,null,null,24.0593,7,"High",4.4888969999999997,3.9620329999999999,4.7441940000000002,4.5453099999999997,4.4312050000000003,3.7326429999999999,3.8881679999999998,2.7637269999999998,3.2837670000000001,2.8289010000000001,4.3438629999999998,4.4658930000000003]
[38326,null,null,null,5.0419,4.6669999999999998,3.4988999999999999,4.0593000000000004,3.0608,3.2467000000000001,1.4382999999999999,null,null,25.012899999999998,7,"High",5.1842280000000001,4.7300300000000002,5.4518319999999996,5.041944,4.6669939999999999,3.4988540000000001,4.0592620000000004,3.0607630000000001,3.246718,2.8765839999999998,4.6478609999999998,4.9883790000000001]
[38369,null,null,null,4.5335000000000001,4.4532999999999996,3.7566999999999999,3.7208999999999999,2.621,3.1665000000000001,1.3593,null,null,23.6112,7,"High",4.4396849999999999,3.8475869999999999,4.6308340000000001,4.5334890000000003,4.4532699999999998,3.7566579999999998,3.7209289999999999,2.621003,3.1665299999999998,2.7186979999999998,4.2526650000000004,4.3729040000000001]
[38478,null,null,null,4.4654999999999996,4.8498999999999999,3.5169000000000001,4.5724,3.0722999999999998,3.4765000000000001,1.5552999999999999,null,null,25.508800000000001,7,"High",5.3142009999999997,4.256723,5.704542,4.4655269999999998,4.8498849999999996,3.5169250000000001,4.5723849999999997,3.0723410000000002,3.4765410000000001,3.1106039999999999,4.4884779999999997,4.8917780000000004]
[38488,null,null,null,4.4432,4.8285,3.5651000000000002,4.5595999999999997,3.1042999999999998,3.6352000000000002,1.5512999999999999,null,null,25.687200000000001,7,"High",5.6097979999999996,4.418831,5.8964280000000002,4.4432159999999996,4.8285299999999998,3.5650569999999999,4.5595540000000003,3.10426,3.635189,3.1025040000000002,4.5425560000000003,5.0426000000000002]
[38572,null,null,null,4.2556000000000003,4.7817999999999996,3.6549,4.6094999999999997,3.6812999999999998,3.5669,1.4947999999999999,null,null,26.044799999999999,7,"High",5.350568,4.2987890000000002,5.5214910000000001,4.2555699999999996,4.7817569999999998,3.6548620000000001,4.609502,3.6813030000000002,3.5668920000000002,2.9895499999999999,4.6436890000000002,5.1381680000000003]
[38659,null,null,null,5.0171999999999999,4.8567,3.3969,3.8218999999999999,2.9417,3.2387999999999999,1.4162999999999999,null,null,24.689499999999999,7,"High",5.2407950000000003,4.5509459999999997,5.2288350000000001,5.0172350000000003,4.8566979999999997,3.396903,3.8218890000000001,2.9416869999999999,3.2388210000000002,2.8325550000000002,4.645804,4.9483110000000003]
[38673,null,null,null,5.0267999999999997,4.8921000000000001,3.4702999999999999,3.6473,2.7204999999999999,3.1897000000000002,1.3649,null,null,24.311599999999999,7,"High",5.1040359999999998,4.5379160000000001,5.3541790000000002,5.026815,4.8920750000000002,3.470329,3.6472669999999998,2.7205270000000001,3.1896599999999999,2.7298200000000001,4.7713330000000003,5.0538650000000001]
[38821,null,null,null,4.8196000000000003,4.4924999999999997,3.5070999999999999,3.7867999999999999,2.7963,3.1432000000000002,1.5096000000000001,null,null,24.055099999999999,7,"High",5.6253260000000003,4.6856099999999996,5.6760229999999998,4.8196219999999999,4.4924949999999999,3.5070640000000002,3.7868390000000001,2.7962500000000001,3.1432199999999999,3.0191539999999999,4.1488740000000002,4.9959720000000001]
[38870,null,null,null,4.8114999999999997,4.4960000000000004,3.4965000000000002,3.8079999999999998,2.8307000000000002,3.1339000000000001,1.4962,null,null,24.072800000000001,7,"High",5.6301180000000004,4.6731239999999996,5.6678499999999996,4.8114710000000001,4.495997,3.49647,3.8079770000000002,2.8307090000000001,3.1339389999999998,2.9924339999999998,4.1595700000000004,4.9952670000000001]
[38961,null,null,null,4.9631999999999996,4.6990999999999996,3.3416999999999999,3.9114,2.5404,3.1663999999999999,1.2826,null,null,23.904800000000002,7,"High",5.2881150000000003,4.5354869999999998,5.4555490000000004,4.9631930000000004,4.6991399999999999,3.3417249999999998,3.911416,2.5403539999999998,3.1663809999999999,2.5652490000000001,4.7747390000000003,5.0393929999999996]
[39079,null,null,5.4180999999999999,4.7262000000000004,4.5594999999999999,2.8170999999999999,4.1955999999999998,2.9418000000000002,2.8174000000000001,2.6688000000000001,2.0857000000000001,null,32.230200000000004,9,"Highest",5.7059499999999996,4.5825800000000001,5.418088,4.7262370000000002,4.5594799999999998,2.8171369999999998,4.1956329999999999,2.9418259999999998,2.8174160000000001,2.6688239999999999,4.1713909999999998,5.2630780000000001]
[39144,null,null,5.4683000000000002,4.6033999999999997,4.4433999999999996,3.3719999999999999,3.9683000000000002,3.0135999999999998,2.7770999999999999,2.4116,1.9966999999999999,null,32.054400000000001,9,"Highest",5.5967130000000003,4.5441609999999999,5.4683400000000004,4.6034309999999996,4.4434300000000002,3.3719990000000002,3.9683079999999999,3.0136379999999998,2.7770890000000001,2.411597,3.9933689999999999,5.7995619999999999]
[39176,null,null,5.3868999999999998,4.8109000000000002,4.4820000000000002,2.8376000000000001,4.2948000000000004,2.7938000000000001,3.0253999999999999,2.6141000000000001,2.1080000000000001,null,32.353499999999997,9,"Highest",5.64086,4.5425440000000004,5.3869059999999998,4.8108740000000001,4.4819820000000004,2.837555,4.294829,2.793774,3.0254050000000001,2.614128,4.2159529999999998,5.108822]
[39325,null,null,5.7843999999999998,4.8475999999999999,3.9796999999999998,3.2728999999999999,4.8963000000000001,3.3708,2.8822000000000001,2.4089999999999998,1.8842000000000001,null,33.327100000000002,9,"Highest",5.8803099999999997,4.720065,5.7843730000000004,4.8476039999999996,3.9797090000000002,3.27285,4.8962919999999999,3.3708399999999998,2.882161,2.4090240000000001,3.768335,5.2403750000000002]
[39462,null,null,5.7949000000000002,4.2267000000000001,4.2275999999999998,3.9878999999999998,5.6771000000000003,5.0095999999999998,3.7164999999999999,2.4352,1.9633,null,37.038800000000002,9,"Highest",5.8185419999999999,4.9716459999999998,5.7949060000000001,4.2266560000000002,4.2275970000000003,3.9879380000000002,5.6771450000000003,5.0096489999999996,3.7165430000000002,2.4351859999999999,3.9265620000000001,5.1994689999999997]
[39540,null,null,5.2586000000000004,3.8304,4.0328999999999997,4.8182999999999998,5.9438000000000004,6.6437999999999997,5.46,2.4698000000000002,1.6253,null,40.082900000000002,9,"Highest",5.4411060000000004,5.0013560000000004,5.2585940000000004,3.830425,4.0329090000000001,4.8182669999999996,5.9437800000000003,6.6438179999999996,5.4599729999999997,2.4697789999999999,3.250664,4.500121]
[39656,null,null,5.9255000000000004,5.0031999999999996,4.9318,4.1757,4.6471,4.1711999999999998,3.4929999999999999,2.4767999999999999,2.0726,null,36.896900000000002,9,"Highest",6.3482339999999997,5.1230060000000002,5.9254550000000004,5.0031699999999999,4.9317539999999997,4.1756859999999998,4.6471179999999999,4.1712220000000002,3.4930110000000001,2.476817,4.1452210000000003,5.7617419999999999]
[39762,null,null,5.5532000000000004,4.9169999999999998,4.1369999999999996,3.2347999999999999,4.3554000000000004,3.0613999999999999,3.1076999999999999,2.7012,1.9455,null,33.013199999999998,9,"Highest",5.8046699999999998,4.6488849999999999,5.5532459999999997,4.917014,4.137016,3.234823,4.3553610000000003,3.0613779999999999,3.1076769999999998,2.701171,3.8910740000000001,5.0422830000000003]
[39825,null,null,5.1143999999999998,3.4260999999999999,3.6859000000000002,4.8209,5.9374000000000002,4.3727,3.4386000000000001,1.8785000000000001,1.3280000000000001,null,34.002499999999998,9,"Highest",5.6455549999999999,4.6030860000000002,5.1144379999999998,3.4261469999999998,3.6858900000000001,4.8208679999999999,5.9374409999999997,4.3726710000000004,3.4385750000000002,1.878525,2.6559849999999998,3.804675]
[40022,null,null,null,3.7511000000000001,4.5827,3.4580000000000002,4.4436999999999998,3.3258000000000001,2.8007,1.2433000000000001,null,null,23.6053,7,"High",3.2942499999999999,3.0034700000000001,4.2525729999999999,3.7511130000000001,4.5827229999999997,3.4579580000000001,4.4437369999999996,3.3257819999999998,2.8006950000000002,2.4866090000000001,3.4265880000000002,3.4588999999999999]
[40059,null,null,null,3.9030999999999998,4.484,3.4603999999999999,4.3323,3.2839999999999998,2.7198000000000002,1.2735000000000001,null,null,23.457100000000001,7,"High",3.274521,2.7394590000000001,4.1628920000000003,3.9030990000000001,4.4839630000000001,3.4604279999999998,4.3322789999999998,3.2839849999999999,2.719808,2.5470169999999999,3.4143300000000001,3.416712]
[40152,null,null,null,3.9068000000000001,4.343,3.5602,4.2710999999999997,3.3035000000000001,3.0882999999999998,1.3132999999999999,null,null,23.786200000000001,7,"High",3.8690720000000001,3.509201,4.3415689999999998,3.9067750000000001,4.3430280000000003,3.5601829999999999,4.271147,3.3035290000000002,3.0883250000000002,2.6265849999999999,3.7137760000000002,3.9045169999999998]
[40220,null,null,null,3.8452000000000002,4.4062000000000001,3.3744000000000001,4.2858999999999998,3.2850000000000001,2.7896999999999998,1.2295,null,null,23.215900000000001,7,"High",3.281256,2.873189,4.2249800000000004,3.8451870000000001,4.4062380000000001,3.3743720000000001,4.285927,3.2849550000000001,2.7896619999999999,2.4590070000000002,3.4051559999999998,3.422231]
[40380,null,null,null,3.7454000000000001,4.2087000000000003,3.8264,4.9408000000000003,3.7166999999999999,3.2229999999999999,1.2125999999999999,null,null,24.8736,7,"High",3.8691909999999998,3.1843720000000002,4.0610200000000001,3.7454040000000002,4.2086550000000003,3.8263509999999998,4.9408099999999999,3.71665,3.2229510000000001,2.425125,3.3836240000000002,3.54047]
[40402,null,null,null,3.7909000000000002,4.1154999999999999,3.6067,4.6679000000000004,3.4283000000000001,3.2374000000000001,1.2361,null,null,24.082799999999999,7,"High",3.9381430000000002,3.2302740000000001,4.0914390000000003,3.7909130000000002,4.1154630000000001,3.6067070000000001,4.6679469999999998,3.4283359999999998,3.2373940000000001,2.4722930000000001,3.598471,3.6568450000000001]
[40769,null,null,null,3.8834,4.3708,3.9295,4.4318999999999997,3.7549999999999999,3.3534000000000002,1.3695999999999999,null,null,25.093599999999999,7,"High",4.8451899999999997,3.981738,4.7392849999999997,3.8834460000000002,4.3707750000000001,3.9294850000000001,4.4319420000000003,3.7549830000000002,3.3533940000000002,2.7391320000000001,3.9754149999999999,4.0035850000000002]
[40906,null,null,null,3.8614000000000002,4.2686000000000002,3.7877999999999998,4.4429999999999996,3.6040999999999999,3.1638000000000002,1.3348,null,null,24.4635,7,"High",4.5951269999999997,3.7027220000000001,4.5296690000000002,3.8614480000000002,4.2685709999999997,3.7877909999999999,4.4430059999999996,3.6040809999999999,3.1637529999999998,2.669686,3.8595510000000002,3.9314179999999999]
[40946,null,null,null,3.8359000000000001,4.1917,3.6642000000000001,4.5404999999999998,3.4672999999999998,3.1539000000000001,1.3008999999999999,null,null,24.154399999999999,7,"High",4.3356880000000002,3.4871439999999998,4.3336730000000001,3.8359070000000002,4.1916880000000001,3.664212,4.5405280000000001,3.4672839999999998,3.1539350000000002,2.6018590000000001,3.7616309999999999,3.8367429999999998]
[41040,null,null,null,3.6844000000000001,3.9664000000000001,3.5739999999999998,4.1196999999999999,3.4380000000000002,2.8271999999999999,1.171,null,null,22.7807,7,"High",3.3603269999999998,2.5107279999999998,3.8862909999999999,3.684396,3.9664069999999998,3.5740189999999998,4.1197100000000004,3.437951,2.8271820000000001,2.341968,3.2304140000000001,3.028702]
[41098,null,null,null,3.7587000000000002,4.1742999999999997,3.6027,3.9982000000000002,3.3738999999999999,2.7326000000000001,1.2725,null,null,22.9129,7,"High",3.2006220000000001,2.7058409999999999,3.998218,3.758667,4.1743410000000001,3.6027399999999998,3.9981689999999999,3.3738709999999998,2.7325659999999998,2.5449220000000001,3.3489409999999999,3.1918340000000001]
[41222,null,null,null,3.5552000000000001,4.1231999999999998,3.7625999999999999,4.7632000000000003,3.6326999999999998,3.0998000000000001,1.2688999999999999,null,null,24.2056,7,"High",3.881008,3.2358500000000001,3.8813240000000002,3.5552250000000001,4.123189,3.7626339999999998,4.763236,3.6326689999999999,3.0997910000000002,2.5377700000000001,3.2615400000000001,3.494907]
[41348,null,null,null,3.7484999999999999,4.2533000000000003,3.8347000000000002,4.8395999999999999,3.6328999999999998,3.1930999999999998,1.2899,null,null,24.792000000000002,7,"High",4.2381599999999997,3.5013260000000002,4.1454870000000001,3.74851,4.2532730000000001,3.834692,4.8396239999999997,3.6329030000000002,3.1931240000000001,2.579717,3.4939460000000002,3.8007499999999999]
[41519,null,null,null,3.4664000000000001,3.9087000000000001,3.6511999999999998,4.5209000000000001,3.5720999999999998,3.1128,1.2911999999999999,null,null,23.523299999999999,7,"High",3.7515649999999998,3.2101739999999999,3.7202820000000001,3.466415,3.9086780000000001,3.6512220000000002,4.5208500000000003,3.5720679999999998,3.1127859999999998,2.582468,3.16764,3.3355709999999998]
[41647,null,null,null,3.569,4.0774999999999997,3.7458999999999998,4.6516999999999999,3.5508999999999999,3.1482000000000001,1.2919,null,null,24.0351,7,"High",4.0544089999999997,3.4272990000000001,3.9060410000000001,3.5690059999999999,4.077502,3.7458670000000001,4.6517410000000003,3.5508829999999998,3.1482130000000002,2.5837330000000001,3.3052579999999998,3.607494]
[41773,null,null,null,3.7570000000000001,4.2840999999999996,3.8690000000000002,4.7664,3.6116000000000001,3.2147999999999999,1.3335999999999999,null,null,24.836500000000001,7,"High",4.4724250000000003,3.7272919999999998,4.1951919999999996,3.75698,4.2841319999999996,3.8689680000000002,4.7664410000000004,3.6115900000000001,3.2147730000000001,2.6672380000000002,3.534456,3.9550960000000002]
[41840,null,null,null,3.6673,4.1623999999999999,3.7844000000000002,4.6818,3.5667,3.2033,1.3265,null,null,24.392399999999999,7,"High",4.298114,3.6237149999999998,4.0110140000000003,3.6672910000000001,4.1624249999999998,3.7843979999999999,4.6817960000000003,3.5667070000000001,3.2032750000000001,2.653051,3.3954240000000002,3.7656339999999999]
[42035,null,null,null,4.2412999999999998,4.3701999999999996,3.5531000000000001,3.6143000000000001,3.0047999999999999,3.2972999999999999,1.3376999999999999,null,null,23.418700000000001,7,"High",4.0808330000000002,3.4440140000000001,4.2940339999999999,4.2413439999999998,4.3702350000000001,3.553067,3.6143000000000001,3.004845,3.2972700000000001,2.6753779999999998,3.7793600000000001,4.0107169999999996]
[42088,null,null,null,4.3620999999999999,4.3391000000000002,3.6781000000000001,3.7565,2.8761000000000001,3.28,1.3906000000000001,null,null,23.682500000000001,7,"High",4.3658159999999997,3.71332,4.5216729999999998,4.3621449999999999,4.3390599999999999,3.6780979999999999,3.7564839999999999,2.8760919999999999,3.2799670000000001,2.7812640000000002,4.0693070000000002,4.233009]
[42206,null,null,null,3.9601999999999999,4.3061999999999996,3.6655000000000002,3.9491999999999998,3.1126999999999998,3.1198999999999999,1.3129,null,null,23.426600000000001,7,"High",4.3183049999999996,3.7880289999999999,4.7373859999999999,3.960175,4.306241,3.6655440000000001,3.9492319999999999,3.1126900000000002,3.1199170000000001,2.6257609999999998,3.8903690000000002,4.3025250000000002]
[42254,null,null,null,4.3368000000000002,4.1064999999999996,3.3731,3.9161000000000001,3.1034000000000002,2.9923000000000002,1.3050999999999999,null,null,23.133299999999998,7,"High",4.3841999999999999,3.9422450000000002,4.9370320000000003,4.3368380000000002,4.1065300000000002,3.3730850000000001,3.916067,3.1034169999999999,2.9923129999999998,2.6102780000000001,4.0017659999999999,4.3547260000000003]
[42348,null,null,null,4.1067,4.2988999999999997,3.5499000000000001,3.9531999999999998,3.2471999999999999,3.0106999999999999,1.3086,null,null,23.475200000000001,7,"High",3.6067819999999999,3.28132,4.36911,4.1066649999999996,4.298915,3.5499429999999998,3.9531510000000001,3.2471570000000001,3.0106839999999999,2.6171289999999998,3.742572,3.6730160000000001]
[42408,null,null,null,4.1741999999999999,4.33,3.3845000000000001,3.8130000000000002,2.9135,3.0489000000000002,1.3124,null,null,22.976500000000001,7,"High",4.0455120000000004,3.5778479999999999,4.6223479999999997,4.1742049999999997,4.3299690000000002,3.384512,3.8129870000000001,2.913494,3.0488659999999999,2.6247310000000001,4.0636780000000003,4.1298060000000003]
[42541,null,null,null,3.7831999999999999,4.4539,3.9234,4.5956999999999999,3.6717,3.2974999999999999,1.2098,null,null,24.935199999999998,7,"High",4.0931480000000002,3.4686840000000001,4.3191179999999996,3.7831730000000001,4.453938,3.923378,4.5956780000000004,3.6717089999999999,3.297453,2.4195899999999999,3.6013109999999999,3.7959879999999999]
[42753,null,null,null,3.8849999999999998,4.7366000000000001,4.0450999999999997,4.6281999999999996,3.7694000000000001,3.4180000000000001,1.2630999999999999,null,null,25.7454,7,"High",4.3269890000000002,3.7012779999999998,4.492845,3.8850120000000001,4.7366070000000002,4.0451090000000001,4.6281699999999999,3.769434,3.4180039999999998,2.5262090000000001,3.7485270000000002,4.0636749999999999]
[43046,null,null,null,3.3250000000000002,3.7488000000000001,3.3420000000000001,3.8986999999999998,3.0423,2.6181999999999999,0.98180000000000001,null,null,20.956800000000001,6,"Medium-High",2.6115080000000002,2.0013869999999998,2.9670510000000001,3.3250060000000001,3.7488049999999999,3.3420230000000002,3.8987229999999999,3.0423,2.6182289999999999,1.963605,2.709721,2.5110929999999998]
[43115,null,null,null,3.4860000000000002,3.9941,3.1526999999999998,3.8283,3.3376999999999999,2.7732999999999999,1.0666,null,null,21.6387,7,"Medium-High",2.8439540000000001,2.1213259999999998,3.1232660000000001,3.4860329999999999,3.9940920000000002,3.152666,3.828306,3.3377439999999998,2.773288,2.1331850000000001,2.8484970000000001,2.5433530000000002]
[43152,null,null,null,3.3910999999999998,3.9426999999999999,3.2014999999999998,3.9388999999999998,3.5028999999999999,2.7541000000000002,1.0825,null,null,21.813700000000001,7,"Medium-High",2.8241740000000002,2.1931560000000001,3.1961900000000001,3.3910960000000001,3.9426739999999998,3.2014809999999998,3.9389349999999999,3.5028600000000001,2.7541319999999998,2.1650670000000001,2.8213699999999999,2.6192709999999999]
[43230,null,null,null,3.3153999999999999,3.6798000000000002,3.2835999999999999,3.8382000000000001,2.8613,2.5446,0.94010000000000005,null,null,20.463000000000001,6,"Medium-High",2.556835,1.928779,2.8922460000000001,3.3153830000000002,3.6798489999999999,3.2836129999999999,3.8382170000000002,2.861348,2.5446149999999998,1.8802030000000001,2.7143410000000001,2.5124010000000001]
[43319,null,null,null,3.2938000000000001,3.8571,3.4148999999999998,3.9022999999999999,2.9445999999999999,2.6507999999999998,1.0366,null,null,21.100100000000001,7,"Medium-High",2.4000590000000002,1.8845460000000001,2.8950710000000002,3.2938010000000002,3.857091,3.4149150000000001,3.9023089999999998,2.9445619999999999,2.6508319999999999,2.0732680000000001,2.8625919999999998,2.58263]
[43420,null,null,null,2.9188000000000001,3.1139999999999999,3.3772000000000002,3.2759,3.1158000000000001,2.6774,0.94769999999999999,null,null,19.4268,6,"Medium-High",2.1563509999999999,1.63263,2.5247440000000001,2.9188070000000002,3.1140460000000001,3.3771629999999999,3.275925,3.1158079999999999,2.6773699999999998,1.8953,2.6288369999999999,2.5404779999999998]
[43522,null,null,null,3.028,3.1888999999999998,3.3580999999999999,3.3719000000000001,3.0928,2.5966,0.99150000000000005,null,null,19.627800000000001,6,"Medium-High",1.9473609999999999,1.5360119999999999,2.5598290000000001,3.0279880000000001,3.1888879999999999,3.3581249999999998,3.3719420000000002,3.0927989999999999,2.5965880000000001,1.983026,2.6108150000000001,2.5534699999999999]
[43606,null,null,null,2.9049,2.8159000000000001,3.3797000000000001,3.0390999999999999,2.9860000000000002,2.5432000000000001,0.95130000000000003,null,null,18.620100000000001,6,"Medium-High",1.8806179999999999,1.540529,2.4691209999999999,2.904925,2.8159160000000001,3.3796569999999999,3.0391010000000001,2.986027,2.5432380000000001,1.902577,2.5465209999999998,2.5806179999999999]
[43732,null,null,null,3.2772999999999999,3.6187999999999998,3.6093999999999999,4.282,3.4186999999999999,2.7025999999999999,1.1306,null,null,22.039400000000001,7,"Medium-High",2.9344809999999999,2.3063570000000002,3.2094279999999999,3.2773379999999999,3.618776,3.6093730000000002,4.2820130000000001,3.4187419999999999,2.7025579999999998,2.2611789999999998,2.8498100000000002,2.776106]
[43777,null,null,null,3.1692,3.6360999999999999,3.4923999999999999,4.0875000000000004,3.1955,2.6025,1.038,null,null,21.2212,7,"Medium-High",2.5552570000000001,2.057785,2.963578,3.1692260000000001,3.63612,3.492448,4.0875139999999996,3.1955480000000001,2.6025260000000001,2.0759780000000001,2.6922250000000001,2.5343079999999998]
[43952,null,null,null,3.1882000000000001,3.8671000000000002,3.6339000000000001,4.0900999999999996,3.1398000000000001,2.8309000000000002,1.1888000000000001,null,null,21.938800000000001,7,"Medium-High",2.8165659999999999,2.2652730000000001,3.1153749999999998,3.188205,3.8671180000000001,3.6339299999999999,4.0900550000000004,3.1398489999999999,2.8309419999999998,2.3775729999999999,2.8047119999999999,2.76]
[44044,null,null,null,2.9914000000000001,3.4201000000000001,3.5438999999999998,3.5411999999999999,3.0861000000000001,3.0869,1.0790999999999999,null,null,20.748699999999999,7,"Medium-High",2.2457009999999999,1.956359,2.644244,2.9913729999999998,3.4201160000000002,3.5438879999999999,3.541242,3.0860620000000001,3.086856,2.1582840000000001,2.9166300000000001,2.7871459999999999]
[44087,null,null,null,3.2418,3.3883999999999999,3.3767,3.4573,3.0796999999999999,3.2273999999999998,1.2031000000000001,null,null,20.974399999999999,7,"Medium-High",2.5841829999999999,2.112419,3.120546,3.2417850000000001,3.3884249999999998,3.3766889999999998,3.4572829999999999,3.0796760000000001,3.22742,2.4062060000000001,3.0308510000000002,3.0246900000000001]
[44116,null,null,null,3.0133000000000001,3.2355999999999998,3.4211999999999998,3.3157999999999999,3.1181000000000001,3.1564999999999999,1.1347,null,null,20.395199999999999,7,"Medium-High",2.246407,1.9833099999999999,2.752049,3.0132819999999998,3.2355520000000002,3.4211999999999998,3.3157559999999999,3.1180720000000002,3.1565120000000002,2.2693669999999999,2.9256329999999999,2.9315859999999998]
[44147,null,null,null,3.1158999999999999,3.3616999999999999,3.3584999999999998,3.4216000000000002,3.0638000000000001,3.1777000000000002,1.1446000000000001,null,null,20.643799999999999,7,"Medium-High",2.380973,2.0439609999999999,2.9472209999999999,3.1159140000000001,3.3617409999999999,3.358476,3.4216069999999998,3.0637810000000001,3.1776610000000001,2.2891499999999998,2.9719380000000002,2.9493130000000001]
[44272,null,null,null,3.1837,3.4668000000000001,3.3517000000000001,3.6023000000000001,2.9577,3.1400999999999999,1.1761999999999999,null,null,20.878499999999999,7,"Medium-High",2.6710829999999999,2.0842420000000002,3.1643910000000002,3.183678,3.466793,3.3516810000000001,3.6023149999999999,2.9577010000000001,3.1400570000000001,2.352487,2.911956,2.8696730000000001]
[44306,null,null,null,3.0783,3.4826000000000001,3.1421999999999999,3.5983999999999998,3.0043000000000002,3.0952000000000002,1.0886,null,null,20.489599999999999,7,"Medium-High",2.4260649999999999,2.0424090000000001,3.084676,3.0782769999999999,3.4825629999999999,3.1422249999999998,3.5984280000000002,3.0043039999999999,3.0952359999999999,2.1772130000000001,2.8313259999999998,2.8223099999999999]
[44431,null,null,null,3.0236999999999998,3.5179,3.4681999999999999,3.7684000000000002,2.8405,2.9809999999999999,1.1186,null,null,20.718299999999999,7,"Medium-High",2.6510720000000001,2.0625429999999998,3.0785659999999999,3.023682,3.5179179999999999,3.4682270000000002,3.7683589999999998,2.8404820000000002,2.9810089999999998,2.2372070000000002,2.7974429999999999,2.6841430000000002]
[44614,null,null,null,3.0476000000000001,3.5657000000000001,3.1444000000000001,3.6707000000000001,3.0505,3.0169999999999999,1.0365,null,null,20.532399999999999,7,"Medium-High",2.3888699999999998,1.984286,3.0130819999999998,3.047631,3.5657040000000002,3.1443590000000001,3.670668,3.0505040000000001,3.0170129999999999,2.0730650000000002,2.7592729999999999,2.6864050000000002]
[44618,null,null,null,3.1206999999999998,3.6762999999999999,3.3106,3.7277999999999998,3.1560000000000001,2.9733000000000001,1.0309999999999999,null,null,20.995699999999999,7,"Medium-High",2.4622109999999999,1.9537720000000001,2.9736310000000001,3.120711,3.6762540000000001,3.3106270000000002,3.727776,3.1559910000000002,2.9733100000000001,2.0619079999999999,2.7564730000000002,2.583291]
[44695,null,null,null,3.1109,3.6305000000000001,3.6261000000000001,4.1262999999999996,3.22,2.8573,1.1321000000000001,null,null,21.703199999999999,7,"Medium-High",3.100867,2.3703210000000001,2.9944709999999999,3.110862,3.630458,3.6261320000000001,4.1262910000000002,3.2199930000000001,2.85731,2.264192,2.9093819999999999,2.8266900000000001]
[44841,null,null,null,2.9312,3.242,3.3546999999999998,3.3252999999999999,3.1025999999999998,2.6714000000000002,0.94320000000000004,null,null,19.570399999999999,6,"Medium-High",2.1554259999999998,1.642552,2.5680580000000002,2.9311639999999999,3.241981,3.3547340000000001,3.3252820000000001,3.1026189999999998,2.6714349999999998,1.886317,2.6381399999999999,2.579237]
[44907,null,null,null,3.4289999999999998,3.7789000000000001,3.4967999999999999,3.7313000000000001,3.2976000000000001,2.94,1.0046999999999999,null,null,21.6783,7,"Medium-High",2.4963890000000002,1.8772310000000001,3.037417,3.4289610000000001,3.7789090000000001,3.4967600000000001,3.731325,3.2976489999999998,2.9399609999999998,2.00942,2.9534029999999998,2.5890810000000002]
[45053,null,null,null,3.4802,3.9542000000000002,3.2970000000000002,3.8172000000000001,3.3308,2.3666,1.1962999999999999,null,null,21.442299999999999,7,"Medium-High",2.695497,2.164018,3.433154,3.480178,3.9541569999999999,3.296977,3.817231,3.3308490000000002,2.366565,2.392544,2.9527169999999998,2.758813]
[45176,null,null,null,3.6103999999999998,3.8578000000000001,3.3622000000000001,3.9542999999999999,3.3475000000000001,2.7787000000000002,1.1245000000000001,null,null,22.035399999999999,7,"Medium-High",3.2638750000000001,2.3560989999999999,3.6459380000000001,3.6104440000000002,3.8578000000000001,3.3622420000000002,3.9543309999999998,3.3474529999999998,2.7787060000000001,2.2489379999999999,3.023126,2.798324]
[45220,null,null,null,3.5329999999999999,3.8452000000000002,3.3355000000000001,3.7627999999999999,3.3660999999999999,2.5895000000000001,1.1618999999999999,null,null,21.594000000000001,7,"Medium-High",2.952623,2.2258360000000001,3.5507070000000001,3.533048,3.8451710000000001,3.3354599999999999,3.762839,3.3660969999999999,2.5894499999999998,2.323744,3.0239060000000002,2.795747]
[45242,null,null,null,3.4988999999999999,3.7595999999999998,3.2936000000000001,3.6955,3.2805,2.5996999999999999,1.1285000000000001,null,null,21.2563,7,"Medium-High",2.9406590000000001,2.1890779999999999,3.4875159999999998,3.4989460000000001,3.7595969999999999,3.2935699999999999,3.6955079999999998,3.280481,2.599666,2.2569379999999999,2.989392,2.7359749999999998]
[45326,null,null,null,3.3317999999999999,3.5954000000000002,3.4060000000000001,3.5977000000000001,2.9563000000000001,2.3828,1.0824,null,null,20.352399999999999,7,"Medium-High",2.3906200000000002,1.9365380000000001,3.0168910000000002,3.3318059999999998,3.5953970000000002,3.405996,3.5977060000000001,2.956261,2.3828330000000002,2.164866,2.8362919999999998,2.5186000000000002]
[45382,null,null,null,3.3736000000000002,3.7757000000000001,3.2917000000000001,3.7755999999999998,2.9733000000000001,2.3239999999999998,1.1446000000000001,null,null,20.6585,7,"Medium-High",2.3446940000000001,1.9269259999999999,3.1002999999999998,3.3735759999999999,3.775728,3.2916660000000002,3.7755990000000001,2.973293,2.3240249999999998,2.2892480000000002,2.762734,2.5932529999999998]
[45439,null,null,null,3.3355999999999999,3.4533999999999998,3.2921,3.2974999999999999,2.7875999999999999,2.3336999999999999,1.0218,null,null,19.521699999999999,7,"Medium-High",2.7839480000000001,2.1127189999999998,3.1634799999999998,3.335607,3.4534379999999998,3.292109,3.29745,2.7876300000000001,2.3337270000000001,2.0436709999999998,2.8773390000000001,2.56291]
[45623,null,null,null,3.2890999999999999,3.8582999999999998,3.2888999999999999,4.3103999999999996,3.6341999999999999,2.9180999999999999,1.2060999999999999,null,null,22.505099999999999,7,"Medium-High",3.2247349999999999,2.5428130000000002,3.4235329999999999,3.2891010000000001,3.8582900000000002,3.2888820000000001,4.3103499999999997,3.6341890000000001,2.9181219999999999,2.4121809999999999,2.9754610000000001,2.9049290000000001]
[45710,null,null,null,3.3033999999999999,3.7925,3.3115999999999999,4.1094999999999997,3.5413999999999999,2.8165,1.1291,null,null,22.004000000000001,7,"Medium-High",3.0283449999999998,2.3676900000000001,3.3204899999999999,3.3033549999999998,3.7925300000000002,3.31162,4.10947,3.5414439999999998,2.8164859999999998,2.2581099999999998,2.828382,2.7177410000000002]
[45778,null,null,null,3.2816999999999998,3.6528999999999998,3.4529000000000001,4.1738,3.5160999999999998,2.8166000000000002,1.1556999999999999,null,null,22.049700000000001,7,"Medium-High",3.1064579999999999,2.4562849999999998,3.375562,3.2816990000000001,3.6528499999999999,3.4529459999999998,4.1738470000000003,3.5160589999999998,2.8165870000000002,2.311442,2.826905,2.7484869999999999]
[45841,null,null,null,3.1198000000000001,3.5415999999999999,3.3641999999999999,3.7269000000000001,2.9954000000000001,2.4790999999999999,0.93630000000000002,null,null,20.1633,6,"Medium-High",2.1519879999999998,1.616587,2.6800359999999999,3.1197699999999999,3.5415990000000002,3.3641990000000002,3.7269489999999998,2.995393,2.4791430000000001,1.8726149999999999,2.6004770000000001,2.4032849999999999]
[45875,null,null,null,3.2056,3.4544000000000001,3.3647,3.6802999999999999,3.0933999999999999,2.4679000000000002,1.0238,null,null,20.290099999999999,7,"Medium-High",2.1160299999999999,1.6208279999999999,2.688761,3.2056390000000001,3.4544009999999998,3.3647040000000001,3.680266,3.0934439999999999,2.4679030000000002,2.0475270000000001,2.6290969999999998,2.4180540000000001]
[46038,null,null,null,3.7052999999999998,3.7339000000000002,3.3268,4.2130000000000001,3.2208000000000001,2.5640000000000001,1.2238,null,null,21.9876,7,"Medium-High",2.4939269999999998,2.084692,3.15665,3.7053020000000001,3.7339449999999998,3.3268369999999998,4.2130089999999996,3.2208049999999999,2.564025,2.447667,3.0553729999999999,2.747188]
[46068,null,null,null,3.7088000000000001,3.6574,3.3347000000000002,4.0570000000000004,3.0884999999999998,2.5106000000000002,1.1387,null,null,21.495699999999999,7,"Medium-High",2.2875899999999998,1.8217760000000001,2.811741,3.7088220000000001,3.6574260000000001,3.3347440000000002,4.0570440000000003,3.0884659999999999,2.510605,2.2774390000000002,2.8647390000000001,2.4374069999999999]
[46133,null,null,null,3.7648000000000001,4.3947000000000003,3.4820000000000002,4.1609999999999996,3.2692000000000001,2.4342999999999999,1.2205999999999999,null,null,22.726600000000001,7,"High",2.7240329999999999,2.2580330000000002,3.2768380000000001,3.7648440000000001,4.3947450000000003,3.4820039999999999,4.1610259999999997,3.26918,2.4342570000000001,2.4412250000000002,3.137229,2.790886]
[46201,null,null,null,3.6459000000000001,3.7959000000000001,3.2481,4.2774000000000001,3.2936000000000001,2.5474999999999999,1.2217,null,null,22.030100000000001,7,"Medium-High",2.5426000000000002,2.1724199999999998,3.3109190000000002,3.645902,3.795944,3.2480980000000002,4.2773760000000003,3.2936420000000002,2.5475400000000001,2.4433820000000002,3.0456620000000001,2.8875320000000002]
[46323,null,null,null,3.5680999999999998,3.3538999999999999,3.69,3.5985,3.2393999999999998,3.0705,1.1523000000000001,null,null,21.672699999999999,7,"Medium-High",1.7837810000000001,1.29806,2.3492820000000001,3.5680930000000002,3.3538779999999999,3.6899790000000001,3.5985230000000001,3.2394129999999999,3.0704509999999998,2.3045209999999998,2.6602190000000001,2.152558]
[46407,null,null,null,3.5329000000000002,3.371,3.7069999999999999,3.5581999999999998,3.2391000000000001,3.1779999999999999,1.1791,null,null,21.7653,7,"Medium-High",1.802575,1.295282,2.3234940000000002,3.532934,3.3709509999999998,3.70702,3.5582410000000002,3.2391200000000002,3.1780089999999999,2.3581799999999999,2.7328739999999998,2.1928839999999998]
[46517,null,null,null,3.5335000000000001,3.0114000000000001,3.6192000000000002,3.5249000000000001,3.2349000000000001,3.0889000000000002,1.2702,null,null,21.283000000000001,7,"Medium-High",2.1337799999999998,1.5361180000000001,2.5644049999999998,3.5334539999999999,3.0113690000000002,3.6191800000000001,3.5249220000000001,3.2349169999999998,3.0889350000000002,2.5404749999999998,2.7144309999999998,2.4284159999999999]
[46613,null,null,null,3.6242999999999999,3.0487000000000002,3.7290000000000001,3.5438000000000001,3.2528999999999999,3.1869999999999998,1.2958000000000001,null,null,21.6815,7,"Medium-High",2.3439139999999998,1.626665,2.7592409999999998,3.624317,3.0487320000000002,3.7289620000000001,3.5438299999999998,3.2528860000000002,3.1869679999999998,2.5916929999999998,2.9489190000000001,2.859035]
[46746,null,null,null,3.4188000000000001,3.1831,3.3744999999999998,3.5842999999999998,3.2463000000000002,3.0057999999999998,1.2081999999999999,null,null,21.021000000000001,7,"Medium-High",1.9124000000000001,1.457398,2.3698269999999999,3.4188260000000001,3.1830530000000001,3.3744580000000002,3.5843090000000002,3.2462819999999999,3.005782,2.4164180000000002,2.6380599999999998,2.234159]
[46777,null,null,null,3.3372999999999999,3.3902999999999999,3.5821999999999998,3.3570000000000002,3.0070999999999999,2.5522,1.1180000000000001,null,null,20.344100000000001,7,"Medium-High",2.2218490000000002,1.7756320000000001,2.8012579999999998,3.3372709999999999,3.3902570000000001,3.582195,3.3569830000000001,3.0071099999999999,2.5521989999999999,2.2360229999999999,2.681441,2.4810819999999998]
[46929,null,null,null,3.5802,3.6322000000000001,3.4554,3.8443999999999998,3.3433999999999999,2.5373999999999999,1.1299999999999999,null,null,21.523,7,"Medium-High",2.0605069999999999,1.651397,2.6374330000000001,3.5802139999999998,3.632244,3.4554040000000001,3.844449,3.3433660000000001,2.5373869999999998,2.2599629999999999,2.7069139999999998,2.4041809999999999]
[46978,null,null,null,3.5792000000000002,3.3914,3.6983000000000001,3.7898999999999998,3.3094000000000001,2.6663999999999999,1.1608000000000001,null,null,21.595400000000001,7,"Medium-High",1.9957290000000001,1.504642,2.4755159999999998,3.5792320000000002,3.3913519999999999,3.698312,3.7899150000000001,3.3094480000000002,2.666423,2.3216049999999999,2.695989,2.2608649999999999]
[47016,null,null,null,3.4922,4.0422000000000002,3.3008000000000002,3.9020000000000001,3.3788999999999998,2.3193000000000001,1.2217,null,null,21.6571,7,"Medium-High",2.652933,2.175646,3.4417849999999999,3.4922420000000001,4.0422409999999998,3.3008310000000001,3.901996,3.3788860000000001,2.3192689999999998,2.4433919999999998,2.9641820000000001,2.7780520000000002]
[47120,null,null,null,3.9933000000000001,4.2149000000000001,3.6185,4.2605000000000004,3.2665999999999999,2.6899000000000002,1.2827999999999999,null,null,23.326499999999999,7,"High",3.4837729999999998,2.7624270000000002,4.2099460000000004,3.9933070000000002,4.2148519999999996,3.618493,4.2605000000000004,3.2665950000000001,2.689867,2.5656819999999998,3.5223749999999998,3.2630720000000002]
[47172,null,null,null,3.9228999999999998,4.4063999999999997,3.4777999999999998,4.3335999999999997,3.2631000000000001,2.7374999999999998,1.2533000000000001,null,null,23.394600000000001,7,"High",3.4238789999999999,2.707236,4.1237440000000003,3.922901,4.4064230000000002,3.4777589999999998,4.3335860000000004,3.2631459999999999,2.7374830000000001,2.5065460000000002,3.418374,3.3761130000000001]
[47342,null,null,null,3.6375999999999999,3.7254,3.4241999999999999,3.8107000000000002,3.008,2.5507,1.1415999999999999,null,null,21.298200000000001,7,"Medium-High",2.4032439999999999,1.9719150000000001,3.0184799999999998,3.6376439999999999,3.7254079999999998,3.42421,3.8107340000000001,3.0079850000000001,2.5506709999999999,2.2831570000000001,3.0027509999999999,2.5763989999999999]
[47396,null,null,null,3.7124000000000001,3.7888999999999999,3.3995000000000002,3.8380999999999998,3.0276000000000001,2.5598000000000001,1.1584000000000001,null,null,21.4847,7,"Medium-High",2.4528310000000002,2.0317440000000002,3.0677530000000002,3.7123740000000001,3.788897,3.3994970000000002,3.8381210000000001,3.0275789999999998,2.5597979999999998,2.3167689999999999,3.055256,2.6233759999999999]
[47446,null,null,null,3.8845999999999998,4.2927,3.6166999999999998,4.1562000000000001,3.3525,2.5767000000000002,1.3689,null,null,23.2483,7,"High",3.0720130000000001,2.5277889999999998,3.9822299999999999,3.884617,4.2927439999999999,3.616733,4.1562060000000001,3.352528,2.57667,2.7377539999999998,3.5018039999999999,3.1594259999999998]
[47529,null,null,null,3.6324000000000001,4.9382999999999999,3.6587999999999998,4.6166,3.5746000000000002,2.5265,1.3772,null,null,24.324400000000001,7,"High",2.8219129999999999,2.598687,4.2119,3.6324459999999998,4.9383480000000004,3.6588020000000001,4.6166419999999997,3.5745800000000001,2.5264899999999999,2.754461,3.5661299999999998,3.3284790000000002]
[47586,null,null,null,4.0571999999999999,4.3379000000000003,3.6097999999999999,4.0793999999999997,3.3018999999999998,2.8791000000000002,1.3141,null,null,23.5794,7,"High",3.5159609999999999,3.1174210000000002,4.3558880000000002,4.0571900000000003,4.3378860000000001,3.609769,4.0793590000000002,3.3018909999999999,2.879143,2.6281500000000002,3.7021799999999998,3.5486239999999998]
[47637,null,null,null,4.0168999999999997,4.5392000000000001,3.5217000000000001,3.9403000000000001,3.2442000000000002,2.806,1.3506,null,null,23.418900000000001,7,"High",3.139135,2.9777520000000002,4.3990099999999996,4.0168499999999998,4.5392390000000002,3.5216620000000001,3.94028,3.2442259999999998,2.8060130000000001,2.7011820000000002,3.6803680000000001,3.5118420000000001]
[47838,null,null,null,3.6844000000000001,4.4417,3.5026999999999999,4.2022000000000004,3.3237000000000001,2.7385000000000002,1.2597,null,null,23.152899999999999,7,"High",2.7468240000000002,2.4339019999999998,3.8250259999999998,3.6844459999999999,4.4416979999999997,3.5027349999999999,4.2022139999999997,3.3237299999999999,2.7384740000000001,2.5194070000000002,3.4097189999999999,3.0133220000000001]
[47951,null,null,null,3.5518000000000001,3.7810000000000001,3.5638999999999998,3.4102000000000001,3.2254999999999998,2.8012000000000001,1.1968000000000001,null,null,21.5304,7,"Medium-High",1.7819320000000001,1.414787,2.6396259999999998,3.5517840000000001,3.7809970000000002,3.5639439999999998,3.4101919999999999,3.225501,2.8012320000000002,2.3935029999999999,2.5930029999999999,2.2543869999999999]
[48005,null,null,null,2.8302999999999998,2.4066000000000001,3.0074999999999998,2.6259000000000001,2.6857000000000002,2.6063000000000001,0.9798,null,null,17.142099999999999,6,"Medium",2.1060120000000002,1.5879779999999999,2.1206140000000002,2.8303289999999999,2.4066239999999999,3.007501,2.6258590000000002,2.6856900000000001,2.6062970000000001,1.9595830000000001,2.5015499999999999,2.3381889999999999]
[48014,null,null,null,2.8245,2.403,2.9794999999999998,2.6015999999999999,2.6758000000000002,2.6398000000000001,1.0074000000000001,null,null,17.131599999999999,7,"Medium",2.1783679999999999,1.6115109999999999,2.1339589999999999,2.824519,2.4029940000000001,2.9794879999999999,2.6016050000000002,2.6757879999999998,2.6397689999999998,2.0147650000000001,2.5489199999999999,2.3711440000000001]
[48081,null,null,null,2.8835000000000002,2.5316999999999998,3.1939000000000002,2.8793000000000002,2.8898000000000001,2.6920000000000002,0.96709999999999996,null,null,18.037299999999998,6,"Medium",2.0454530000000002,1.5942240000000001,2.2729490000000001,2.883483,2.531749,3.1939310000000001,2.8792620000000002,2.8898410000000001,2.692015,1.9342980000000001,2.541331,2.5397989999999999]
[48127,null,null,null,2.9653,2.4874000000000001,3.1703000000000001,2.8367,2.9220000000000002,2.3460999999999999,0.98380000000000001,null,null,17.711600000000001,6,"Medium",2.0163549999999999,1.544235,2.2479070000000001,2.9653429999999998,2.487365,3.1702880000000002,2.8367399999999998,2.9219889999999999,2.3461270000000001,1.9675,2.3797799999999998,2.3411919999999999]
[48152,null,null,null,2.9714,2.4641000000000002,3.1301000000000001,2.7618,2.9089,2.3896000000000002,0.98229999999999995,null,null,17.6082,6,"Medium",1.9648490000000001,1.5167120000000001,2.2114579999999999,2.9713500000000002,2.4640919999999999,3.1300750000000002,2.7617850000000002,2.9088620000000001,2.389637,1.964647,2.3595929999999998,2.2622680000000002]
[48198,null,null,null,3.0592000000000001,2.4628000000000001,3.0710999999999999,2.7454000000000001,2.8765000000000001,2.3073000000000001,1.0047999999999999,null,null,17.527100000000001,7,"Medium",1.9553739999999999,1.5850329999999999,2.2310789999999998,3.05924,2.4627680000000001,3.0711189999999999,2.7453940000000001,2.8764630000000002,2.307328,2.009544,2.3267090000000001,2.23109]
[48235,null,null,null,2.9323000000000001,2.5405000000000002,3.2208000000000001,2.8443000000000001,2.9220000000000002,2.4712000000000001,0.96460000000000001,null,null,17.895700000000001,6,"Medium",2.0258430000000001,1.517558,2.2688899999999999,2.932267,2.5404779999999998,3.22078,2.8442970000000001,2.9219590000000002,2.4712239999999999,1.929263,2.4406880000000002,2.4114200000000001]
[48316,null,null,null,2.8731,2.4401999999999999,3.0863999999999998,2.7164000000000001,2.8012999999999999,2.5876000000000001,0.96950000000000003,null,null,17.474499999999999,6,"Medium",2.0057909999999999,1.509471,2.1494610000000001,2.8731209999999998,2.4402029999999999,3.0863640000000001,2.7164190000000001,2.8013170000000001,2.5876260000000002,1.9389639999999999,2.4493450000000001,2.309723]
[48415,null,null,null,2.7845,2.3847,2.8675999999999999,2.3959999999999999,2.9744000000000002,2.9617,1.0541,null,null,17.422999999999998,7,"Medium",1.724987,1.1950529999999999,2.042405,2.784548,2.3846669999999999,2.8676179999999998,2.3960149999999998,2.974377,2.9617279999999999,2.1082480000000001,2.4107799999999999,1.985017]
[48436,null,null,null,2.7865000000000002,2.4542999999999999,3.0466000000000002,2.5045000000000002,3.0941999999999998,2.9638,0.9798,null,null,17.829699999999999,6,"Medium",1.5886450000000001,1.1825220000000001,2.047482,2.786508,2.4542809999999999,3.046576,2.5044550000000001,3.0941610000000002,2.9637929999999999,1.959589,2.4267150000000002,1.9907809999999999]
[48609,null,null,null,2.7816000000000001,2.3854000000000002,2.7637,2.2774000000000001,2.9281999999999999,2.9863,1.1196999999999999,null,null,17.2423,7,"Medium",1.756176,1.163365,2.0617450000000002,2.7816010000000002,2.3854009999999999,2.7637489999999998,2.2773659999999998,2.9281670000000002,2.9863400000000002,2.2393019999999999,2.38245,1.9442630000000001]
[48651,null,null,null,2.2566999999999999,2.4169,2.8113999999999999,2.3952,3.0842000000000001,3.07,1.0504,null,null,17.084800000000001,7,"Medium",1.678828,1.0233730000000001,1.866827,2.2566540000000002,2.4168590000000001,2.8113700000000001,2.3951929999999999,3.0841560000000001,3.0699709999999998,2.1007020000000001,2.1857350000000002,1.805874]
[48732,null,null,null,2.7132999999999998,2.3847,2.7637999999999998,2.3437000000000001,2.8965999999999998,3.0108000000000001,1.0933999999999999,null,null,17.206299999999999,7,"Medium",1.806594,1.184628,2.0631430000000002,2.713282,2.3847019999999999,2.763814,2.3437359999999998,2.8965529999999999,3.010764,2.1868660000000002,2.3851239999999998,2.0119609999999999]
[48756,null,null,null,2.4171999999999998,2.4687999999999999,2.7534000000000001,2.4546999999999999,2.9847000000000001,3.0836999999999999,1.0502,null,null,17.212700000000002,7,"Medium",1.689721,1.0544469999999999,1.9439249999999999,2.4172389999999999,2.4687800000000002,2.7534329999999998,2.4546610000000002,2.9846949999999999,3.0837140000000001,2.1003940000000001,2.2194630000000002,1.8678600000000001]
[48831,null,null,null,2.7094999999999998,2.4658000000000002,2.9727999999999999,2.3740999999999999,3.0038999999999998,2.8889999999999998,1.0601,null,null,17.475200000000001,7,"Medium",1.7089019999999999,1.1584989999999999,1.993325,2.7094689999999999,2.4657849999999999,2.9727679999999999,2.374142,3.0039310000000001,2.889008,2.12025,2.3312349999999999,1.907313]
[48854,null,null,null,2.7871999999999999,2.5889000000000002,3.2452000000000001,2.7077,2.7806999999999999,2.7363,0.96940000000000004,null,null,17.8154,6,"Medium",1.7117420000000001,1.2295100000000001,2.1185839999999998,2.78721,2.5889199999999999,3.24518,2.7077209999999998,2.7807430000000002,2.7363029999999999,1.9388590000000001,2.348608,1.9947090000000001]
[48893,null,null,null,2.8597999999999999,2.6492,3.0419,2.4744999999999999,3.1932,3.2231000000000001,1.2352000000000001,null,null,18.6769,7,"Medium-High",1.787498,1.090805,1.9860390000000001,2.8598400000000002,2.6491630000000002,3.041925,2.4745149999999998,3.1931699999999998,3.2230799999999999,2.4704790000000001,2.487536,1.914018]
[49031,null,null,null,3.4214000000000002,2.9045000000000001,3.4653999999999998,3.4167000000000001,3.2012,3.1608000000000001,1.2811999999999999,null,null,20.851199999999999,7,"Medium-High",2.2267389999999998,1.5087930000000001,2.4941080000000002,3.421449,2.9045429999999999,3.4653610000000001,3.416728,3.201238,3.1608480000000001,2.5623260000000001,2.7900019999999999,2.532826]
[49056,null,null,null,3.1412,2.7214999999999998,3.1244000000000001,2.9927999999999999,2.9824999999999999,3.1568000000000001,1.2528999999999999,null,null,19.3721,7,"Medium-High",2.3757280000000001,1.3964350000000001,2.2685179999999998,3.1412460000000002,2.72146,3.1244130000000001,2.9927929999999998,2.9825339999999998,3.1567599999999998,2.5057510000000001,2.9104369999999999,2.5772189999999999]
[49097,null,null,null,3.3384999999999998,3.0981000000000001,3.3601000000000001,3.4739,3.1343000000000001,3.2503000000000002,1.2514000000000001,null,null,20.906600000000001,7,"Medium-High",2.0616690000000002,1.3950389999999999,2.3441239999999999,3.3384559999999999,3.0981390000000002,3.3600650000000001,3.4739420000000001,3.134255,3.25034,2.502821,2.6564649999999999,2.3422160000000001]
[49251,null,null,null,2.8153999999999999,2.6528999999999998,3.2646000000000002,2.8180000000000001,2.718,2.7162999999999999,0.96989999999999998,null,null,17.955100000000002,6,"Medium",1.6956599999999999,1.212488,2.1367759999999998,2.81541,2.6528700000000001,3.2646250000000001,2.8179660000000002,2.7179959999999999,2.7163010000000001,1.93987,2.3503400000000001,2.0107349999999999]
[49304,null,null,null,2.8462999999999998,2.5038,2.7778999999999998,2.3946999999999998,3.1621000000000001,3.3349000000000002,1.4124000000000001,null,null,18.432099999999998,7,"Medium",2.4414799999999999,1.4014230000000001,1.950083,2.8463280000000002,2.503787,2.7779090000000002,2.3947400000000001,3.162147,3.3348960000000001,2.824722,2.832084,2.32111]
[49345,null,null,null,3.1084999999999998,2.7168000000000001,2.9632000000000001,2.6002999999999998,3.1638000000000002,3.3332000000000002,1.3220000000000001,null,null,19.207799999999999,7,"Medium-High",2.3625600000000002,1.353942,2.277101,3.1084800000000001,2.7167829999999999,2.9631829999999999,2.600301,3.1637719999999998,3.3332039999999998,2.6440640000000002,2.9688409999999998,2.4836200000000002]
[49420,null,null,null,2.9064000000000001,2.4184999999999999,2.7381000000000002,2.3755999999999999,3.1469,3.29,1.5486,null,null,18.424099999999999,7,"Medium",2.6875619999999998,1.4865520000000001,2.0283509999999998,2.9063850000000002,2.4185270000000001,2.738086,2.3756059999999999,3.1468910000000001,3.2900339999999999,3.0972650000000002,3.0165959999999998,2.5184470000000001]
[49503,null,null,null,3.2208000000000001,2.7827999999999999,3.1286,2.7837999999999998,3.1734,3.3056000000000001,1.3052999999999999,null,null,19.700299999999999,7,"Medium-High",2.3660399999999999,1.38053,2.3557739999999998,3.220783,2.7827500000000001,3.1285620000000001,2.7837809999999998,3.1733579999999999,3.305599,2.610503,3.010602,2.52379]
[49612,null,null,null,2.3090000000000002,2.3041999999999998,2.6467999999999998,2.5078,2.8184,3.3083999999999998,1.21,null,null,17.104600000000001,7,"Medium",2.1601119999999998,1.1632020000000001,1.703608,2.3090290000000002,2.3041610000000001,2.6468219999999998,2.5078429999999998,2.818435,3.3084129999999998,2.4199039999999998,2.4085109999999998,2.007844]
[49653,null,null,null,2.3285999999999998,2.2671000000000001,2.6465999999999998,2.5240999999999998,2.7949999999999999,3.2989000000000002,1.2498,null,null,17.110099999999999,7,"Medium",2.2350249999999998,1.208591,1.623453,2.3286020000000001,2.2671199999999998,2.6466029999999998,2.5240559999999999,2.7949839999999999,3.2989039999999998,2.499565,2.3934419999999998,2.0623749999999998]
[49713,null,null,null,2.3544,2.4632999999999998,2.5226000000000002,2.4712000000000001,2.9279999999999999,3.4287000000000001,1.24,null,null,17.408200000000001,7,"Medium",2.1628289999999999,1.1514880000000001,1.7995939999999999,2.3543720000000001,2.4632909999999999,2.5225650000000002,2.4711940000000001,2.9279999999999999,3.428671,2.4799639999999998,2.536683,2.0769090000000001]
[49743,null,null,null,2.2067000000000001,2.4691999999999998,2.5646,2.556,3.0287999999999999,3.0573000000000001,1.07,null,null,16.9526,7,"Medium",1.840743,1.1521300000000001,1.846317,2.2067269999999999,2.4692379999999998,2.5645950000000002,2.556009,3.0288119999999998,3.0572910000000002,2.140002,2.2249699999999999,1.956474]
[49827,null,null,null,2.1030000000000002,2.5928,2.8801999999999999,2.5339,3.3007,3.3786999999999998,1.3469,null,null,18.136199999999999,7,"Medium",2.267935,1.3605419999999999,1.8381369999999999,2.1030129999999998,2.5928239999999998,2.8801890000000001,2.533906,3.3006880000000001,3.3786529999999999,2.6938070000000001,2.5424950000000002,2.3499940000000001]
[49854,null,null,null,1.9486000000000001,2.5455999999999999,2.6579000000000002,2.6642999999999999,3.1175000000000002,3.1629,1.2643,null,null,17.3611,7,"Medium",2.1718899999999999,1.3295760000000001,1.743252,1.948591,2.5455920000000001,2.657934,2.664339,3.1174970000000002,3.16289,2.5285829999999998,2.3215129999999999,2.3997380000000001]
[49965,null,null,null,1.952,2.7402000000000002,3.2044000000000001,2.8561999999999999,3.1459000000000001,3.1583000000000001,1.1974,null,null,18.2544,7,"Medium",3.1740840000000001,1.5427850000000001,1.787458,1.9520390000000001,2.7402039999999999,3.2043750000000002,2.8561930000000002,3.1458919999999999,3.1583389999999998,2.3947289999999999,2.339289,2.294143]
[50040,null,null,null,2.9009,3.7081,4.4088000000000003,3.8862000000000001,3.7357999999999998,3.0886999999999998,1.0603,null,null,22.788799999999998,7,"High",0.82557800000000003,0.74075400000000002,1.8683320000000001,2.900881,3.7080869999999999,4.408849,3.8861750000000002,3.7358150000000001,3.08866,2.1205850000000002,1.280103,0.97029200000000004]
[50047,null,null,null,3.2675000000000001,3.7686999999999999,4.1127000000000002,3.5156000000000001,3.4207999999999998,3.1528999999999998,1.1259999999999999,null,null,22.3642,7,"Medium-High",0.94938500000000003,0.96141600000000005,2.0287000000000002,3.2674650000000001,3.7686510000000002,4.1126500000000004,3.5156160000000001,3.4207779999999999,3.1528510000000001,2.2520389999999999,1.570306,1.137786]
[50118,null,null,null,3.2831999999999999,3.8153000000000001,4.1113999999999997,3.5789,3.4268000000000001,3.1964000000000001,1.1193,null,null,22.531300000000002,7,"Medium-High",0.96149099999999998,0.96921800000000002,2.040591,3.2832349999999999,3.8153299999999999,4.1113689999999998,3.5789409999999999,3.4268200000000002,3.1963889999999999,2.238683,1.6019460000000001,1.1392530000000001]
[50153,null,null,null,3.2204999999999999,3.8216000000000001,4.1510999999999996,3.7810999999999999,3.7044000000000001,3.3216999999999999,1.0833999999999999,null,null,23.0838,7,"High",0.98404000000000003,0.92108900000000005,2.1104080000000001,3.2204820000000001,3.8216450000000002,4.1511440000000004,3.7810649999999999,3.7044160000000002,3.3217080000000001,2.166703,1.6684190000000001,1.1706319999999999]
[50201,null,null,null,3.0114999999999998,3.56,4.3155999999999999,3.7105000000000001,3.6465999999999998,3.0366,1.0918000000000001,null,null,22.372599999999998,7,"Medium-High",0.88674900000000001,0.87698299999999996,1.93296,3.0115419999999999,3.5600100000000001,4.3156280000000002,3.7104889999999999,3.6466090000000002,3.036597,2.1836280000000001,1.4023829999999999,1.0814600000000001]
[50240,null,null,null,3.13,3.7385999999999999,4.1117999999999997,3.5369000000000002,3.5066000000000002,3.2353000000000001,1.1816,null,null,22.440799999999999,7,"Medium-High",0.88930100000000001,0.86271200000000003,1.9797359999999999,3.1300050000000001,3.7385899999999999,4.1118139999999999,3.5369440000000001,3.506637,3.2352940000000001,2.36327,1.546011,1.143256]
[50310,null,null,null,3.0929000000000002,3.5468000000000002,4.1566999999999998,3.4540999999999999,3.5583999999999998,3.0558000000000001,1.1161000000000001,null,null,21.980799999999999,7,"Medium-High",0.90453399999999995,0.91492700000000005,2.0063849999999999,3.0929099999999998,3.5467499999999998,4.1567369999999997,3.4540630000000001,3.5584319999999998,3.0557889999999999,2.2321770000000001,1.472137,1.116833]
[50464,null,null,null,2.8967000000000001,3.7534000000000001,4.2070999999999996,3.8719000000000001,3.4365999999999999,2.9310999999999998,1.0142,null,null,22.111000000000001,7,"Medium-High",0.83136100000000002,0.68274900000000005,1.7829680000000001,2.8966970000000001,3.7534040000000002,4.2071050000000003,3.8718560000000002,3.436563,2.9310520000000002,2.0284629999999999,1.316316,0.94963900000000001]
[50466,null,null,null,0,3.806,4.0406000000000004,3.9601000000000002,3.6764000000000001,1.5609,0,null,null,17.044,5,"Medium",0.89324000000000003,0.67778000000000005,1.8791530000000001,3.0144329999999999,3.8060049999999999,4.0405740000000003,3.9601139999999999,3.676364,3.1217220000000001,2.158417,1.452863,1.0152620000000001]
[50545,null,null,null,2.7631999999999999,3.5415999999999999,4.2945000000000002,3.8681999999999999,3.6288999999999998,2.8544999999999998,0.95950000000000002,null,null,21.910399999999999,6,"Medium-High",0.77180499999999996,0.68503700000000001,1.7313000000000001,2.7631839999999999,3.5416430000000001,4.294486,3.8681809999999999,3.628943,2.8544740000000002,1.9190309999999999,1.2080120000000001,0.88053300000000001]
[50582,null,null,null,2.7010999999999998,3.5335000000000001,4.2164999999999999,3.8016000000000001,3.5788000000000002,2.8990999999999998,0.9516,null,null,21.682200000000002,6,"Medium-High",0.71516900000000005,0.65031099999999997,1.7036849999999999,2.7010710000000002,3.533531,4.2164729999999997,3.8015810000000001,3.5788489999999999,2.899149,1.903227,1.1853039999999999,0.83580900000000002]
[50626,null,null,null,3.2610999999999999,3.8772000000000002,4.0128000000000004,4.2053000000000003,3.5825,3.1284999999999998,1.1560999999999999,null,null,23.223500000000001,7,"High",0.91314300000000004,0.87890599999999997,2.1033439999999999,3.2610899999999998,3.8772169999999999,4.0127819999999996,4.2053419999999999,3.5825360000000002,3.128476,2.3122880000000001,1.624369,1.21536]
[50650,null,null,null,0,3.7947000000000002,3.9639000000000002,3.8792,3.7793999999999999,1.5942000000000001,0,null,null,17.011399999999998,5,"Medium",1.0427329999999999,0.919049,2.0339529999999999,3.168863,3.7947129999999998,3.9639310000000001,3.87921,3.7793990000000002,3.1883219999999999,2.2649520000000001,1.706636,1.3193589999999999]
[50830,null,null,null,2.9784000000000002,3.9131999999999998,4.1672000000000002,3.8487,3.7804000000000002,3.4277000000000002,1.1977,null,null,23.313300000000002,7,"High",0.83503799999999995,0.77226899999999998,1.9334690000000001,2.978418,3.9132060000000002,4.167154,3.848681,3.7803840000000002,3.4276589999999998,2.3953289999999998,1.607804,1.0880749999999999]
[50857,null,null,null,2.9308999999999998,4.2182000000000004,4.2294999999999998,4.0091999999999999,3.9249000000000001,3.5158,1.1321000000000001,null,null,23.960599999999999,7,"High",0.82569099999999995,0.732352,1.9072229999999999,2.930911,4.2181860000000002,4.2294729999999996,4.0091559999999999,3.924855,3.515774,2.2641499999999999,1.5212410000000001,0.94848299999999997]
[51031,null,null,null,2.1246,3.2772999999999999,3.7280000000000002,2.8906999999999998,2.9607000000000001,2.4763999999999999,0.76080000000000003,null,null,18.218499999999999,6,"Medium",0.51159399999999999,0.53848399999999996,1.6148199999999999,2.124647,3.2772779999999999,3.7279710000000001,2.8907039999999999,2.9606880000000002,2.476356,1.521638,0.86948000000000003,0.67711500000000002]
[51106,null,null,null,2.0830000000000002,3.4251999999999998,3.4958999999999998,2.9174000000000002,2.7113,2.4578000000000002,0.77859999999999996,null,null,17.869199999999999,6,"Medium",0.52875899999999998,0.56206599999999995,1.6784380000000001,2.083024,3.4252159999999998,3.4959229999999999,2.9173589999999998,2.7112910000000001,2.4577990000000001,1.5571299999999999,0.83921199999999996,0.66668300000000003]
[51433,null,null,null,2.6185,3.8330000000000002,4.1916000000000002,3.8066,3.6265999999999998,3.01,0.97519999999999996,null,null,22.061499999999999,6,"Medium-High",0.63307400000000003,0.56079299999999999,1.6911529999999999,2.6184569999999998,3.8330449999999998,4.1916310000000001,3.8065889999999998,3.6266039999999999,3.0099819999999999,1.9503820000000001,1.0728310000000001,0.76996799999999999]
[51454,null,null,null,2.6656,3.9887999999999999,4.1605999999999996,3.6798000000000002,3.6316999999999999,3.03,0.99039999999999995,null,null,22.146899999999999,6,"Medium-High",0.70817099999999999,0.62917199999999995,1.7681070000000001,2.6655709999999999,3.9887700000000001,4.1605879999999997,3.679802,3.6317210000000002,3.0299939999999999,1.980893,1.109343,0.78069900000000003]
[51523,null,null,null,2.3748999999999998,3.6972,3.6385000000000001,3.056,3.0354000000000001,2.5548999999999999,0.84789999999999999,null,null,19.204799999999999,6,"Medium-High",0.63529199999999997,0.61116199999999998,1.7466619999999999,2.374876,3.697219,3.6384599999999998,3.055984,3.0354260000000002,2.5548959999999998,1.695838,0.92311900000000002,0.66285300000000003]
[51601,null,null,null,2.7745000000000002,4.0819000000000001,4.0162000000000004,3.6869999999999998,3.7869999999999999,3.3429000000000002,1.0435000000000001,null,null,22.733000000000001,7,"High",0.80192300000000005,0.76046899999999995,1.8052250000000001,2.7744620000000002,4.0818729999999999,4.0162149999999999,3.6870090000000002,3.7869730000000001,3.3428719999999998,2.086973,1.3504339999999999,0.873394]
[52039,null,null,null,3.2044000000000001,3.6337999999999999,3.7235999999999998,3.5948000000000002,3.8877000000000002,3.4487999999999999,1.1275999999999999,null,null,22.620699999999999,7,"High",1.1183940000000001,0.98503300000000005,2.2341549999999999,3.204437,3.6337579999999998,3.7236280000000002,3.594757,3.8877269999999999,3.4488319999999999,2.2551929999999998,2.0652149999999998,1.4975419999999999]
[52134,null,null,null,0,3.7707000000000002,3.9621,3.9817999999999998,3.7486999999999999,1.5462,0,null,null,17.009499999999999,5,"Medium",0.90651599999999999,0.67032999999999998,1.8577509999999999,2.9851649999999998,3.7706900000000001,3.9621309999999998,3.9818210000000001,3.748732,3.0924499999999999,2.1126659999999999,1.4643919999999999,1.0127440000000001]
[52158,null,null,null,3.0676000000000001,3.4767999999999999,3.5621999999999998,3.5179999999999998,3.6343000000000001,2.8702999999999999,1.0476000000000001,null,null,21.1768,7,"Medium-High",0.97462499999999996,0.88305,1.820756,3.0676100000000002,3.476845,3.5621960000000001,3.5179830000000001,3.6343350000000001,2.8703370000000001,2.0952099999999998,1.6906399999999999,1.231889]
[52220,null,null,null,3.2374999999999998,3.4438,4.0601000000000003,3.7168999999999999,3.8048999999999999,3.2351000000000001,1.069,null,null,22.567299999999999,7,"Medium-High",1.0258499999999999,0.88109999999999999,2.1623130000000002,3.2374540000000001,3.4437859999999998,4.0601190000000003,3.7168600000000001,3.8048929999999999,3.2351040000000002,2.138039,1.659243,1.389181]
[52246,null,null,null,3.129,3.3689,3.8883999999999999,3.5293999999999999,3.5133000000000001,3.1509,1.0419,null,null,21.6218,7,"Medium-High",1.084282,0.82996800000000004,2.0417100000000001,3.1290469999999999,3.3688509999999998,3.888414,3.5293830000000002,3.5133160000000001,3.1508690000000001,2.0838960000000002,1.692734,1.445668]
[52329,null,null,null,3.2446000000000002,3.6928999999999998,4.0412999999999997,3.9039999999999999,3.7774000000000001,3.1880000000000002,1.1119000000000001,null,null,22.960100000000001,7,"High",0.99603900000000001,0.90442999999999996,2.1065550000000002,3.2445629999999999,3.6929180000000001,4.0413059999999996,3.903959,3.77739,3.1879580000000001,2.223773,1.664299,1.321178]
[52403,null,null,null,3.2040999999999999,3.3845000000000001,3.9868000000000001,3.5377999999999998,3.7273000000000001,3.1549,1.0206999999999999,null,null,22.016100000000002,7,"Medium-High",1.054468,0.85551900000000003,2.0517400000000001,3.2041249999999999,3.3845299999999998,3.9868380000000001,3.5377689999999999,3.727312,3.1549360000000002,2.0413220000000001,1.6766110000000001,1.415405]
[52590,null,null,null,3.2383999999999999,3.9906000000000001,3.7507000000000001,4.0598000000000001,3.3816999999999999,3.5743,1.2315,null,null,23.227,7,"High",1.016132,0.92205000000000004,2.180863,3.2384400000000002,3.9905550000000001,3.7506680000000001,4.0598349999999996,3.3817460000000001,3.5743109999999998,2.4630960000000002,1.7604759999999999,1.207484]
[52655,null,null,null,3.3807,3.51,3.7067999999999999,3.6545999999999998,3.3239000000000001,3.2231999999999998,1.1819999999999999,null,null,21.981200000000001,7,"Medium-High",1.441524,1.1273629999999999,2.4593950000000002,3.3806859999999999,3.50997,3.7067869999999998,3.6546430000000001,3.3239200000000002,3.2232129999999999,2.3639209999999999,1.7392209999999999,1.4590590000000001]
[52746,null,null,null,3.2349000000000001,3.3567,3.839,3.7924000000000002,3.4163999999999999,3.0971000000000002,1.1112,null,null,21.8477,7,"Medium-High",1.360125,0.90965600000000002,2.1138520000000001,3.2349060000000001,3.356722,3.8390369999999998,3.7924479999999998,3.4163899999999998,3.0970599999999999,2.2224089999999999,1.935651,1.6326369999999999]
[53002,null,null,null,2.7376,2.6692,3.2719999999999998,3.2852999999999999,3.6027,3.0968,1.0463,null,null,19.709900000000001,7,"Medium-High",1.2344759999999999,0.88413299999999995,1.8454889999999999,2.7375880000000001,2.6692480000000001,3.2719969999999998,3.2852510000000001,3.6026760000000002,3.0967730000000002,2.092546,1.922323,1.4493100000000001]
[53044,null,null,null,2.7176,2.5030999999999999,2.8689,2.9180999999999999,3.1648999999999998,2.8660000000000001,1.0367999999999999,null,null,18.075399999999998,7,"Medium",1.412433,1.008348,1.8353820000000001,2.717581,2.5031140000000001,2.8689149999999999,2.9180730000000001,3.1648879999999999,2.8659780000000001,2.0736940000000001,2.091072,1.6195379999999999]
[53074,null,null,null,2.8424,2.5194999999999999,2.9597000000000002,2.9809999999999999,3.2698,2.8435000000000001,1.0270999999999999,null,null,18.443000000000001,7,"Medium",1.447818,0.99602999999999997,1.933843,2.8424450000000001,2.5195310000000002,2.959667,2.9810050000000001,3.2698119999999999,2.8434550000000001,2.0541119999999999,2.0888179999999998,1.626916]
[53150,null,null,null,3.1703999999999999,2.7008000000000001,3.2730999999999999,3.3694000000000002,3.4321999999999999,2.8948999999999998,1.0128999999999999,null,null,19.8537,7,"Medium-High",1.504583,1.0224040000000001,2.1473969999999998,3.1703890000000001,2.7008399999999999,3.2730929999999998,3.369383,3.4322010000000001,2.8949370000000001,2.025703,2.1882320000000002,1.701122]
[53211,null,null,null,3.0512999999999999,2.5266000000000002,3.0066000000000002,3.0714999999999999,3.2225000000000001,2.7267999999999999,0.99160000000000004,null,null,18.596900000000002,6,"Medium-High",1.5722259999999999,1.0459339999999999,2.1135160000000002,3.0513059999999999,2.5265909999999998,3.006586,3.0715089999999998,3.222521,2.7267779999999999,1.9831639999999999,2.1384919999999998,1.7103539999999999]
[53213,null,null,null,3.0693999999999999,2.5779000000000001,3.1133000000000002,3.1644999999999999,3.3401999999999998,2.7732000000000001,1.002,null,null,19.040500000000002,7,"Medium-High",1.4984,1.0077130000000001,2.10399,3.0693679999999999,2.5779480000000001,3.1133000000000002,3.1645159999999999,3.3402250000000002,2.7732109999999999,2.0040960000000001,2.1304560000000001,1.6542939999999999]
[53511,null,null,null,3.1934,3.1021000000000001,3.8102,3.7284000000000002,3.6164999999999998,3.1171000000000002,1.1281000000000001,null,null,21.695799999999998,7,"Medium-High",1.2963819999999999,0.97340700000000002,2.1057890000000001,3.1933690000000001,3.1020799999999999,3.810171,3.728437,3.6165219999999998,3.1170770000000001,2.2561439999999999,2.1316510000000002,1.6704859999999999]
[53574,null,null,null,3.0686,3.0880000000000001,3.7898000000000001,3.8134000000000001,3.6320999999999999,3.05,1.0903,null,null,21.5322,7,"Medium-High",1.2190570000000001,0.95721599999999996,1.9907349999999999,3.0685630000000002,3.0880369999999999,3.7897669999999999,3.8133949999999999,3.63205,3.049979,2.1806619999999999,1.9628829999999999,1.4948870000000001]
[53597,null,null,null,2.9761000000000002,2.9752000000000001,3.5659000000000001,3.7406000000000001,3.6259000000000001,2.9927000000000001,1.0501,null,null,20.926500000000001,7,"Medium-High",1.165511,0.92469199999999996,1.928798,2.9761470000000001,2.9752429999999999,3.5658780000000001,3.7406470000000001,3.6259320000000002,2.99274,2.1001979999999998,1.9191320000000001,1.4119390000000001]
[53926,null,null,null,2.7951000000000001,2.9070999999999998,3.3887,3.5434999999999999,3.5846,3.2511000000000001,1.0371999999999999,null,null,20.507300000000001,7,"Medium-High",1.1175539999999999,0.86427799999999999,1.87781,2.7950620000000002,2.9070659999999999,3.3886590000000001,3.5435289999999999,3.5845829999999999,3.2510849999999998,2.074411,1.8668180000000001,1.2771429999999999]
[53952,null,null,null,2.8105000000000002,3.0493000000000001,3.407,3.6185,3.5426000000000002,3.2825000000000002,1.0355000000000001,null,null,20.745899999999999,7,"Medium-High",0.99250099999999997,0.80784,1.7971379999999999,2.8104879999999999,3.0492569999999999,3.4069910000000001,3.6185390000000002,3.5426229999999999,3.2825160000000002,2.0710299999999999,1.7984089999999999,1.130134]
[54026,null,null,null,0,3.2370000000000001,3.7202999999999999,3.4779,3.6701999999999999,1.4730000000000001,0,null,null,15.5784,5,"Medium",0.81357100000000004,0.56486199999999998,1.4983150000000001,2.2221829999999998,3.236958,3.7202980000000001,3.4779179999999998,3.6701899999999998,2.9460820000000001,2.0102289999999998,1.295425,0.85070900000000005]
[54151,null,null,null,0,2.9196,3.3104,3.0977999999999999,3.4264999999999999,1.6958,0,null,null,14.450100000000001,5,"Medium",1.271644,0.79262200000000005,1.5079910000000001,2.197721,2.9196409999999999,3.3103790000000002,3.09781,3.4265319999999999,3.3915519999999999,2.3544179999999999,1.7852749999999999,1.4594119999999999]
[54171,null,null,null,2.3294999999999999,2.8067000000000002,3.1957,3.1377000000000002,3.1737000000000002,3.1221000000000001,1.0349999999999999,null,null,18.8004,7,"Medium-High",1.305569,0.88921700000000004,1.7986089999999999,2.3295409999999999,2.8066979999999999,3.1957300000000002,3.137721,3.1736979999999999,3.1221049999999999,2.0699160000000001,1.9788889999999999,1.4226110000000001]
[54407,null,null,null,0,3.2505000000000002,3.4095,3.4866000000000001,3.6616,1.7690999999999999,0,null,null,15.577299999999999,5,"Medium",0.98199099999999995,0.73007699999999998,1.71783,2.5539839999999998,3.250461,3.4095010000000001,3.4866139999999999,3.661645,3.5382500000000001,2.1115050000000002,1.727503,1.1325190000000001]
[54471,null,null,null,0,3.4316,3.5727000000000002,3.5499000000000001,3.8933,1.8474999999999999,0,null,null,16.295000000000002,5,"Medium",0.984545,0.67691299999999999,1.665233,2.5223300000000002,3.4315709999999999,3.57273,3.5498959999999999,3.8932910000000001,3.6949209999999999,2.1662539999999999,1.696258,1.1813009999999999]
[54476,null,null,null,0,3.5181,3.5666000000000002,3.5407999999999999,3.9325000000000001,1.8331999999999999,0,null,null,16.391200000000001,5,"Medium",0.99935300000000005,0.666578,1.7061379999999999,2.5419290000000001,3.5180530000000001,3.5666220000000002,3.540842,3.932483,3.6663220000000001,2.1155080000000002,1.6786000000000001,1.182879]
[54526,null,null,null,0,3.2107000000000001,3.8353999999999999,3.6362000000000001,4.0294999999999996,1.7849999999999999,0,null,null,16.4968,5,"Medium",0.97268500000000002,0.61809700000000001,1.4493499999999999,2.2866409999999999,3.210661,3.835391,3.6361659999999998,4.0294980000000002,3.570084,2.1876890000000002,1.6672130000000001,1.1372979999999999]
[54625,null,null,null,0,3.2526000000000002,3.6718000000000002,3.5436999999999999,3.6389,1.5867,0,null,null,15.6937,5,"Medium",0.94683799999999996,0.66456400000000004,1.7086410000000001,2.6834020000000001,3.2525569999999999,3.6718000000000002,3.5436510000000001,3.638906,3.1733929999999999,1.977762,1.426658,1.0392779999999999]
[54666,null,null,null,0,3.4971000000000001,3.6956000000000002,3.8586,3.6880999999999999,1.698,0,null,null,16.4374,5,"Medium",0.89774299999999996,0.72889199999999998,1.752186,2.8322440000000002,3.4970530000000002,3.695621,3.8585509999999998,3.6881149999999998,3.3960400000000002,2.1252089999999999,1.720545,1.0906709999999999]
[54736,null,null,null,0,3.3797000000000001,3.7353000000000001,3.4908000000000001,3.7302,1.5508,0,null,null,15.886799999999999,5,"Medium",0.922925,0.558091,1.57579,2.600155,3.379677,3.7352919999999998,3.4907750000000002,3.730159,3.1016339999999998,2.008537,1.2934479999999999,0.92584500000000003]
[54769,null,null,null,0,3.3296000000000001,3.6467000000000001,3.5651000000000002,3.5602,1.4953000000000001,0,null,null,15.5969,5,"Medium",0.89136000000000004,0.57758500000000002,1.590422,2.5884659999999999,3.3296359999999998,3.6467000000000001,3.5651109999999999,3.5602079999999998,2.990567,2.068937,1.313631,0.92634899999999998]
[54844,null,null,null,0,2.9908999999999999,3.3803000000000001,3.3300999999999998,3.7810000000000001,1.7802,0,null,null,15.262499999999999,5,"Medium",1.0871010000000001,0.61458599999999997,1.5449520000000001,2.0364059999999999,2.9908960000000002,3.3803109999999998,3.3300920000000001,3.781034,3.5604279999999999,2.176974,1.7816959999999999,1.168398]
[54871,null,null,null,0,3.1389,3.7179000000000002,3.6757,3.9878999999999998,1.653,0,null,null,16.173400000000001,5,"Medium",0.74814099999999994,0.50229699999999999,1.296708,2.0641600000000002,3.1388799999999999,3.7179090000000001,3.6756509999999998,3.9879120000000001,3.3060930000000002,2.0970559999999998,1.335342,0.80293499999999995]
[54965,null,null,null,2.5958999999999999,2.9731000000000001,3.2713000000000001,3.3984999999999999,3.4893000000000001,3.3191000000000002,1.0250999999999999,null,null,20.072299999999998,7,"Medium-High",1.1223380000000001,0.84076899999999999,1.826511,2.5959120000000002,2.973125,3.2713290000000002,3.39845,3.4893049999999999,3.3191280000000001,2.0502210000000001,1.8143609999999999,1.2240040000000001]
[55020,null,null,null,0,3.3832,3.9214000000000002,3.6867000000000001,3.6793,1.3762000000000001,0,null,null,16.046800000000001,5,"Medium",0.73937699999999995,0.64032,1.6417440000000001,2.3564820000000002,3.3831980000000001,3.9213930000000001,3.6867390000000002,3.6792669999999998,2.7524090000000001,1.885896,1.3389869999999999,0.89044199999999996]
[55065,null,null,null,0,3.3569,3.7212999999999998,3.5063,3.5156999999999998,1.4181999999999999,0,null,null,15.5184,5,"Medium",0.80694900000000003,0.64619400000000005,1.694172,2.4679509999999998,3.3569089999999999,3.7213280000000002,3.5062769999999999,3.5156510000000001,2.8363139999999998,2.0337450000000001,1.339,0.93247899999999995]
[55111,null,null,null,0,3.1436000000000002,3.73,3.36,3.4598,1.2470000000000001,0,null,null,14.9404,5,"Medium",0.78797700000000004,0.66206799999999999,1.641691,2.1274920000000002,3.1436229999999998,3.7300279999999999,3.3600449999999999,3.4598049999999998,2.494008,1.800589,1.3037510000000001,0.86070800000000003]
[55118,null,null,null,0,3.1520000000000001,3.6968999999999999,3.3281000000000001,3.4554999999999998,1.2706,0,null,null,14.9031,5,"Medium",0.79924200000000001,0.65863300000000002,1.648801,2.1554920000000002,3.1520250000000001,3.6968700000000001,3.3280940000000001,3.4554510000000001,2.5411440000000001,1.836317,1.3035209999999999,0.86937900000000001]
[55331,null,null,null,0,3.3534000000000002,3.9847999999999999,3.847,3.6577999999999999,1.3592,0,null,null,16.202200000000001,5,"Medium",0.68459899999999996,0.58027399999999996,1.515225,2.2064900000000001,3.3533689999999998,3.9848490000000001,3.8470059999999999,3.6578210000000002,2.7183060000000001,1.8152539999999999,1.3077730000000001,0.79827499999999996]
[55366,null,null,null,0,3.1678999999999999,3.8729,3.5817000000000001,3.5440999999999998,1.3282,0,null,null,15.4948,5,"Medium",0.68440299999999998,0.58477100000000004,1.5406949999999999,2.2916880000000002,3.1679010000000001,3.8729019999999998,3.5816599999999998,3.5441099999999999,2.656371,1.699414,1.160407,0.74104199999999998]
[55387,null,null,null,0,3.3338000000000001,4.0041000000000002,3.8294000000000001,3.6892999999999998,1.3727,0,null,null,16.229299999999999,5,"Medium",0.67296900000000004,0.56287500000000001,1.496424,2.2211660000000002,3.3337810000000001,4.0040519999999997,3.8293819999999998,3.6893379999999998,2.7453759999999998,1.774581,1.270359,0.77428799999999998]
[55423,null,null,null,0,3.1661000000000001,3.7787999999999999,3.4297,3.4862000000000002,1.2462,0,null,null,15.106999999999999,5,"Medium",0.77272200000000002,0.65775099999999997,1.6268959999999999,2.1234639999999998,3.1661139999999999,3.7788010000000001,3.4296760000000002,3.486186,2.4924819999999999,1.7874209999999999,1.306826,0.85277599999999998]
[55613,null,null,null,0,2.8475000000000001,3.7185000000000001,3.5882999999999998,3.5859000000000001,1.7287999999999999,0,null,null,15.468999999999999,5,"Medium",1.5059469999999999,0.867058,1.5223230000000001,1.8631599999999999,2.8474810000000002,3.7184910000000002,3.5882529999999999,3.5859070000000002,3.457576,2.409265,1.8723479999999999,1.3845130000000001]
[55711,null,null,null,0,3.0207999999999999,3.9638,3.8168000000000002,3.5510000000000002,1.6529,0,null,null,16.005299999999998,5,"Medium",0.97254099999999999,0.54761800000000005,1.320333,1.929683,3.0207869999999999,3.963822,3.8167970000000002,3.551005,3.3058369999999999,1.9560649999999999,1.3545469999999999,0.94018900000000005]
[55765,null,null,null,0,2.8088000000000002,3.9550999999999998,3.7787000000000002,3.3914,1.5648,0,null,null,15.498799999999999,5,"Medium",0.87411300000000003,0.47996699999999998,1.1647780000000001,1.7809600000000001,2.8088410000000001,3.9550930000000002,3.7786590000000002,3.3913609999999998,3.129661,1.919694,1.2172609999999999,0.84476600000000002]
[55927,null,null,null,0,3.4518,3.7359,3.7826,3.5026999999999999,1.4599,0,null,null,15.9329,5,"Medium",0.835615,0.61160099999999995,1.676085,2.7181299999999999,3.451848,3.7359300000000002,3.7825760000000002,3.5027409999999999,2.9198140000000001,2.0922179999999999,1.3451759999999999,0.92634000000000005]
[55970,null,null,null,0,3.6981000000000002,4.0050999999999997,3.8837000000000002,3.6492,1.4794,0,null,null,16.715499999999999,5,"Medium",0.85087000000000002,0.63447399999999998,1.7765439999999999,2.894088,3.698083,4.0050840000000001,3.8836659999999998,3.6491690000000001,2.9587650000000001,2.032826,1.373691,0.92588599999999999]
[56020,null,null,null,0,3.4058000000000002,4.0461,3.7833999999999999,3.5760999999999998,1.3720000000000001,0,null,null,16.183399999999999,5,"Medium",0.74961699999999998,0.63522400000000001,1.6247819999999999,2.8027000000000002,3.4057719999999998,4.0461309999999999,3.7834490000000001,3.576139,2.744084,1.8980840000000001,1.253717,0.874251]
[56039,null,null,null,0,3.2919999999999998,3.8506999999999998,3.7136999999999998,3.6459999999999999,1.3277000000000001,0,null,null,15.8301,5,"Medium",0.73597199999999996,0.66713100000000003,1.611996,2.649559,3.29196,3.8506689999999999,3.7137090000000001,3.6460409999999999,2.6553019999999998,1.7761150000000001,1.1814709999999999,0.88780800000000004]
[56085,null,null,null,0,3.0192000000000001,3.7658,3.5043000000000002,3.2378999999999998,1.2275,0,null,null,14.7547,5,"Medium",0.63143300000000002,0.63546899999999995,1.574786,2.4794849999999999,3.0191659999999998,3.7658109999999998,3.504267,3.237914,2.4549289999999999,1.6174850000000001,1.1318109999999999,0.69431900000000002]
[56122,null,null,null,0,2.8344999999999998,3.6945000000000001,3.0796000000000001,3.0798000000000001,1.2753000000000001,0,null,null,13.963699999999999,5,"Medium",0.468806,0.55550999999999995,1.4395530000000001,2.2002519999999999,2.8344640000000001,3.694461,3.0795499999999998,3.0797949999999998,2.550522,1.5031159999999999,0.96226699999999998,0.62409999999999999]
[56156,null,null,null,0,2.7677,3.5972,2.8894000000000002,3.0402,1.2730999999999999,0,null,null,13.567600000000001,5,"Medium",0.419103,0.50365199999999999,1.4193,2.1517439999999999,2.7677339999999999,3.5971799999999998,2.889421,3.0401959999999999,2.546284,1.43977,0.91537000000000002,0.60436599999999996]
[56210,null,null,null,0,2.4201000000000001,3.2448000000000001,2.8477999999999999,2.5459999999999998,0.87509999999999999,0,null,null,11.9338,4,"Low",0.49668299999999999,0.41759099999999999,1.0225359999999999,1.931967,2.4200689999999998,3.2447550000000001,2.8478430000000001,2.546017,1.750227,1.3284609999999999,0.70933500000000005,0.40354400000000001]
[56230,null,null,null,0,2.7458999999999998,3.7136999999999998,3.1017000000000001,3.1196000000000002,1.1695,0,null,null,13.8504,5,"Medium",0.70557999999999998,0.62030799999999997,1.381111,2.3484919999999998,2.7459090000000002,3.7136830000000001,3.10168,3.1196190000000001,2.3389410000000002,1.5642469999999999,0.98373100000000002,0.58355500000000005]
[56294,null,null,null,0,2.8483000000000001,3.8395999999999999,3.3748999999999998,3.0468999999999999,1.1555,0,null,null,14.2652,5,"Medium",0.59873500000000002,0.617282,1.4528909999999999,2.402034,2.8483450000000001,3.8396210000000002,3.37487,3.046942,2.310997,1.4873540000000001,1.0714779999999999,0.62650600000000001]
[56334,null,null,null,0,2.7008999999999999,3.8658000000000001,2.8431999999999999,3.1922000000000001,1.1305000000000001,0,null,null,13.7326,5,"Medium",0.81511500000000003,0.61889499999999997,1.328965,2.1120770000000002,2.7008969999999999,3.865767,2.843248,3.192151,2.2610950000000001,1.560465,0.92921299999999996,0.60097999999999996]
[56379,null,null,null,0,3.0827,4.1669,3.0649999999999999,3.8170999999999999,1.3935,0,null,null,15.5252,5,"Medium",0.77480199999999999,0.56771700000000003,1.3519289999999999,2.0402999999999998,3.0826950000000002,4.1669460000000003,3.0650179999999998,3.8170609999999998,2.7869380000000001,1.6599839999999999,1.136261,0.72198799999999996]
[56461,null,null,null,0,2.5206,3.8007,3.3517999999999999,3.1671999999999998,1.2477,0,null,null,14.087999999999999,5,"Medium",0.82054300000000002,0.45120300000000002,1.1540189999999999,1.9815449999999999,2.5206439999999999,3.8006760000000002,3.3518189999999999,3.1671830000000001,2.4954139999999998,1.8383309999999999,0.99099700000000002,0.76805400000000001]
[56472,null,null,null,0,2.8115999999999999,3.8239000000000001,3.3826000000000001,3.1911,1.4043000000000001,0,null,null,14.6135,5,"Medium",0.87550399999999995,0.47193499999999999,1.3948990000000001,2.1339869999999999,2.8116210000000001,3.823874,3.3826200000000002,3.1911399999999999,2.808627,1.8649610000000001,1.188591,0.75990899999999995]
[56548,null,null,null,0,2.2881,3.2906,2.6301000000000001,2.4260999999999999,0.89439999999999997,0,null,null,11.529299999999999,4,"Low",0.65262900000000001,0.38381599999999999,0.80510199999999998,1.5006489999999999,2.2880509999999998,3.2906369999999998,2.6300569999999999,2.4261400000000002,1.7888120000000001,1.1766669999999999,0.61197800000000002,0.60213499999999998]
[56586,null,null,null,0,2.5158,3.8037000000000001,3.0630999999999999,3.0640999999999998,1.0456000000000001,0,null,null,13.4923,5,"Medium",0.75271100000000002,0.48519699999999999,1.029536,1.8367549999999999,2.5158360000000002,3.803747,3.0630630000000001,3.0640969999999998,2.0912570000000001,1.359437,0.79054500000000005,0.606846]
[56636,null,null,null,0,2.6402000000000001,3.7662,3.6762000000000001,3.1032999999999999,1.3775999999999999,0,null,null,14.563499999999999,5,"Medium",0.832511,0.45120500000000002,1.1243179999999999,1.7873790000000001,2.6402329999999998,3.7662260000000001,3.676218,3.1033270000000002,2.7551160000000001,1.9136759999999999,1.1162129999999999,0.87158000000000002]
[56684,null,null,null,0,2.3893,3.7033,3.1271,2.9222999999999999,1.0995999999999999,0,null,null,13.2416,5,"Medium",0.64369100000000001,0.36538100000000001,0.75139299999999998,1.4155720000000001,2.3893260000000001,3.7032989999999999,3.1270609999999999,2.9223439999999998,2.1991580000000002,1.426048,0.71375,0.59809199999999996]
[56762,null,null,null,0,2.0438999999999998,3.0836000000000001,2.5943999999999998,2.4691000000000001,0.93310000000000004,0,null,null,11.1241,4,"Low",0.63170400000000004,0.33705200000000002,0.60087199999999996,1.122536,2.0438559999999999,3.08358,2.594417,2.469131,1.8662840000000001,1.0270410000000001,0.55444400000000005,0.47195100000000001]
[57035,null,null,null,0,2.8267000000000002,3.5261999999999998,2.6696,2.6202000000000001,1.1665000000000001,0,null,null,12.809200000000001,5,"Low",0.41649599999999998,0.491539,1.3384370000000001,2.1748820000000002,2.8267139999999999,3.526227,2.6696049999999998,2.620228,2.3329780000000002,1.274643,0.79492499999999999,0.49725900000000001]
[57037,null,null,null,0,3.0089000000000001,3.4098999999999999,2.7562000000000002,2.5121000000000002,1.0550999999999999,0,null,null,12.7422,5,"Low",0.36,0.43898700000000002,1.276211,2.0446939999999998,3.0088569999999999,3.4099140000000001,2.7561979999999999,2.512121,2.1101559999999999,1.1700079999999999,0.75655799999999995,0.47060099999999999]
[57213,null,null,null,0,2.5796000000000001,3.5217000000000001,2.8092000000000001,2.6812,1.0359,0,null,null,12.627599999999999,5,"Low",0.39480399999999999,0.44922400000000001,1.1238459999999999,1.9477739999999999,2.5795520000000001,3.5217260000000001,2.8091940000000002,2.6811690000000001,2.0717949999999998,1.349621,0.70289699999999999,0.39537800000000001]
[57258,null,null,null,0,2.4531999999999998,3.2094,2.5476000000000001,2.3077999999999999,0.78249999999999997,0,null,null,11.3005,4,"Low",0.45603700000000003,0.52159199999999994,1.0211600000000001,1.7781419999999999,2.4531670000000001,3.209403,2.5476459999999999,2.3078289999999999,1.5649329999999999,1.114244,0.64712499999999995,0.42686099999999999]
[57273,null,null,null,0,2.4622000000000002,3.2406999999999999,2.6227999999999998,2.3797000000000001,0.79810000000000003,0,null,null,11.503500000000001,4,"Low",0.46652300000000002,0.442778,0.95486599999999999,1.766173,2.4622389999999998,3.240675,2.62283,2.379699,1.596204,1.215781,0.63762099999999999,0.38617899999999999]
[57345,null,null,null,0,2.3778999999999999,2.9247999999999998,2.4468000000000001,1.9963,0.624,0,null,null,10.3698,4,"Low",0.26518900000000001,0.36828499999999997,0.867726,1.7755380000000001,2.377885,2.9247719999999999,2.446761,1.996327,1.247989,0.96384700000000001,0.41492499999999999,0.31392700000000001]
[57421,null,null,null,0,2.3420000000000001,3.1074000000000002,2.3334000000000001,2.0859999999999999,0.73750000000000004,0,null,null,10.606299999999999,4,"Low",0.44016,0.39051400000000003,0.71220000000000006,1.5577110000000001,2.3419859999999999,3.1074290000000002,2.3334299999999999,2.085963,1.4750589999999999,0.95492500000000002,0.52046599999999998,0.33633800000000003]
[57452,null,null,null,0,2.2469000000000001,2.8839999999999999,2.0617000000000001,1.8128,0.55859999999999999,0,null,null,9.5640000000000001,4,"Low",0.286528,0.31277100000000002,0.68230599999999997,1.4421619999999999,2.2469030000000001,2.8839809999999999,2.061712,1.812829,1.1172029999999999,0.80525500000000005,0.35484500000000002,0.26908100000000001]
[57522,null,null,null,0,2.3996,2.9712999999999998,2.3437999999999999,1.7779,0.58240000000000003,0,null,null,10.074999999999999,4,"Low",0.29477500000000001,0.35375200000000001,0.83781399999999995,1.676704,2.39961,2.9712559999999999,2.3437540000000001,1.7778910000000001,1.164717,0.90826600000000002,0.36798599999999998,0.34984900000000002]
[57574,null,null,null,0,2.5695999999999999,2.9045999999999998,2.2677,1.5974999999999999,0.52549999999999997,0,null,null,9.8649000000000004,4,"Low",0.313081,0.37695600000000001,0.80697399999999997,1.5370010000000001,2.5695549999999998,2.9045839999999998,2.2677149999999999,1.5975140000000001,1.051061,0.74409700000000001,0.41775000000000001,0.290628]
[57732,null,null,null,0,2.5809000000000002,2.7538,1.9308000000000001,1.4682999999999999,0.4869,0,null,null,9.2207000000000008,4,"Low",0.41332099999999999,0.47537699999999999,0.79847400000000002,1.5128029999999999,2.5808770000000001,2.7538480000000001,1.9308339999999999,1.4682599999999999,0.97370199999999996,0.76091900000000001,0.50822400000000001,0.44100800000000001]
[57763,null,null,null,0,2.4613999999999998,2.5992999999999999,2.1581999999999999,1.1399999999999999,0.52390000000000003,0,null,null,8.8827999999999996,4,"Low",0.34057500000000002,0.31343700000000002,0.67640699999999998,1.538044,2.461395,2.5992829999999998,2.158156,1.139988,1.0478479999999999,0.67116799999999999,0.32912200000000003,0.29049399999999997]
[58013,null,null,null,0,2.3047,3.0678000000000001,2.5167999999999999,2.2336999999999998,0.78890000000000005,0,null,null,10.911899999999999,4,"Low",0.44584000000000001,0.334036,0.69706299999999999,1.5718460000000001,2.3047430000000002,3.0677500000000002,2.5167549999999999,2.2336529999999999,1.577825,1.0362560000000001,0.53456899999999996,0.37370399999999998]
[58059,null,null,null,0,2.1261999999999999,2.9887999999999999,2.6459000000000001,2.2603,0.80059999999999998,0,null,null,10.8218,4,"Low",0.53570600000000002,0.34108899999999998,0.75728899999999999,1.4577340000000001,2.1262449999999999,2.9888119999999998,2.645921,2.2603240000000002,1.6011839999999999,1.0577209999999999,0.55234700000000003,0.47611700000000001]
[58222,null,null,null,0,1.9710000000000001,2.9106999999999998,2.4790000000000001,2.0859999999999999,0.79720000000000002,0,null,null,10.2439,4,"Low",0.63676999999999995,0.370481,0.70003000000000004,1.124576,1.9710319999999999,2.9107129999999999,2.4789539999999999,2.0860470000000002,1.5944769999999999,0.89224199999999998,0.492782,0.486535]
[58233,null,null,null,0,1.8704000000000001,2.8542999999999998,2.3904999999999998,2.0768,0.77339999999999998,0,null,null,9.9654000000000007,4,"Low",0.61134500000000003,0.34392499999999998,0.685832,1.1293059999999999,1.8703540000000001,2.8542589999999999,2.3905240000000001,2.0768420000000001,1.5467900000000001,0.88238499999999997,0.48685499999999998,0.44169000000000003]
[58317,null,null,null,0,1.9177,3.1488,2.36,2.1916000000000002,0.82469999999999999,0,null,null,10.4428,4,"Low",0.79128399999999999,0.493174,0.76875000000000004,1.0889279999999999,1.9176960000000001,3.1487940000000001,2.3600099999999999,2.191624,1.6494180000000001,0.85004999999999997,0.54834099999999997,0.60236299999999998]
[58368,null,null,null,0,1.8077000000000001,2.8915999999999999,2.1469,1.9507000000000001,0.73099999999999998,0,null,null,9.5279000000000007,4,"Low",0.63186799999999999,0.34775099999999998,0.61147200000000002,1.0185070000000001,1.807674,2.8915519999999999,2.1469209999999999,1.9507140000000001,1.4619310000000001,0.73044100000000001,0.457451,0.453486]
[58420,null,null,null,0,1.966,3.1311,2.4445999999999999,1.7939000000000001,0.71230000000000004,0,null,null,10.0479,4,"Low",0.564079,0.30460900000000002,0.66935800000000001,1.1814789999999999,1.9660409999999999,3.1310929999999999,2.4446020000000002,1.7938689999999999,1.424661,0.71272100000000005,0.38053500000000001,0.39141599999999999]
[58475,null,null,null,0,2.0284,2.9765999999999999,2.3028,1.7252000000000001,0.6996,0,null,null,9.7325999999999997,4,"Low",0.53850200000000004,0.32106400000000002,0.65523600000000004,1.130155,2.028416,2.9766020000000002,2.3027519999999999,1.7251650000000001,1.399238,0.73697800000000002,0.39607999999999999,0.38574799999999998]
[58558,null,null,null,0,1.9534,2.7109999999999999,1.8106,1.4550000000000001,0.56840000000000002,0,null,null,8.4984000000000002,4,"Low",0.39441500000000002,0.286412,0.51423700000000006,1.153818,1.953444,2.7110099999999999,1.8106,1.455033,1.1367119999999999,0.59434799999999999,0.32252999999999998,0.34840300000000002]
[58632,null,null,null,0,1.9396,2.8269000000000002,1.6122000000000001,1.2242999999999999,0.56130000000000002,0,null,null,8.1643000000000008,4,"Low",0.43164599999999997,0.27413199999999999,0.4919,1.1461760000000001,1.939551,2.8269299999999999,1.6122430000000001,1.2243379999999999,1.122617,0.55438299999999996,0.37919700000000001,0.33111699999999999]
[58722,null,null,null,0,1.9148000000000001,2.8769,2.052,1.6868000000000001,0.72609999999999997,0,null,null,9.2566000000000006,4,"Low",0.70569099999999996,0.42471199999999998,0.65482499999999999,1.2927789999999999,1.914839,2.876903,2.0519750000000001,1.686849,1.452207,0.647227,0.53145600000000004,0.51402800000000004]
[58760,null,null,null,0,1.9466000000000001,2.7469000000000001,2.157,1.8794,0.7833,0,null,null,9.5131999999999994,4,"Low",0.77115999999999996,0.47309099999999998,0.64234500000000005,1.177665,1.9466209999999999,2.7469399999999999,2.1569910000000001,1.879435,1.5665709999999999,0.71954499999999999,0.51139000000000001,0.64806799999999998]
[58793,null,null,null,0,1.996,2.6850000000000001,2.1621999999999999,2.0053000000000001,0.81610000000000005,0,null,null,9.6646000000000001,4,"Low",0.79220400000000002,0.495336,0.62542299999999995,1.180779,1.9959640000000001,2.685047,2.1622129999999999,2.0052539999999999,1.6322719999999999,0.76029500000000005,0.50192199999999998,0.70009900000000003]
[59001,null,null,null,0,2.9255,2.2995000000000001,1.0747,1.0996999999999999,0.74770000000000003,0,null,null,8.1471,4,"Low",1.0211509999999999,0.65860399999999997,1.3861920000000001,2.0832350000000002,2.9254720000000001,2.2995329999999998,1.0746929999999999,1.099683,1.4953259999999999,1.2081789999999999,0.90201900000000002,0.72706400000000004]
[59047,null,null,null,0,2.4916999999999998,2.351,1.3653,1.3846000000000001,0.75439999999999996,0,null,null,8.3469999999999995,4,"Low",1.2601850000000001,0.73482599999999998,1.286044,1.500122,2.4916800000000001,2.3510179999999998,1.3653329999999999,1.3845540000000001,1.5087170000000001,1.1996659999999999,1.0306109999999999,0.88197000000000003]
[59102,null,null,null,0,2.2936999999999999,1.7768999999999999,0.72609999999999997,0.85589999999999999,0.56340000000000001,0,null,null,6.2160000000000002,2,"Lowest",0.846522,0.50292800000000004,0.97422500000000001,1.522546,2.2936809999999999,1.7769440000000001,0.72612699999999997,0.85592699999999999,1.1267510000000001,0.926122,0.67235,0.610371]
[59252,null,null,null,0,1.9267000000000001,2.4451999999999998,1.5718000000000001,1.3632,0.51390000000000002,0,null,null,7.8208000000000002,4,"Low",0.59386499999999998,0.35082200000000002,0.57986199999999999,0.97362000000000004,1.9267179999999999,2.4451830000000001,1.5717859999999999,1.363216,1.02779,0.48067199999999999,0.39414300000000002,0.51795100000000005]
[59318,null,null,null,0,2.1027,2.1775000000000002,1.2351000000000001,0.98370000000000002,0.43859999999999999,0,null,null,6.9375999999999998,3,"Lowest",0.48211599999999999,0.27329399999999998,0.49432399999999999,0.98845700000000003,2.1026989999999999,2.1775009999999999,1.2351259999999999,0.98368699999999998,0.87724999999999997,0.62529999999999997,0.32776,0.35522399999999998]
[59419,null,null,null,0,1.8900999999999999,2.1551999999999998,1.1214999999999999,1.1972,0.41,0,null,null,6.774,4,"Lowest",0.40483999999999998,0.27521200000000001,0.41403800000000002,0.81371899999999997,1.8901159999999999,2.1551979999999999,1.121451,1.1971970000000001,0.82003999999999999,0.37071799999999999,0.32800400000000002,0.31960100000000002]
[59520,null,null,null,0,2.0701000000000001,2.3490000000000002,1.246,1.1927000000000001,0.44940000000000002,0,null,null,7.3071999999999999,4,"Lowest",0.62069600000000003,0.38763599999999998,0.57662500000000005,0.918798,2.0701459999999998,2.3490090000000001,1.245984,1.1927179999999999,0.89873400000000003,0.57630099999999995,0.40174500000000002,0.46457100000000001]
[59601,null,null,null,0,1.9287000000000001,2.0707,1.1352,1.2174,0.53480000000000005,0,null,null,6.8868,4,"Lowest",0.85721999999999998,0.48230699999999999,0.85159300000000004,1.041582,1.928653,2.070722,1.1351610000000001,1.21736,1.0695429999999999,0.64584399999999997,0.61987400000000004,0.60359600000000002]
[59729,null,null,null,0,2.4159000000000002,2.5971000000000002,1.4525999999999999,1.4706999999999999,0.71799999999999997,0,null,null,8.6542999999999992,4,"Low",1.514186,0.96021000000000001,1.4125589999999999,1.486164,2.4159310000000001,2.5971419999999998,1.4525969999999999,1.470661,1.4360360000000001,1.115267,1.2427900000000001,1.207708]
[59824,null,null,null,1.1981999999999999,2.0346000000000002,2.1720000000000002,0.94569999999999999,1.1065,1.1882999999999999,0.45490000000000003,null,null,9.1001999999999992,5,"Low",1.571059,0.84022399999999997,1.12236,1.198151,2.0346220000000002,2.172002,0.94569000000000003,1.106536,1.1882900000000001,0.90980700000000003,1.0538000000000001,1.2459009999999999]
[59874,null,null,null,1.8315999999999999,2.0305,2.0880999999999998,0.89810000000000001,1.0938000000000001,1.4180999999999999,0.98029999999999995,null,null,10.3405,5,"Low",4.5838840000000003,2.828452,2.4910779999999999,1.8315589999999999,2.030535,2.088101,0.89809700000000003,1.093826,1.4180630000000001,1.9605790000000001,3.458809,3.8147690000000001]
[60029,null,null,null,3.6587999999999998,3.1467000000000001,3.56,3.7271000000000001,3.15,2.7319,1.0722,null,null,21.046700000000001,7,"Medium-High",1.901273,1.365265,2.5279389999999999,3.6587999999999998,3.1466940000000001,3.5600139999999998,3.727144,3.1499540000000001,2.7319429999999998,2.1444190000000001,2.4446949999999998,2.2244820000000001]
[60043,null,null,null,3.5929000000000002,3.1198999999999999,3.5312000000000001,3.6796000000000002,3.1507000000000001,2.7164000000000001,1.0895999999999999,null,null,20.880299999999998,7,"Medium-High",1.914863,1.3707009999999999,2.4892129999999999,3.592886,3.1199379999999999,3.5311599999999999,3.6796099999999998,3.1506769999999999,2.7164169999999999,2.1792790000000002,2.4601160000000002,2.1834820000000001]
[60089,null,null,null,3.6901000000000002,3.1278000000000001,3.5773000000000001,3.7488000000000001,3.2170999999999998,2.8601000000000001,1.0387,null,null,21.259899999999998,7,"Medium-High",1.830066,1.295641,2.5082200000000001,3.6901009999999999,3.1277590000000002,3.5773250000000001,3.7487979999999999,3.2170899999999998,2.8601290000000001,2.0774859999999999,2.4176169999999999,2.2160319999999998]
[60156,null,null,null,3.4973000000000001,3.1509999999999998,3.7746,3.7082000000000002,3.4759000000000002,3.0209999999999999,1.0521,null,null,21.680099999999999,7,"Medium-High",1.6367499999999999,1.124042,2.2699120000000002,3.4972780000000001,3.1510370000000001,3.7746040000000001,3.7082419999999998,3.4758770000000001,3.0209730000000001,2.1041249999999998,2.3770549999999999,1.990146]
[60169,null,null,null,3.7275999999999998,3.2027999999999999,3.7050999999999998,3.8075999999999999,3.3292999999999999,2.9607999999999999,1.0377000000000001,null,null,21.770900000000001,7,"Medium-High",1.7655240000000001,1.259325,2.4883169999999999,3.7276120000000001,3.2027589999999999,3.705066,3.8076089999999998,3.3292670000000002,2.960842,2.0753089999999998,2.4402400000000002,2.2282989999999998]
[60417,null,null,null,3.6238000000000001,3.4403999999999999,3.7143000000000002,3.6444000000000001,3.1903000000000001,2.9853999999999998,1.1366000000000001,null,null,21.735199999999999,7,"Medium-High",1.7524759999999999,1.3069759999999999,2.415521,3.6237870000000001,3.4403519999999999,3.7142559999999998,3.644434,3.1903299999999999,2.9854280000000002,2.2731680000000001,2.5868470000000001,2.1441020000000002]
[60451,null,null,null,3.6764999999999999,3.3950999999999998,3.7031999999999998,3.7444999999999999,3.1886000000000001,2.9354,1.0721000000000001,null,null,21.715399999999999,7,"Medium-High",1.710226,1.289595,2.4666030000000001,3.6764960000000002,3.3951380000000002,3.7032250000000002,3.7445010000000001,3.18858,2.935387,2.1441629999999998,2.4865900000000001,2.1767829999999999]
[60490,null,null,null,3.6936,3.3738000000000001,3.7761999999999998,3.7976000000000001,3.2458,2.9518,1.0499000000000001,null,null,21.8887,7,"Medium-High",1.713462,1.278883,2.4566750000000002,3.6935929999999999,3.3737940000000002,3.7762009999999999,3.797644,3.2457639999999999,2.951784,2.0997089999999998,2.476245,2.1977280000000001]
[60531,null,null,null,3.3488000000000002,3.3391999999999999,3.7650999999999999,3.4963000000000002,3.2162000000000002,3.0125000000000002,1.0156000000000001,null,null,21.1937,7,"Medium-High",1.4458789999999999,1.0770489999999999,2.337548,3.3488380000000002,3.3391989999999998,3.7650950000000001,3.4962740000000001,3.216243,3.0125259999999998,2.0312079999999999,2.3342890000000001,1.923478]
[60561,null,null,null,3.7829999999999999,3.3003,3.6909999999999998,3.8165,3.2677999999999998,2.9554,1.0482,null,null,21.862200000000001,7,"Medium-High",1.7690570000000001,1.306438,2.5403150000000001,3.78295,3.3002560000000001,3.6910029999999998,3.8165439999999999,3.2678050000000001,2.9554279999999999,2.0964779999999998,2.4953620000000001,2.2928660000000001]
[60614,null,null,null,3.6375000000000002,3.1183000000000001,3.5295000000000001,3.7054,3.3184999999999998,2.8247,1.0968,null,null,21.230699999999999,7,"Medium-High",1.858544,1.348573,2.5025979999999999,3.6375039999999998,3.1182889999999999,3.5294560000000001,3.7054230000000001,3.3185020000000001,2.8247309999999999,2.193638,2.5214970000000001,2.2305600000000001]
[60649,null,null,null,3.6034999999999999,3.2101999999999999,3.5891999999999999,3.6642000000000001,3.3235999999999999,2.9346000000000001,1.1207,null,null,21.446000000000002,7,"Medium-High",1.814684,1.3266640000000001,2.43668,3.6034989999999998,3.2102200000000001,3.5891670000000002,3.6642199999999998,3.3236080000000001,2.9345560000000002,2.2413129999999999,2.5871949999999999,2.1974999999999998]
[60953,null,null,null,3.5697000000000001,3.7252999999999998,3.4502000000000002,3.5112000000000001,3.2313999999999998,2.7928000000000002,1.1860999999999999,null,null,21.466699999999999,7,"Medium-High",1.6793370000000001,1.41469,2.5884070000000001,3.5696729999999999,3.7252559999999999,3.4501620000000002,3.5111560000000002,3.2314340000000001,2.792754,2.3722150000000002,2.5062980000000001,2.1532909999999998]
[61021,null,null,null,3.3319000000000001,3.5514999999999999,4.0320999999999998,3.3971,3.4615,3.1469999999999998,1.1224000000000001,null,null,22.043500000000002,7,"Medium-High",1.3961479999999999,1.0578879999999999,2.3258749999999999,3.3318850000000002,3.5514559999999999,4.0321170000000004,3.3971079999999998,3.4615260000000001,3.1469659999999999,2.2448109999999999,2.23238,1.8104849999999999]
[61071,null,null,null,3.4739,3.7252000000000001,3.9569999999999999,3.4192,3.6335999999999999,3.0348999999999999,1.1420999999999999,null,null,22.385899999999999,7,"Medium-High",1.3907119999999999,1.0655790000000001,2.4325169999999998,3.4739409999999999,3.7251530000000002,3.9569619999999999,3.4191739999999999,3.6336219999999999,3.0349059999999999,2.284214,2.2116600000000002,1.816001]
[61240,null,null,null,3.5529000000000002,3.6360999999999999,3.9274,4.1471999999999998,3.4620000000000002,3.0836999999999999,1.2317,null,null,23.041,7,"High",1.5387489999999999,1.120152,2.511034,3.5529480000000002,3.636145,3.9273910000000001,4.1471499999999999,3.4619819999999999,3.0836579999999998,2.4633020000000001,2.168453,1.8811199999999999]
[61270,null,null,null,3.4710000000000001,3.8407,3.9319999999999999,3.5283000000000002,3.8481000000000001,2.8841999999999999,1.1745000000000001,null,null,22.678799999999999,7,"High",1.420669,1.0735269999999999,2.473198,3.4709780000000001,3.8407290000000001,3.9320179999999998,3.528295,3.8480599999999998,2.8842289999999999,2.349072,2.2654890000000001,1.8848290000000001]
[61325,null,null,null,3.3704000000000001,3.3578999999999999,3.5261,3.5110000000000001,2.9716999999999998,2.9337,0.99080000000000001,null,null,20.6616,6,"Medium-High",1.4690939999999999,1.141637,2.4466299999999999,3.370368,3.357856,3.5260530000000001,3.5110160000000001,2.9716969999999998,2.9336730000000002,1.9815940000000001,2.3248980000000001,1.9610650000000001]
[61367,null,null,null,3.3988999999999998,3.4794,3.839,3.4201999999999999,3.3553000000000002,3.1394000000000002,1.0792999999999999,null,null,21.711500000000001,7,"Medium-High",1.3781110000000001,1.064648,2.4028019999999999,3.3989120000000002,3.4793569999999998,3.8390010000000001,3.4201830000000002,3.355302,3.1393610000000001,2.1586069999999999,2.2523300000000002,1.8384670000000001]
[61436,null,null,null,3.6385000000000001,3.653,3.7359,3.8269000000000002,3.2273000000000001,3.2412999999999998,1.2528999999999999,null,null,22.575800000000001,7,"Medium-High",1.5484150000000001,1.2848850000000001,2.6594410000000002,3.6384690000000002,3.6529910000000001,3.7359170000000002,3.8268759999999999,3.2272609999999999,3.2412730000000001,2.5057469999999999,2.2280890000000002,2.046967]
[61477,null,null,null,3.6282000000000001,3.8290000000000002,3.6684999999999999,3.7705000000000002,3.2498,3.3271999999999999,1.2943,null,null,22.767499999999998,7,"High",1.5053019999999999,1.3820859999999999,2.802416,3.6282209999999999,3.8290389999999999,3.6685449999999999,3.7705449999999998,3.2497950000000002,3.3272279999999999,2.5886659999999999,2.26044,2.116736]
[61548,null,null,null,3.5605000000000002,3.6092,3.4117000000000002,3.7292999999999998,2.9931999999999999,2.9773999999999998,1.1598999999999999,null,null,21.441199999999998,7,"Medium-High",1.555739,1.3658319999999999,2.6271810000000002,3.5605030000000002,3.6091929999999999,3.4116870000000001,3.729282,2.993182,2.9773559999999999,2.319715,2.3683160000000001,2.0202589999999998]
[61567,null,null,null,3.5718000000000001,3.7803,3.5133999999999999,3.6696,3.1229,3.0908000000000002,1.2350000000000001,null,null,21.983799999999999,7,"Medium-High",1.528211,1.385804,2.766915,3.5717620000000001,3.7803309999999999,3.5134029999999998,3.6695709999999999,3.1229040000000001,3.0908350000000002,2.470075,2.2608109999999999,2.111955]
[61748,null,null,null,3.5369000000000002,3.6137000000000001,3.3961000000000001,3.8050999999999999,2.9232999999999998,2.8807999999999998,1.1735,null,null,21.3294,7,"Medium-High",1.686544,1.461986,2.6642009999999998,3.5369449999999998,3.6136569999999999,3.396147,3.8050929999999998,2.9233159999999998,2.8808199999999999,2.346902,2.4593739999999999,2.1460409999999999]
[61818,null,null,null,3.4802,3.6383999999999999,3.4933999999999998,3.7706,3.1918000000000002,2.6897000000000002,1.2104999999999999,null,null,21.474599999999999,7,"Medium-High",2.0010680000000001,1.711014,2.9009339999999999,3.480175,3.6383839999999998,3.4934310000000002,3.7706439999999999,3.1917939999999998,2.6897280000000001,2.4209779999999999,2.733803,2.4607139999999998]
[61834,null,null,null,3.7814999999999999,3.8851,3.6753,3.9085999999999999,3.4226000000000001,2.6810999999999998,1.2786999999999999,null,null,22.632899999999999,7,"High",2.0797970000000001,1.711425,2.7743530000000001,3.781498,3.8851019999999998,3.6752699999999998,3.9085860000000001,3.4226290000000001,2.6811289999999999,2.5573869999999999,2.7194199999999999,2.5046369999999998]
[61913,null,null,null,3.5102000000000002,3.6419000000000001,3.5081000000000002,3.8184999999999998,3.1419999999999999,2.6886999999999999,1.2096,null,null,21.518999999999998,7,"Medium-High",2.0657320000000001,1.730504,2.9160919999999999,3.5102310000000001,3.641947,3.5080789999999999,3.8185159999999998,3.14195,2.6887379999999999,2.4191729999999998,2.82247,2.5060760000000002]
[62014,null,null,null,3.4373999999999998,3.8929999999999998,3.3228,3.3126000000000002,2.9152,2.8449,1.1748000000000001,null,null,20.900700000000001,7,"Medium-High",1.787866,1.7490889999999999,3.100285,3.4373740000000002,3.8930419999999999,3.3227739999999999,3.3126449999999998,2.915206,2.844894,2.3496700000000001,2.6763210000000002,2.2863060000000002]
[62054,null,null,null,3.3368000000000002,3.8220000000000001,3.2119,3.2311000000000001,2.7806999999999999,2.8552,1.1892,null,null,20.4269,7,"Medium-High",1.56006,1.5241359999999999,2.958218,3.336795,3.821968,3.2119170000000001,3.231087,2.7807029999999999,2.8552369999999998,2.3783949999999998,2.428709,2.1555339999999998]
[62095,null,null,null,3.3892000000000002,3.7397999999999998,3.3069000000000002,3.2502,2.7589000000000001,2.7342,1.1527000000000001,null,null,20.331900000000001,7,"Medium-High",1.7880940000000001,1.8245070000000001,3.0466440000000001,3.3891939999999998,3.7397930000000001,3.30694,3.2502080000000002,2.7588879999999998,2.734178,2.3053509999999999,2.5966330000000002,2.1906270000000001]
[62236,null,null,null,3.4611999999999998,3.7157,3.3132000000000001,3.3052000000000001,2.8083999999999998,2.6827999999999999,1.1820999999999999,null,null,20.468599999999999,7,"Medium-High",1.9040109999999999,2.0549740000000001,3.253854,3.4612419999999999,3.715662,3.313212,3.3052199999999998,2.8084199999999999,2.6828340000000002,2.3642449999999999,2.8613369999999998,2.3366280000000001]
[62313,null,null,null,3.4546000000000001,3.9695999999999998,3.5400999999999998,3.8736000000000002,3.0931000000000002,3.7494000000000001,1.357,null,null,23.037400000000002,7,"High",1.3183720000000001,1.1786369999999999,2.6387170000000002,3.4546450000000002,3.9695589999999998,3.540114,3.8736480000000002,3.0931069999999998,3.749358,2.7140949999999999,2.1883889999999999,1.753107]
[62316,null,null,null,3.5306999999999999,3.9620000000000002,3.6031,3.8451,3.1734,3.7019000000000002,1.3626,null,null,23.178799999999999,7,"High",1.329807,1.2699549999999999,2.7181730000000002,3.5306950000000001,3.9619589999999998,3.6030500000000001,3.8451460000000002,3.1733709999999999,3.7018520000000001,2.7252519999999998,2.2563580000000001,1.887896]
[62418,null,null,null,3.6534,3.5861000000000001,3.2721,3.5284,2.5152000000000001,2.9453999999999998,1.1740999999999999,null,null,20.674700000000001,7,"Medium-High",1.972359,1.8706879999999999,3.2277520000000002,3.6534209999999998,3.5861450000000001,3.2721390000000001,3.5284460000000002,2.515244,2.9454099999999999,2.348115,2.988003,2.8233950000000001]
[62449,null,null,null,3.7288000000000001,3.9279999999999999,3.3662000000000001,3.6865999999999999,2.9464000000000001,2.8054999999999999,1.254,null,null,21.715499999999999,7,"Medium-High",2.6343049999999999,2.2536839999999998,3.5655480000000002,3.7287620000000001,3.9280369999999998,3.3662100000000001,3.68662,2.9463569999999999,2.8054519999999998,2.5080460000000002,3.413986,2.92]
[62517,null,null,null,3.4767999999999999,3.6846999999999999,3.3746999999999998,3.4807000000000001,3.1644999999999999,2.8067000000000002,1.2061999999999999,null,null,21.194299999999998,7,"Medium-High",1.860684,1.7295499999999999,3.0452319999999999,3.4768479999999999,3.6847449999999999,3.3746719999999999,3.4807329999999999,3.1644580000000002,2.806702,2.4124680000000001,2.609003,2.4932080000000001]
[62561,null,null,null,3.4329999999999998,3.6215000000000002,3.298,3.4496000000000002,3.1457999999999999,2.8452000000000002,1.2061999999999999,null,null,20.999300000000002,7,"Medium-High",1.723651,1.5982970000000001,2.9627349999999999,3.4330259999999999,3.621496,3.2980330000000002,3.4495779999999998,3.1457839999999999,2.8452030000000001,2.4123890000000001,2.379213,2.3906049999999999]
[62613,null,null,null,3.4493999999999998,3.6410999999999998,3.3035999999999999,3.4371,3.0935000000000001,2.9003999999999999,1.2021999999999999,null,null,21.0273,7,"Medium-High",1.605804,1.508194,2.9005169999999998,3.449395,3.6410909999999999,3.3036300000000001,3.4371049999999999,3.0934710000000001,2.9003640000000002,2.404407,2.2836409999999998,2.2750919999999999]
[62675,null,null,null,3.5034000000000001,3.7576000000000001,3.3864999999999998,3.4943,3.1006999999999998,3.0066000000000002,1.2183999999999999,null,null,21.467500000000001,7,"Medium-High",1.523091,1.458002,2.8644599999999998,3.5034139999999998,3.7575569999999998,3.38653,3.4943279999999999,3.1006840000000002,3.00658,2.4368180000000002,2.2794270000000001,2.1861980000000001]
[62711,null,null,null,3.3957999999999999,3.5388000000000002,3.1737000000000002,3.2633000000000001,3.0284,2.8730000000000002,1.1641999999999999,null,null,20.437200000000001,7,"Medium-High",1.5736129999999999,1.5816790000000001,2.9800309999999999,3.3957929999999998,3.538783,3.1737289999999998,3.2633030000000001,3.0283820000000001,2.872986,2.3283450000000001,2.3367170000000002,2.2988110000000002]
[62838,null,null,null,3.7277999999999998,3.6677,3.2366000000000001,3.4822000000000002,2.5831,2.8963999999999999,1.2145999999999999,null,null,20.808399999999999,7,"Medium-High",2.1594440000000001,2.0392269999999999,3.3743729999999998,3.7278090000000002,3.6677309999999999,3.236615,3.4821909999999998,2.5831219999999999,2.8964129999999999,2.429217,3.2392080000000001,2.8865530000000001]
[62882,null,null,null,3.6505999999999998,3.7183000000000002,3.2075999999999998,3.4580000000000002,2.5537999999999998,2.9567000000000001,1.2104999999999999,null,null,20.755500000000001,7,"Medium-High",2.0072610000000002,2.0516239999999999,3.4634589999999998,3.650582,3.7183299999999999,3.2075830000000001,3.4579620000000002,2.5538460000000001,2.9567329999999998,2.4209260000000001,3.224542,2.8170229999999998]
[62933,null,null,null,3.9382000000000001,4.3207000000000004,3.3900999999999999,3.4592000000000001,3.0718999999999999,2.8424999999999998,1.2985,null,null,22.321100000000001,7,"Medium-High",2.8262510000000001,2.7124130000000002,4.4753449999999999,3.9382009999999998,4.3206610000000003,3.3900769999999998,3.4591769999999999,3.0719430000000001,2.8425280000000002,2.5970209999999998,3.688342,3.4863710000000001]
[62983,null,null,null,3.8210000000000002,4.1742999999999997,3.3363,3.4670999999999998,3.0102000000000002,2.8334999999999999,1.3041,null,null,21.9465,7,"Medium-High",2.640536,2.5528149999999998,4.4022220000000001,3.8210039999999998,4.1743420000000002,3.3362970000000001,3.467069,3.010195,2.833491,2.6082990000000001,3.6582479999999999,3.3803860000000001]
[63014,null,null,null,3.5648,4.0286,3.4695999999999998,3.2033999999999998,2.7218,2.9363999999999999,1.25,null,null,21.174600000000002,7,"Medium-High",1.587456,1.5739399999999999,3.0028290000000002,3.564848,4.0286039999999996,3.469643,3.2034020000000001,2.721797,2.9364340000000002,2.4999769999999999,2.6313659999999999,2.0834769999999998]
[63056,null,null,null,3.5586000000000002,4.0288000000000004,3.3529,3.1836000000000002,2.8893,2.8885999999999998,1.2577,null,null,21.159500000000001,7,"Medium-High",1.6848129999999999,1.6835450000000001,3.1208650000000002,3.5586380000000002,4.0288430000000002,3.3528920000000002,3.183554,2.8892730000000002,2.888598,2.515323,2.776497,2.2100770000000001]
[63121,null,null,null,3.3609,3.6459000000000001,3.2946,3.2589999999999999,2.6741000000000001,2.6678999999999999,1.1760999999999999,null,null,20.078499999999998,7,"Medium-High",1.7728569999999999,1.834908,3.0952459999999999,3.3609490000000002,3.6459269999999999,3.2945630000000001,3.2590240000000001,2.6740740000000001,2.66791,2.3521529999999999,2.654096,2.213327]
[63132,null,null,null,3.3767999999999998,3.6608999999999998,3.2885,3.2517,2.6917,2.6976,1.1851,null,null,20.1523,7,"Medium-High",1.7634339999999999,1.8269470000000001,3.1141350000000001,3.3767909999999999,3.6608809999999998,3.2885369999999998,3.2517299999999998,2.6917330000000002,2.6976230000000001,2.370225,2.6867999999999999,2.2364109999999999]
[63350,null,null,null,3.5764999999999998,4.0282999999999998,3.5335000000000001,3.2778999999999998,2.6833,3.0337000000000001,1.2509999999999999,null,null,21.3842,7,"Medium-High",1.53125,1.5318179999999999,2.9406400000000001,3.5765479999999998,4.0282660000000003,3.5335290000000001,3.2778909999999999,2.6833279999999999,3.0336829999999999,2.50203,2.5793200000000001,2.061102]
[63433,null,null,null,3.5175000000000001,3.9603999999999999,3.2501000000000002,3.5335000000000001,3.0604,3.3597000000000001,1.3028999999999999,null,null,21.984500000000001,7,"Medium-High",1.455227,1.426056,2.8198300000000001,3.5174979999999998,3.9604219999999999,3.2501229999999999,3.533525,3.0604339999999999,3.3597109999999999,2.6058699999999999,2.3887459999999998,2.0223909999999998]
[63463,null,null,null,3.1758000000000002,4.0654000000000003,3.3386,3.9163999999999999,3.0686,3.4207000000000001,1.3631,null,null,22.348600000000001,7,"Medium-High",1.2557119999999999,1.219913,2.6675450000000001,3.1758250000000001,4.0653759999999997,3.3386079999999998,3.916385,3.0685820000000001,3.420709,2.7262719999999998,2.1719710000000001,1.7486550000000001]
[63543,null,null,null,3.1230000000000002,3.8490000000000002,3.3748999999999998,3.9142000000000001,3.2907000000000002,3.5581,1.2988999999999999,null,null,22.408799999999999,7,"Medium-High",1.113666,0.980124,2.4235000000000002,3.1229900000000002,3.8489990000000001,3.3748529999999999,3.914199,3.2906979999999999,3.5581019999999999,2.5978870000000001,1.834446,1.443373]
[63664,null,null,null,3.5937000000000001,4.0206,3.1877,3.2372999999999998,3.2286000000000001,2.9312,1.2365999999999999,null,null,21.435700000000001,7,"Medium-High",1.873502,1.977946,3.3983490000000001,3.5936880000000002,4.0205869999999999,3.1877490000000002,3.2373430000000001,3.2286100000000002,2.9312269999999998,2.4732180000000001,3.1885300000000001,2.5299399999999999]
[63783,null,null,null,3.7761999999999998,4.2613000000000003,3.2578,3.4424999999999999,3.3622999999999998,3.0882999999999998,1.2988,null,null,22.487200000000001,7,"Medium-High",2.629556,2.6813479999999998,4.3595839999999999,3.776221,4.261323,3.2578369999999999,3.4424809999999999,3.3623180000000001,3.0882900000000002,2.597683,3.7455120000000002,3.3930120000000001]
[63862,null,null,null,4.2152000000000003,4.524,3.5726,3.2993999999999999,2.9739,3.0489000000000002,1.2495000000000001,null,null,22.883500000000002,7,"High",3.5968049999999998,3.3676889999999999,4.4036650000000002,4.2151500000000004,4.5239500000000001,3.5726040000000001,3.2993939999999999,2.9738519999999999,3.0488770000000001,2.498955,3.9805169999999999,3.9071039999999999]
[63945,null,null,null,4.0148999999999999,4.6692999999999998,3.0528,3.1798999999999999,3.0948000000000002,3.0312999999999999,1.2016,null,null,22.244599999999998,7,"Medium-High",3.3483999999999998,3.058818,4.4674950000000004,4.0149489999999997,4.6692799999999997,3.0527790000000001,3.179929,3.0948159999999998,3.0313089999999998,2.4031509999999998,4.1152819999999997,3.5176699999999999]
[64034,null,null,null,3.2488999999999999,4.5580999999999996,4.7290999999999999,3.2538999999999998,3.4771000000000001,3.9893000000000001,1.5959000000000001,null,null,24.8523,7,"High",1.2130860000000001,1.1660809999999999,2.4585340000000002,3.2488830000000002,4.5580559999999997,4.7291410000000003,3.2539370000000001,3.477093,3.9893169999999998,3.1917960000000001,2.0052940000000001,1.3799170000000001]
[64064,null,null,null,3.2031999999999998,4.5663999999999998,4.6505000000000001,3.3357000000000001,3.5034000000000001,3.9908000000000001,1.5607,null,null,24.810700000000001,7,"High",1.1831970000000001,1.117877,2.371057,3.2031649999999998,4.5663669999999996,4.6504779999999997,3.3357359999999998,3.5034299999999998,3.9907710000000001,3.121343,1.9112389999999999,1.3262700000000001]
[64102,null,null,null,3.0796999999999999,4.6277999999999997,4.6273999999999997,3.4676,3.4504999999999999,4.0434999999999999,1.4823,null,null,24.7788,7,"High",1.1698999999999999,1.003851,2.2856700000000001,3.0796790000000001,4.6277869999999997,4.6274290000000002,3.4676279999999999,3.4505460000000001,4.0434599999999996,2.9646849999999998,1.736227,1.297207]
[64151,null,null,null,3.0121000000000002,4.6649000000000003,4.4671000000000003,3.5651999999999999,3.5154000000000001,4.0477999999999996,1.4532,null,null,24.7257,7,"High",1.1298760000000001,0.99616899999999997,2.2665920000000002,3.012076,4.6648959999999997,4.4670940000000003,3.5652249999999999,3.5154190000000001,4.0478389999999997,2.906326,1.694904,1.2918289999999999]
[64423,null,null,null,2.9077999999999999,4.3304,4.1420000000000003,3.6421999999999999,3.8954,3.6200999999999999,1.2121,null,null,23.75,7,"High",0.83627799999999997,0.810531,1.999012,2.907759,4.3304419999999997,4.1419930000000003,3.6422180000000002,3.8954149999999998,3.6201189999999999,2.4242539999999999,1.533236,1.06375]
[64459,null,null,null,2.8222,4.3761000000000001,4.0964999999999998,3.4518,3.8733,3.6726999999999999,1.2666999999999999,null,null,23.5593,7,"High",0.88138399999999995,0.85103600000000001,2.0259260000000001,2.822171,4.3760690000000002,4.0964590000000003,3.4517730000000002,3.8732540000000002,3.6727120000000002,2.5333700000000001,1.4875480000000001,1.116771]
[64506,null,null,null,2.7856000000000001,4.4488000000000003,4.2397,3.3313000000000001,3.8628999999999998,3.6577999999999999,1.2502,null,null,23.5763,7,"High",0.88259500000000002,0.87017100000000003,1.99211,2.785558,4.4487740000000002,4.2396570000000002,3.3313090000000001,3.8629389999999999,3.6577730000000002,2.5003799999999998,1.4277500000000001,1.100239]
[64661,null,null,null,3.1196999999999999,4.0103999999999997,3.6404999999999998,4.0034999999999998,3.4611000000000001,3.5337999999999998,1.2204999999999999,null,null,22.9895,7,"High",0.95867000000000002,0.83587599999999995,2.1390479999999998,3.1197490000000001,4.0103960000000001,3.640479,4.0035059999999998,3.4610919999999998,3.5337670000000001,2.440912,1.655672,1.224275]
[64740,null,null,null,3.2963,4.7050000000000001,4.3007999999999997,3.1697000000000002,3.5421,3.8307000000000002,1.675,null,null,24.519600000000001,7,"High",1.552009,1.4740070000000001,2.8561489999999998,3.296265,4.7050340000000004,4.3008449999999998,3.1696960000000001,3.5421179999999999,3.8306680000000002,3.3500679999999998,2.4117030000000002,1.7860469999999999]
[64770,null,null,null,3.2726999999999999,4.6148999999999996,4.3396999999999997,3.1413000000000002,3.4379,3.85,1.661,null,null,24.317499999999999,7,"High",1.4830019999999999,1.404979,2.7290559999999999,3.272707,4.6149050000000003,4.3397389999999998,3.1413440000000001,3.4379439999999999,3.85,3.322003,2.2973729999999999,1.7068909999999999]
[64862,null,null,null,3.7991000000000001,4.3803000000000001,4.4084000000000003,2.6509,3.4535,3.9156,1.6614,null,null,24.269200000000001,7,"High",1.7354449999999999,1.966545,3.3080270000000001,3.799118,4.3803340000000004,4.4084399999999997,2.650871,3.4534850000000001,3.915616,3.3227150000000001,3.0503499999999999,2.377615]
[65053,null,null,null,3.444,4.4306000000000001,3.7722000000000002,3.1930000000000001,2.8306,3.2044999999999999,1.5245,null,null,22.3994,7,"Medium-High",1.44095,1.567761,2.6564969999999999,3.4439500000000001,4.4305500000000002,3.77223,3.1929789999999998,2.8306369999999998,3.2044670000000002,3.0490499999999998,2.3352560000000002,1.9758800000000001]
[65067,null,null,null,3.5354999999999999,4.3040000000000003,3.6633,3.2847,2.7168000000000001,3.0261999999999998,1.339,null,null,21.869499999999999,7,"Medium-High",1.5276149999999999,1.5398160000000001,2.878806,3.535504,4.3039759999999996,3.6633339999999999,3.2846690000000001,2.7167789999999998,3.0262159999999998,2.6779130000000002,2.4977879999999999,2.0462319999999998]
[65244,null,null,null,3.3317000000000001,4.2968999999999999,3.9359000000000002,3.6749999999999998,3.3860000000000001,3.6015999999999999,1.5035000000000001,null,null,23.730599999999999,7,"High",1.4251229999999999,1.304878,2.527155,3.3316620000000001,4.2969309999999998,3.9358569999999999,3.6750349999999998,3.3860109999999999,3.6015579999999998,3.0070009999999998,2.0317270000000001,1.7047030000000001]
[65301,null,null,null,3.4839000000000002,4.3140999999999998,4.0091999999999999,3.3313000000000001,3.1019000000000001,3.5047000000000001,1.5139,null,null,23.259,7,"High",1.463338,1.417457,2.617388,3.483873,4.3140929999999997,4.0091520000000003,3.3312499999999998,3.1018690000000002,3.504696,3.027787,1.979277,1.7485820000000001]
[65355,null,null,null,3.5198,4.5446999999999997,4.0522999999999998,3.2168999999999999,3.3060999999999998,3.5809000000000002,1.5915999999999999,null,null,23.8123,7,"High",1.594382,1.57809,2.9204050000000001,3.5198429999999998,4.5447189999999997,4.0522619999999998,3.2168830000000002,3.3061150000000001,3.580867,3.183192,2.4706700000000001,1.9624699999999999]
[65464,null,null,null,3.7484999999999999,4.3914999999999997,3.4691999999999998,3.1909999999999998,3.1585999999999999,3.26,1.4312,null,null,22.65,7,"High",2.1254240000000002,2.228869,3.573337,3.7484950000000001,4.3914679999999997,3.4692310000000002,3.1910240000000001,3.1586110000000001,3.2600090000000002,2.8624499999999999,3.5495939999999999,2.6157370000000002]
[65610,null,null,null,3.8157000000000001,4.2184999999999997,4.4901999999999997,2.5916999999999999,3.2077,3.8029000000000002,1.5769,null,null,23.703600000000002,7,"High",1.874028,2.018608,3.475139,3.8157139999999998,4.2185350000000001,4.490221,2.591717,3.2076829999999998,3.802889,3.1538919999999999,3.1856089999999999,2.6350250000000002]
[65649,null,null,null,3.6051000000000002,4.4326999999999996,4.3719999999999999,2.8780999999999999,3.3151000000000002,3.7921999999999998,1.6305000000000001,null,null,24.025700000000001,7,"High",1.676733,1.7591410000000001,3.1622650000000001,3.605057,4.4326600000000003,4.3719520000000003,2.8780800000000002,3.315083,3.7921879999999999,3.2610459999999999,2.8515980000000001,2.231725]
[65682,null,null,null,3.7029999999999998,4.5388999999999999,4.4839000000000002,2.9127999999999998,3.4161000000000001,3.8919999999999999,1.6459999999999999,null,null,24.592700000000001,7,"High",1.674809,1.8614170000000001,3.163786,3.7029559999999999,4.5388710000000003,4.4839390000000003,2.9127800000000001,3.416077,3.8919609999999998,3.2920099999999999,2.918326,2.2423129999999998]
[65723,null,null,null,3.8408000000000002,4.3705999999999996,4.3606999999999996,2.6274000000000002,3.3940999999999999,3.8536999999999999,1.649,null,null,24.096299999999999,7,"High",1.7879989999999999,2.0323709999999999,3.378123,3.840808,4.3705569999999998,4.3606990000000003,2.6273949999999999,3.3941170000000001,3.8537189999999999,3.2979069999999999,3.1432530000000001,2.4538869999999999]
[65764,null,null,null,3.5638999999999998,4.3779000000000003,3.8609,3.0714999999999999,3.1328,3.4891999999999999,1.6525000000000001,null,null,23.148700000000002,7,"High",1.696585,1.7583800000000001,3.122064,3.56386,4.3778969999999999,3.8609019999999998,3.0714769999999998,3.132787,3.4891800000000002,3.3049019999999998,2.837879,2.1872560000000001]
[65786,null,null,null,3.5497000000000001,4.4108999999999998,3.8595000000000002,3.1168,3.1360000000000001,3.4634,1.6334,null,null,23.169699999999999,7,"High",1.657851,1.7060900000000001,3.0489700000000002,3.5496639999999999,4.4109179999999997,3.859496,3.116752,3.1359919999999999,3.4633949999999998,3.2667250000000001,2.7284609999999998,2.1251820000000001]
[66020,null,null,null,3.3203999999999998,4.7628000000000004,4.6977000000000002,3.8969999999999998,3.6591,4.2103000000000002,1.4664999999999999,null,null,26.0138,7,"High",1.0825689999999999,0.97468999999999995,2.2427950000000001,3.3204389999999999,4.7627509999999997,4.697749,3.8970210000000001,3.6590790000000002,4.2103339999999996,2.9329640000000001,1.8077890000000001,1.2742560000000001]
[66071,null,null,null,3.266,4.4143999999999997,4.9520999999999997,3.1901000000000002,3.3849,3.8052000000000001,1.4704999999999999,null,null,24.4832,7,"High",1.265957,1.1291260000000001,2.4950040000000002,3.2660170000000002,4.4144430000000003,4.9521059999999997,3.1900870000000001,3.3848660000000002,3.8052260000000002,2.9410069999999999,1.850789,1.3676429999999999]
[66217,null,null,null,3.2303999999999999,4.7217000000000002,4.8487999999999998,3.4845000000000002,3.4201999999999999,4.1353999999999997,1.4823999999999999,null,null,25.323399999999999,7,"High",1.164439,0.98644699999999996,2.3877220000000001,3.2304189999999999,4.7217469999999997,4.8488189999999998,3.4844580000000001,3.4202149999999998,4.135408,2.9647139999999998,1.8844209999999999,1.335299]
[66428,null,null,null,2.7364000000000002,4.1140999999999996,4.6310000000000002,3.1042000000000001,3.4903,3.4472999999999998,1.1689000000000001,null,null,22.6922,7,"High",0.80334399999999995,0.79760699999999995,1.8980410000000001,2.7364160000000002,4.1140829999999999,4.6309699999999996,3.1042200000000002,3.4903,3.4473069999999999,2.3377219999999999,1.3292409999999999,0.96511000000000002]
[66442,null,null,null,2.6522000000000001,4.2333999999999996,4.9428999999999998,3.2789999999999999,3.1101000000000001,3.4083999999999999,1.2658,null,null,22.8918,7,"High",0.77417000000000002,0.74768299999999999,1.9531769999999999,2.6521520000000001,4.2334360000000002,4.9428900000000002,3.2790050000000002,3.110087,3.408436,2.5315859999999999,1.209039,0.95029699999999995]
[66546,null,null,null,2.8369,3.9499,4.6974,3.1699000000000002,3.1987000000000001,3.0366,1.1744000000000001,null,null,22.063800000000001,7,"Medium-High",0.91264299999999998,0.89615999999999996,1.961392,2.8369089999999999,3.9499390000000001,4.6974400000000003,3.169924,3.1987239999999999,3.0366140000000001,2.3487619999999998,1.3015099999999999,1.1284940000000001]
[66720,null,null,null,3.1886000000000001,4.4368999999999996,4.6596000000000002,3.1076000000000001,3.5407999999999999,3.4129,1.4806999999999999,null,null,23.827100000000002,7,"High",1.273569,1.085019,2.404633,3.1885620000000001,4.4369440000000004,4.659643,3.107621,3.540772,3.4129339999999999,2.9614980000000002,2.0952790000000001,1.30752]
[66754,null,null,null,3.2568999999999999,4.4798999999999998,4.8602999999999996,3.1278000000000001,3.3969,3.7172999999999998,1.5754999999999999,null,null,24.4146,7,"High",1.419532,1.3050390000000001,2.544527,3.2569300000000001,4.4799069999999999,4.8602740000000004,3.1277650000000001,3.396916,3.7173289999999999,3.1509640000000001,2.1631109999999998,1.4790239999999999]
[66856,null,null,null,3.0516000000000001,4.157,4.9005000000000001,3.2010999999999998,3.3073000000000001,3.2593000000000001,1.2905,null,null,23.167300000000001,7,"High",0.99706899999999998,0.87816399999999994,2.1524299999999998,3.051574,4.1569979999999997,4.9005450000000002,3.2011419999999999,3.3073450000000002,3.2592949999999998,2.5809099999999998,1.530934,1.126015]
[66936,null,null,null,1.9421999999999999,3.78,3.4573999999999998,3.2263000000000002,2.8512,2.3106,0.66020000000000001,null,null,18.227900000000002,6,"Medium",0.489925,0.52595700000000001,1.4200159999999999,1.942202,3.7799939999999999,3.457411,3.226305,2.8511959999999998,2.3105899999999999,1.3204389999999999,0.73152899999999998,0.51541199999999998]
[66958,null,null,null,2.2827999999999999,3.8637000000000001,3.9220999999999999,3.2119,3.3921000000000001,2.9897,0.90969999999999995,null,null,20.571999999999999,6,"Medium-High",0.64241000000000004,0.65763300000000002,1.725428,2.282832,3.8637130000000002,3.9220730000000001,3.2119040000000001,3.392137,2.9897320000000001,1.819401,0.92720400000000003,0.73807999999999996]
[67028,null,null,null,1.7504,3.1894999999999998,3.4701,2.5897000000000001,2.6915,2.0291000000000001,0.78220000000000001,null,null,16.502500000000001,6,"Medium",0.485626,0.61460899999999996,1.257074,1.750443,3.189495,3.4700630000000001,2.5896569999999999,2.6914739999999999,2.029134,1.564416,0.85279000000000005,0.597526]
[67070,null,null,null,2.2119,3.7467999999999999,3.7187999999999999,2.7141000000000002,2.5406,2.2753999999999999,0.82120000000000004,null,null,18.0288,6,"Medium",0.66097899999999998,0.75214199999999998,1.522966,2.2119080000000002,3.7467969999999999,3.71875,2.7140819999999999,2.5406230000000001,2.2754120000000002,1.642415,1.117019,0.74611099999999997]
[67133,null,null,null,2.4121999999999999,3.9256000000000002,4.1612999999999998,3.2633999999999999,2.7978000000000001,3.2528999999999999,1.1823999999999999,null,null,20.9956,7,"Medium-High",0.74205699999999997,0.84799899999999995,1.768103,2.4122349999999999,3.9255650000000002,4.1613290000000003,3.2634430000000001,2.797755,3.2528630000000001,2.364862,1.0908260000000001,1.0142370000000001]
[67333,null,null,null,3.1989000000000001,4.9878999999999998,4.3766999999999996,2.5028999999999999,3.0198,3.7928000000000002,1.5205,null,null,23.3995,7,"High",1.2750159999999999,1.2794479999999999,2.7800660000000001,3.1989350000000001,4.9878739999999997,4.3766699999999998,2.5029110000000001,3.0197600000000002,3.7927650000000002,3.0410599999999999,2.3505370000000001,1.3723339999999999]
[67360,null,null,null,3.0583999999999998,4.9871999999999996,4.2125000000000004,2.4925000000000002,2.8805000000000001,3.7812999999999999,1.4959,null,null,22.908300000000001,7,"High",1.1875150000000001,1.2327220000000001,2.6303010000000002,3.0583969999999998,4.9871610000000004,4.212459,2.4925449999999998,2.8804599999999998,3.781342,2.991787,2.2748390000000001,1.320627]
[67452,null,null,null,2.0030000000000001,3.7858000000000001,3.2948,3.0794000000000001,2.8416999999999999,2.2324000000000002,0.72570000000000001,null,null,17.962800000000001,6,"Medium",0.51943399999999995,0.56698800000000005,1.454947,2.0030190000000001,3.785771,3.2948430000000002,3.079402,2.8416920000000001,2.232383,1.4513860000000001,0.72088600000000003,0.54418200000000005]
[67490,null,null,null,2.0829,3.766,3.3673000000000002,2.9373999999999998,2.8639999999999999,2.3212999999999999,0.81279999999999997,null,null,18.151700000000002,6,"Medium",0.55866400000000005,0.61221400000000004,1.570174,2.0829439999999999,3.7660089999999999,3.3672550000000001,2.9374180000000001,2.8639809999999999,2.3212519999999999,1.6256429999999999,0.74637699999999996,0.585947]
[67530,null,null,null,1.9096,3.1734,3.2765,2.887,2.7536,2.0937999999999999,0.70909999999999995,null,null,16.803000000000001,6,"Medium",0.46752700000000003,0.55153200000000002,1.3684970000000001,1.909626,3.1733980000000002,3.276475,2.8869590000000001,2.753647,2.0937619999999999,1.4182380000000001,0.75195400000000001,0.56868600000000002]
[67583,null,null,null,1.9701,3.3660999999999999,3.6168,2.6943999999999999,2.6570999999999998,2.2307999999999999,0.81030000000000002,null,null,17.345600000000001,6,"Medium",0.52010699999999999,0.60660199999999997,1.446183,1.970064,3.3660749999999999,3.6168209999999998,2.6944020000000002,2.6570529999999999,2.2307579999999998,1.6206689999999999,0.90089799999999998,0.620703]
[67731,null,null,null,1.3129999999999999,2.9481000000000002,2.5554999999999999,2.5888,1.8283,1.0221,0.36899999999999999,null,null,12.6248,6,"Low",0.42599799999999999,0.32437300000000002,0.87276900000000002,1.3129649999999999,2.9481229999999998,2.5555330000000001,2.5887950000000002,1.8283100000000001,1.0220579999999999,0.73802800000000002,0.51122000000000001,0.33408900000000002]
[67831,null,null,null,1.4014,3.1907999999999999,2.9786000000000001,2.5036,2.2915000000000001,1.8593,0.59030000000000005,null,null,14.8155,6,"Medium",0.40041900000000002,0.48272300000000001,1.0183850000000001,1.401397,3.1907670000000001,2.9785509999999999,2.5035980000000002,2.2914629999999998,1.8593109999999999,1.1806700000000001,0.65103800000000001,0.493228]
[67840,null,null,null,1.3412999999999999,3.0724,2.7568999999999999,2.5247000000000002,2.1816,1.6830000000000001,0.51639999999999997,null,null,14.0763,6,"Medium",0.38035999999999998,0.42850300000000002,0.95852599999999999,1.341283,3.0723980000000002,2.7568790000000001,2.5247440000000001,2.1816300000000002,1.683033,1.032761,0.58805200000000002,0.45690599999999998]
[68018,null,null,null,2.3936999999999999,3.9211999999999998,3.7504,2.6042999999999998,3.0708000000000002,2.8161,0.87880000000000003,null,null,19.435300000000002,6,"Medium-High",0.54350699999999996,0.57624500000000001,1.6592359999999999,2.3936850000000001,3.9212150000000001,3.7503669999999998,2.6043310000000002,3.070789,2.8160539999999998,1.757609,0.96240300000000001,0.71587299999999998]
[68066,null,null,null,2.4089,3.9123000000000001,3.7042000000000002,2.6168,3.1111,2.8456000000000001,0.87860000000000005,null,null,19.477499999999999,6,"Medium-High",0.54172299999999995,0.56756700000000004,1.6398790000000001,2.4088690000000001,3.9123239999999999,3.7041620000000002,2.616762,3.1111010000000001,2.8455509999999999,1.75725,0.97296000000000005,0.71466300000000005]
[68108,null,null,null,2.444,3.9632000000000001,3.6017999999999999,3.1669,3.1686999999999999,3.0973000000000002,0.91759999999999997,null,null,20.359500000000001,6,"Medium-High",0.74432399999999999,0.65983499999999995,1.645499,2.444045,3.9631799999999999,3.6017579999999998,3.1669209999999999,3.1686999999999999,3.0973069999999998,1.835221,1.0294620000000001,0.76149299999999998]
[68310,null,null,null,2.3216999999999999,3.8693,3.8001,3.3540000000000001,3.5257000000000001,3.0488,0.94730000000000003,null,null,20.866900000000001,6,"Medium-High",0.67679299999999998,0.67935500000000004,1.76624,2.3217319999999999,3.8693170000000001,3.8001339999999999,3.3540009999999998,3.525655,3.0488200000000001,1.8945780000000001,0.98922299999999996,0.73130600000000001]
[68344,null,null,null,2.4653,3.9413999999999998,3.6063999999999998,3.2578999999999998,3.3633000000000002,3.0594999999999999,0.9758,null,null,20.669599999999999,6,"Medium-High",0.68608800000000003,0.68348100000000001,1.8463369999999999,2.4652970000000001,3.9413749999999999,3.6064340000000001,3.2579150000000001,3.363308,3.0594939999999999,1.9516100000000001,1.1145689999999999,0.78940900000000003]
[68366,null,null,null,2.4874999999999998,4.0396000000000001,3.6457999999999999,2.9087999999999998,3.4123000000000001,2.9041999999999999,0.91690000000000005,null,null,20.315100000000001,6,"Medium-High",0.59474000000000005,0.58526699999999998,1.6443350000000001,2.4875280000000002,4.0395799999999999,3.6458409999999999,2.9088409999999998,3.4122699999999999,2.9042210000000002,1.8338239999999999,1.035952,0.73716599999999999]
[68441,null,null,null,2.4931999999999999,3.9033000000000002,3.9073000000000002,3.3195000000000001,3.5091000000000001,3.3012999999999999,1.0416000000000001,null,null,21.475300000000001,7,"Medium-High",0.74431599999999998,0.75314800000000004,1.8892040000000001,2.4932449999999999,3.9032789999999999,3.9072629999999999,3.319509,3.5090729999999999,3.3012990000000002,2.0831010000000001,1.1971750000000001,0.89642999999999995]
[68464,null,null,null,2.3338999999999999,3.7896000000000001,3.7296999999999998,3.0152999999999999,3.2280000000000002,2.9563000000000001,0.84199999999999997,null,null,19.8948,6,"Medium-High",0.58857999999999999,0.627803,1.6872670000000001,2.3339159999999999,3.7895859999999999,3.729727,3.0152860000000001,3.2280340000000001,2.9562560000000002,1.684026,0.910385,0.68155600000000005]
[68642,null,null,null,2.1,3.8449,3.9887999999999999,2.9594999999999998,2.7797000000000001,2.2202000000000002,0.6794,null,null,18.572500000000002,6,"Medium",0.48642999999999997,0.61453000000000002,1.4624710000000001,2.0999690000000002,3.8449230000000001,3.988785,2.9595220000000002,2.779677,2.220202,1.3587340000000001,0.77523600000000004,0.66509099999999999]
[68644,null,null,null,2.1364000000000001,3.8037000000000001,3.9704999999999999,3.0430000000000001,2.8224999999999998,2.1657000000000002,0.64959999999999996,null,null,18.5914,6,"Medium-High",0.470555,0.61617599999999995,1.4427449999999999,2.1364040000000002,3.8037350000000001,3.9704860000000002,3.0430130000000002,2.8225310000000001,2.1657329999999999,1.2991520000000001,0.76545300000000005,0.63874299999999995]
[68722,null,null,null,2.1945999999999999,3.012,3.4321000000000002,2.8832,2.0842999999999998,1.9593,0.56530000000000002,null,null,16.130800000000001,6,"Medium",0.39116099999999998,0.44639600000000002,1.192129,2.1946140000000001,3.012019,3.4320569999999999,2.8832439999999999,2.0843039999999999,1.9592830000000001,1.1305689999999999,0.71310099999999998,0.44830399999999998]
[68777,null,null,null,2.1888999999999998,3.0295000000000001,3.4603000000000002,2.8837999999999999,2.1223999999999998,1.9699,0.57010000000000005,null,null,16.224900000000002,6,"Medium",0.392127,0.449957,1.192331,2.1888619999999999,3.0295450000000002,3.4603139999999999,2.8837739999999998,2.1224029999999998,1.9699139999999999,1.1401190000000001,0.71894400000000003,0.45375199999999999]
[68826,null,null,null,2.2143999999999999,3.7808999999999999,3.6524000000000001,2.8788,2.7553999999999998,2.2608000000000001,0.59989999999999999,null,null,18.142600000000002,6,"Medium",0.490705,0.64633499999999999,1.4136040000000001,2.2144170000000001,3.7808950000000001,3.6523659999999998,2.8788140000000002,2.755423,2.2608269999999999,1.1998200000000001,0.72382299999999999,0.59209800000000001]
[68847,null,null,null,1.9671000000000001,3.7593999999999999,3.5127999999999999,2.9626000000000001,2.5525000000000002,2.0764,0.59430000000000005,null,null,17.4251,6,"Medium",0.36157699999999998,0.46923399999999998,1.3945529999999999,1.967068,3.7593890000000001,3.5128059999999999,2.962567,2.5525190000000002,2.0763820000000002,1.188677,0.60513700000000004,0.489423]
[68920,null,null,null,1.8281000000000001,3.7486999999999999,3.3553000000000002,2.9474,2.6392000000000002,1.9455,0.58609999999999995,null,null,17.0503,6,"Medium",0.38289400000000001,0.44031500000000001,1.362198,1.8280639999999999,3.748688,3.3552879999999998,2.9474290000000001,2.6392389999999999,1.945549,1.172277,0.59401000000000004,0.42919299999999999]
[68948,null,null,null,1.7223999999999999,3.4110999999999998,3.4516,2.8992,2.3717999999999999,1.504,0.51629999999999998,null,null,15.8764,6,"Medium",0.445716,0.44003900000000001,1.236702,1.7223850000000001,3.4110499999999999,3.4515880000000001,2.899232,2.371842,1.5039849999999999,1.032589,0.55540299999999998,0.480292]
[68976,null,null,null,1.8273999999999999,3.6206,3.6360000000000001,3.0091000000000001,2.4628999999999999,1.6424000000000001,0.54869999999999997,null,null,16.7471,6,"Medium",0.43044399999999999,0.45029200000000003,1.2862420000000001,1.8273729999999999,3.6205940000000001,3.6359710000000001,3.0090780000000001,2.4629289999999999,1.6423719999999999,1.0973790000000001,0.575295,0.485095]
[69045,null,null,null,1.5771999999999999,3.0756999999999999,2.9074,2.6341000000000001,1.9101999999999999,1.0931,0.3911,null,null,13.588800000000001,6,"Medium",0.3987,0.300875,0.949214,1.5771839999999999,3.0756770000000002,2.9073899999999999,2.6340919999999999,1.9102209999999999,1.0930800000000001,0.78223500000000001,0.49326599999999998,0.347221]
[69211,null,null,null,0,2.6953,2.9055,2.4134000000000002,1.716,0.56079999999999997,0,null,null,10.291,4,"Low",0.33119999999999999,0.39738699999999999,0.80191299999999999,1.583887,2.6953010000000002,2.9055439999999999,2.4134229999999999,1.7160219999999999,1.1216379999999999,0.72655400000000003,0.43370799999999998,0.30213499999999999]
[69357,null,null,null,1.4538,2.4626000000000001,2.3776000000000002,1.839,0.97629999999999995,0.88049999999999995,0.34770000000000001,null,null,10.3375,4,"Low",0.42643500000000001,0.330982,0.84828000000000003,1.4538329999999999,2.4625539999999999,2.3775979999999999,1.838992,0.97632600000000003,0.88047500000000001,0.69538199999999994,0.46196500000000001,0.40749299999999999]
[70072,null,4.6374000000000004,4.4756999999999998,3.7679,4.1825000000000001,4.7877999999999998,6.4356999999999998,5.9748000000000001,5.2571000000000003,2.3776000000000002,3.1499000000000001,2.2570000000000001,47.303400000000003,11,"Highest",5.193047,4.6374040000000001,4.4757379999999998,3.7679309999999999,4.1825000000000001,4.78775,6.4357360000000003,5.974812,5.2571120000000002,2.3775559999999998,3.1498910000000002,4.5140650000000004]
[70115,null,4.7446999999999999,4.5461999999999998,3.8121,4.0843999999999996,4.8747999999999996,6.423,5.9878,5.1112000000000002,2.278,3.2545999999999999,2.3311999999999999,47.448,11,"Highest",5.1434550000000003,4.7446970000000004,4.5462490000000004,3.8121350000000001,4.0843829999999999,4.8748360000000002,6.4230130000000001,5.9877539999999998,5.1112099999999998,2.2779950000000002,3.2546339999999998,4.6624040000000004]
[70360,null,4.3289999999999997,3.9243999999999999,3.5291000000000001,4.4584999999999999,5.3818000000000001,7.3349000000000002,6.5678999999999998,5.7595000000000001,2.5222000000000002,3.145,2.3589000000000002,49.311199999999999,11,"Highest",5.22051,4.3290470000000001,3.9243549999999998,3.5290789999999999,4.4584739999999998,5.3817560000000002,7.3349130000000002,6.5678869999999998,5.7594640000000004,2.522176,3.1450369999999999,4.7177980000000002]
[70397,null,3.9295,3.5253000000000001,3.2770000000000001,4.3155000000000001,5.3799000000000001,7.0354999999999999,6.9107000000000003,5.8785999999999996,2.5659000000000001,3.0341999999999998,2.2429000000000001,48.094999999999999,11,"Highest",4.9817960000000001,3.9295119999999999,3.5252789999999998,3.2770220000000001,4.3154899999999996,5.3798519999999996,7.0355179999999997,6.910717,5.8785610000000004,2.5658889999999999,3.0342190000000002,4.4857570000000004]
[70501,null,4.0654000000000003,3.8062,3.5996000000000001,4.6471999999999998,4.4882999999999997,6.1765999999999996,4.8624000000000001,4.4744000000000002,2.9725000000000001,3.5748000000000002,2.5190000000000001,45.186399999999999,11,"Highest",5.5071000000000003,4.0653930000000003,3.8061660000000002,3.5996160000000001,4.6471559999999998,4.4882629999999999,6.1766360000000002,4.8624229999999997,4.4744260000000002,2.9724849999999998,3.57484,5.0380580000000004]
[70554,null,4.2300000000000004,4.1726999999999999,3.7113999999999998,4.7911000000000001,4.2248000000000001,4.6811999999999996,4.1757999999999997,3.8767999999999998,3.0988000000000002,4.1512000000000002,2.7902,43.904000000000003,11,"Highest",5.7958590000000001,4.2299550000000004,4.1726510000000001,3.711446,4.7911429999999999,4.224831,4.6812469999999999,4.1758449999999998,3.8768129999999998,3.0988470000000001,4.1511719999999999,5.5804510000000001]
[70607,null,3.3170999999999999,2.9802,2.7511000000000001,4.7622,4.0616000000000003,4.8018000000000001,4.7279999999999998,4.7742000000000004,2.9306000000000001,3.7406000000000001,2.3113999999999999,41.158799999999999,11,"Highest",4.9508830000000001,3.317145,2.9801600000000001,2.7511260000000002,4.7621869999999999,4.0616089999999998,4.8018390000000002,4.7279580000000001,4.7742240000000002,2.9305870000000001,3.7406459999999999,4.6228540000000002]
[70729,null,4.8457999999999997,4.5228999999999999,4.4421999999999997,4.5339999999999998,3.9908999999999999,5.9855999999999998,4.9414999999999996,4.0624000000000002,2.6501999999999999,3.7511000000000001,2.6324000000000001,46.359000000000002,11,"Highest",5.5675530000000002,4.8458420000000002,4.5229200000000001,4.442177,4.5340389999999999,3.9909300000000001,5.9856109999999996,4.9415139999999997,4.0624180000000001,2.6502430000000001,3.751109,5.264761]
[70759,null,4.7606999999999999,4.7434000000000003,4.3422000000000001,4.7098000000000004,4.2072000000000003,5.4355000000000002,4.4240000000000004,4.0274000000000001,2.8273999999999999,4.0018000000000002,2.8102999999999998,46.289700000000003,11,"Highest",5.8463859999999999,4.7606599999999997,4.7433670000000001,4.3421969999999996,4.7098459999999998,4.2072070000000004,5.4354509999999996,4.4240170000000001,4.0273839999999996,2.827448,4.0017950000000004,5.6206959999999997]
[71007,null,null,3.5402999999999998,3.9054000000000002,4.3742999999999999,3.2471999999999999,2.7252999999999998,2.2216,2.9539,2.6867999999999999,1.8157000000000001,null,27.470500000000001,9,"High",4.1738210000000002,3.7550439999999998,3.5403449999999999,3.9053879999999999,4.3742729999999996,3.2472479999999999,2.7253020000000001,2.221619,2.9539270000000002,2.6867709999999998,3.6314739999999999,4.0132240000000001]
[71063,null,null,3.7349999999999999,3.7404999999999999,4.3342000000000001,3.1356000000000002,3.1983000000000001,2.5221,2.9615999999999998,2.4681000000000002,1.8194999999999999,null,27.914899999999999,9,"High",4.4969659999999996,3.9248270000000001,3.734988,3.7404829999999998,4.3341919999999998,3.1356459999999999,3.1982590000000002,2.522071,2.9616039999999999,2.4680939999999998,3.6389109999999998,4.5429310000000003]
[71202,null,null,4.7919999999999998,3.9781,4.8101000000000003,3.2452000000000001,3.3512,2.5893999999999999,2.7599,2.7267000000000001,1.9197,null,30.1723,9,"Highest",5.1805859999999999,4.45167,4.7919549999999997,3.9781149999999998,4.8100949999999996,3.2451829999999999,3.3512019999999998,2.5894309999999998,2.7598690000000001,2.7267009999999998,3.8394729999999999,4.7448399999999999]
[71245,null,null,4.5921000000000003,4.0315000000000003,4.6231999999999998,3.0844999999999998,3.5350000000000001,2.7955999999999999,2.8835000000000002,2.6193,1.8479000000000001,null,30.012599999999999,9,"Highest",5.061922,4.1736570000000004,4.5921459999999996,4.0315009999999996,4.6232040000000003,3.0844879999999999,3.5350090000000001,2.7955760000000001,2.8834629999999999,2.619332,3.6957689999999999,4.3577890000000004]
[71327,null,4.5223000000000004,5.0781999999999998,4.1185999999999998,4.8979999999999997,4.1045999999999996,4.3029000000000002,3.8104,3.7425000000000002,3.1088,4.3154000000000003,3.0781000000000001,45.079799999999999,11,"Highest",6.077566,4.5223230000000001,5.0782119999999997,4.1185970000000003,4.8980269999999999,4.1046120000000004,4.302854,3.8104089999999999,3.7425280000000001,3.1088140000000002,4.3153629999999996,6.15625]
[71358,null,4.6649000000000003,4.7354000000000003,4.2186000000000003,4.8045999999999998,4.2662000000000004,5.0136000000000003,4.1257000000000001,3.9710999999999999,3.0341,4.1634000000000002,2.8948,45.892400000000002,11,"Highest",6.0096740000000004,4.66486,4.735366,4.218572,4.8045939999999998,4.266178,5.0136209999999997,4.1257469999999996,3.9710740000000002,3.0341140000000002,4.1634380000000002,5.7896159999999997]
[71427,null,null,4.0010000000000003,3.8439999999999999,4.4347000000000003,3.3357000000000001,4.0860000000000003,3.1781000000000001,3.0240999999999998,2.7162999999999999,1.9491000000000001,null,30.568999999999999,9,"Highest",4.9618250000000002,4.3747889999999998,4.0010070000000004,3.8439760000000001,4.4346639999999997,3.3357160000000001,4.0860339999999997,3.17808,3.02407,2.7163360000000001,3.8982869999999998,5.424099]
[71602,null,null,4.6249000000000002,4.4793000000000003,4.6268000000000002,2.7675999999999998,3.5099,3.0655000000000001,3.2637,3.1265999999999998,2.0484,null,31.512699999999999,9,"Highest",4.1854230000000001,3.8221069999999999,4.6248950000000004,4.4793219999999998,4.6268219999999998,2.7675709999999998,3.5098929999999999,3.0654560000000002,3.2636590000000001,3.1266440000000002,4.0968799999999996,4.6220759999999999]
[71656,null,null,4.8147000000000002,4.6456999999999997,4.4865000000000004,2.8159999999999998,3.6486999999999998,2.5935999999999999,2.7972000000000001,2.6467999999999998,2.0381999999999998,null,30.487400000000001,9,"Highest",4.9406800000000004,4.3029780000000004,4.8147209999999996,4.6456860000000004,4.4864730000000002,2.8159879999999999,3.6487150000000002,2.5935830000000002,2.7972350000000001,2.6467580000000002,4.0764950000000004,4.717803]
[71752,null,null,4.4603000000000002,4.3947000000000003,4.6414999999999997,3.0939999999999999,3.6777000000000002,2.8908,3.2416,2.7736000000000001,1.9265000000000001,null,31.1007,9,"Highest",4.7775910000000001,3.6428129999999999,4.4603140000000003,4.3946889999999996,4.6414619999999998,3.0939570000000001,3.677743,2.890822,3.2416049999999998,2.773612,3.8529059999999999,4.0735130000000002]
[71922,null,null,4.5213000000000001,4.4512,4.7908999999999997,3.6547000000000001,3.6730999999999998,2.7231999999999998,3.5893000000000002,3.3740000000000001,2.2071000000000001,null,32.9848,9,"Highest",3.8270140000000001,3.554805,4.5212899999999996,4.4511719999999997,4.7908869999999997,3.6547190000000001,3.6730689999999999,2.7232349999999999,3.5892849999999998,3.374009,4.414212,4.1636470000000001]
[71971,null,null,null,4.3948,5.4215999999999998,3.7993999999999999,3.9653999999999998,2.4550999999999998,3.9748999999999999,1.8416999999999999,null,null,25.852900000000002,7,"High",3.1924239999999999,3.263738,4.5375490000000003,4.3948260000000001,5.421627,3.7994180000000002,3.9653550000000002,2.4551050000000001,3.9748619999999999,3.683484,4.1924590000000004,3.7008899999999998]
[72034,null,null,null,4.1999000000000004,4.8014999999999999,3.6181999999999999,2.9007999999999998,2.2349000000000001,3.7986,1.3964000000000001,null,null,22.950299999999999,7,"High",3.1675909999999998,3.244513,4.2617830000000003,4.1999110000000002,4.8014979999999996,3.618249,2.9007809999999998,2.2348750000000002,3.7985519999999999,2.792783,4.1320709999999998,3.940674]
[72060,null,null,null,4.4786999999999999,4.7888000000000002,3.2980999999999998,3.2050000000000001,2.9037999999999999,3.3328000000000002,1.3319000000000001,null,null,23.339099999999998,7,"High",3.7769059999999999,3.520902,4.5362080000000002,4.4787160000000004,4.7887579999999996,3.2981410000000002,3.2050299999999998,2.9038200000000001,3.3327990000000001,2.6637179999999998,4.1900089999999999,4.1989400000000003]
[72113,null,null,null,4.4359999999999999,4.7817999999999996,3.415,3.0756999999999999,2.4192,3.6107,1.3957999999999999,null,null,23.1342,7,"High",3.5222799999999999,3.3803610000000002,4.3467770000000003,4.4359640000000002,4.7818160000000001,3.415019,3.0756570000000001,2.4191780000000001,3.6107109999999998,2.791601,4.1733010000000004,4.0556720000000004]
[72134,null,null,4.5719000000000003,4.6757999999999997,4.7880000000000003,3.0516000000000001,3.3313999999999999,2.7277999999999998,2.9377,2.6036000000000001,2.0472000000000001,null,30.734999999999999,9,"Highest",4.2188720000000002,3.9645299999999999,4.5718620000000003,4.6758490000000004,4.78796,3.0516220000000001,3.3314149999999998,2.7277960000000001,2.9376639999999998,2.6036220000000001,4.0943420000000001,4.5727570000000002]
[72210,null,null,null,4.4745999999999997,4.8311999999999999,3.3523000000000001,3.2202999999999999,2.5329999999999999,3.5554999999999999,1.4391,null,null,23.405999999999999,7,"High",3.6512159999999998,3.4687839999999999,4.3871549999999999,4.4745499999999998,4.8312270000000002,3.352328,3.2203409999999999,2.5329969999999999,3.5555319999999999,2.8782489999999998,4.1739030000000001,4.1105640000000001]
[72354,null,null,null,4.5387000000000004,4.5289000000000001,3.0451000000000001,3.0983000000000001,2.5335000000000001,2.8839999999999999,1.1954,null,null,21.823899999999998,7,"Medium-High",4.1205769999999999,3.8072349999999999,4.4831079999999996,4.5387490000000001,4.5288969999999997,3.0450840000000001,3.098293,2.5334590000000001,2.8840050000000002,2.3907980000000002,4.0310189999999997,4.1501219999999996]
[72437,null,null,null,4.3465999999999996,4.5945,2.9308999999999998,3.0303,2.5834000000000001,2.8959000000000001,1.2242,null,null,21.605799999999999,7,"Medium-High",3.9731610000000002,3.638096,4.4446760000000003,4.3465689999999997,4.5945140000000002,2.9309270000000001,3.0303209999999998,2.583351,2.8959269999999999,2.4483100000000002,4.0328210000000002,3.9496639999999998]
[72456,null,null,null,4.0309999999999997,4.7435,3.0688,3.1113,2.8873000000000002,3.0613000000000001,1.2095,null,null,22.1127,7,"Medium-High",3.5185710000000001,3.2996759999999998,4.5571299999999999,4.0310059999999996,4.7434770000000004,3.068784,3.1112630000000001,2.887257,3.0613269999999999,2.419098,4.040635,3.8209620000000002]
[72482,null,null,null,3.8807999999999998,4.3954000000000004,3.2961,3.1219999999999999,3.0245000000000002,3.3182,1.3247,null,null,22.361699999999999,7,"Medium-High",3.177657,3.0452309999999998,4.4156380000000004,3.8808449999999999,4.395359,3.296071,3.1219929999999998,3.0244780000000002,3.3181720000000001,2.6494629999999999,4.246753,3.4326590000000001]
[72577,null,null,null,3.9916,4.4947999999999997,3.5251000000000001,3.1507000000000001,3.0326,3.4529000000000001,1.3455999999999999,null,null,22.993300000000001,7,"High",3.2168839999999999,3.0346820000000001,4.3470500000000003,3.991641,4.4948459999999999,3.525093,3.1507260000000001,3.0325839999999999,3.452852,2.6912970000000001,4.2586130000000004,3.457506]
[72650,null,null,null,3.9662999999999999,4.9025999999999996,4.1626000000000003,3.0042,2.8988,3.7347999999999999,1.4468000000000001,null,null,24.116099999999999,7,"High",2.8052130000000002,2.7386740000000001,3.9371339999999999,3.9662609999999998,4.9025970000000001,4.162604,3.0042119999999999,2.898752,3.7347969999999999,2.893573,3.8505729999999998,3.2446549999999998]
[72722,null,null,null,4.1215999999999999,4.9138999999999999,4.4451999999999998,2.5379999999999998,3.1375000000000002,3.8243,1.5571999999999999,null,null,24.537700000000001,7,"High",2.0364399999999998,2.0731679999999999,3.5321050000000001,4.12155,4.9139379999999999,4.4452189999999998,2.5380050000000001,3.1375259999999998,3.8242530000000001,3.1143740000000002,3.220866,2.5241020000000001]
[72753,null,null,null,4.0648,5.0644,4.1456999999999997,2.637,3.2212000000000001,3.8077000000000001,1.5043,null,null,24.4451,7,"High",2.2625289999999998,2.2943880000000001,3.550637,4.0648049999999998,5.0643799999999999,4.1457160000000002,2.6369750000000001,3.2212459999999998,3.8077260000000002,3.0086050000000002,3.027822,2.4735309999999999]
[72842,null,null,null,3.9849000000000001,5.1493000000000002,3.7284999999999999,3.2991000000000001,2.7768999999999999,3.5024999999999999,1.5628,null,null,24.004000000000001,7,"High",2.7825069999999998,2.9351609999999999,4.0680589999999999,3.9848750000000002,5.1493250000000002,3.7285149999999998,3.2991100000000002,2.776872,3.5025119999999998,3.1256789999999999,3.8544550000000002,3.3517890000000001]
[72904,null,null,null,3.9544999999999999,5.2530999999999999,3.4022000000000001,2.9106999999999998,2.7401,3.6598999999999999,1.4468000000000001,null,null,23.3673,7,"High",2.29772,2.4711059999999998,3.807604,3.9545080000000001,5.253107,3.4021530000000002,2.9106670000000001,2.7400690000000001,3.6598579999999998,2.8936389999999999,3.43798,2.7364769999999998]
[72958,null,null,null,4.1593,5.4969000000000001,3.6469,3.6238000000000001,2.6591,3.8567,1.681,null,null,25.123699999999999,7,"High",2.7135050000000001,3.0040490000000002,4.3441450000000001,4.1592890000000002,5.4969140000000003,3.646855,3.6238000000000001,2.65909,3.8566880000000001,3.3619629999999998,3.961246,3.361618]
[73043,null,null,null,1.9528000000000001,3.8089,3.3776000000000002,1.8375999999999999,2.0605000000000002,2.7010999999999998,0.85499999999999998,null,null,16.593499999999999,6,"Medium",0.62993699999999997,0.83847700000000003,1.4858499999999999,1.9527829999999999,3.8089170000000001,3.3775599999999999,1.837628,2.060492,2.7011180000000001,1.709908,1.1329959999999999,0.65653799999999995]
[73106,null,null,null,2.7111000000000001,4.9984000000000002,3.448,2.2900999999999998,2.2126000000000001,3.3184999999999998,1.0976999999999999,null,null,20.0764,7,"Medium-High",0.98460000000000003,1.2217089999999999,2.0039720000000001,2.7110569999999998,4.998399,3.4480360000000001,2.2900839999999998,2.2125590000000002,3.3184830000000001,2.1953860000000001,1.428418,1.088565]
[73159,null,null,null,2.6886999999999999,4.9981,3.4232,2.2498,2.1736,3.2353999999999998,1.1193,null,null,19.888100000000001,7,"Medium-High",0.98940300000000003,1.210223,1.9785630000000001,2.6887089999999998,4.9980599999999997,3.4232399999999998,2.2497929999999999,2.1735920000000002,3.2353830000000001,2.2386789999999999,1.4040280000000001,1.0699700000000001]
[73441,null,null,null,2.5949,4.1017999999999999,3.1139000000000001,1.7817000000000001,1.887,3.2233999999999998,1.3475999999999999,null,null,18.0503,7,"Medium",1.335744,1.6023480000000001,2.2646250000000001,2.594897,4.1018350000000003,3.1138889999999999,1.781741,1.8869720000000001,3.2234370000000001,2.6952980000000002,1.626997,1.4176029999999999]
[73533,null,null,null,2.1913,4.1919000000000004,2.9601999999999999,1.6842999999999999,1.7479,2.6871,1.2294,null,null,16.6921,7,"Medium",0.96285699999999996,1.277155,1.872881,2.1913420000000001,4.191935,2.960162,1.684301,1.747895,2.6870859999999999,2.4587940000000001,1.2838309999999999,1.186061]
[73620,null,null,null,1.7067000000000001,3.7101999999999999,3.2086999999999999,1.6823999999999999,2.1549,2.6518999999999999,0.84130000000000005,null,null,15.956099999999999,6,"Medium",0.61417600000000006,0.79591699999999999,1.4174690000000001,1.7067429999999999,3.7102040000000001,3.208656,1.68235,2.154909,2.651859,1.6825330000000001,1.0880050000000001,0.54990300000000003]
[73654,null,null,null,1.7435,3.6103999999999998,2.984,1.8058000000000001,2.2008999999999999,2.2006999999999999,0.69469999999999998,null,null,15.24,6,"Medium",0.52219400000000005,0.71679300000000001,1.3145519999999999,1.743471,3.6104259999999999,2.984032,1.8057909999999999,2.2008999999999999,2.2007319999999999,1.38931,0.99370999999999998,0.51375599999999999]
[73734,null,null,null,2.2644000000000002,4.2550999999999997,3.6577000000000002,1.9933000000000001,2.4946999999999999,3.2652000000000001,0.89459999999999995,null,null,18.824999999999999,6,"Medium-High",0.853437,0.98411300000000002,1.847294,2.264443,4.25509,3.6577160000000002,1.9933369999999999,2.4947379999999999,3.2651699999999999,1.7892859999999999,1.412806,0.82206199999999996]
[73759,null,null,null,2.4155000000000002,3.8365,3.7216,3.0518999999999998,2.6839,2.7976999999999999,0.99760000000000004,null,null,19.5047,6,"Medium-High",0.728128,0.83812699999999996,1.662819,2.415467,3.8364929999999999,3.721587,3.051933,2.6838820000000001,2.7976709999999998,1.9952000000000001,1.4401889999999999,0.87768299999999999]
[73860,null,null,null,2.0743999999999998,3.7136999999999998,3.4317000000000002,2.3464999999999998,2.3504,2.2404999999999999,0.75939999999999996,null,null,16.916599999999999,6,"Medium",0.58413199999999998,0.769007,1.427773,2.074449,3.713679,3.4317229999999999,2.346489,2.3504170000000002,2.2404679999999999,1.518786,1.0158700000000001,0.70016999999999996]
[74026,null,null,null,2.9714,5.0583999999999998,3.6326999999999998,2.2349000000000001,2.3597000000000001,3.7486000000000002,1.3127,null,null,21.3184,7,"Medium-High",1.2228559999999999,1.4748239999999999,2.486361,2.9713759999999998,5.0584020000000001,3.6327099999999999,2.2349239999999999,2.3596879999999998,3.7486069999999998,2.6253060000000001,2.1271239999999998,1.2956529999999999]
[74108,null,null,null,3.4777,5.0758999999999999,3.9775,2.4922,2.6282000000000001,3.7557999999999998,1.4939,null,null,22.901199999999999,7,"High",1.606069,1.7144159999999999,2.8865759999999998,3.477738,5.0759239999999997,3.9775049999999998,2.4922059999999999,2.628171,3.7558419999999999,2.9878640000000001,2.6189149999999999,1.7334940000000001]
[74132,null,null,null,3.4028,5.0892999999999997,3.9319000000000002,2.3967000000000001,2.5682999999999998,3.6337000000000002,1.4336,null,null,22.456299999999999,7,"Medium-High",1.514588,1.632196,2.8285260000000001,3.402771,5.0892989999999996,3.9318689999999998,2.396722,2.5682640000000001,3.6336499999999998,2.8671180000000001,2.4892799999999999,1.639262]
[74432,null,null,null,3.7772000000000001,5.3507999999999996,3.8104,2.1263000000000001,2.4897999999999998,3.7336,1.5944,null,null,22.8825,7,"High",1.823812,1.9794389999999999,3.1917420000000001,3.7772389999999998,5.3507709999999999,3.810432,2.126347,2.4897830000000001,3.7335880000000001,3.1888320000000001,2.877853,2.1106940000000001]
[74464,null,null,null,4.0553999999999997,5.0765000000000002,4.0819000000000001,2.7791999999999999,2.8624999999999998,4.0682,1.5513999999999999,null,null,24.475100000000001,7,"High",1.9857549999999999,2.1413760000000002,3.3333689999999998,4.0553699999999999,5.0764649999999998,4.0819419999999997,2.779182,2.8625039999999999,4.0682400000000003,3.1027900000000002,3.1331560000000001,2.3202720000000001]
[74571,null,null,null,4.2214999999999998,5.8179999999999996,3.5066999999999999,3.3292999999999999,2.6776,4.0452000000000004,1.6721999999999999,null,null,25.270499999999998,7,"High",2.4942769999999999,2.7928929999999998,4.0509300000000001,4.2214830000000001,5.8179550000000004,3.5066540000000002,3.3293119999999998,2.6776490000000002,4.0452279999999998,3.3443260000000001,3.6732019999999999,3.0117989999999999]
[74731,null,null,null,3.5834000000000001,4.8543000000000003,3.4222999999999999,2.2978999999999998,2.0912999999999999,4.3512000000000004,1.3153999999999999,null,null,21.915800000000001,7,"Medium-High",1.740186,2.1753909999999999,2.868204,3.5834190000000001,4.8542500000000004,3.4223119999999998,2.2978900000000002,2.0913119999999998,4.3511709999999999,2.6308509999999998,2.2272090000000002,1.837159]
[74764,null,null,null,4.0933000000000002,5.2972000000000001,3.4186999999999999,3.0922999999999998,2.2094,3.6312000000000002,1.7262,null,null,23.468299999999999,7,"High",2.7355529999999999,2.8848690000000001,3.7389899999999998,4.0932839999999997,5.2971640000000004,3.4186559999999999,3.0922619999999998,2.2093669999999999,3.631205,3.4523320000000002,3.6879569999999999,3.1219950000000001]
[74865,null,null,null,3.2353999999999998,5.3080999999999996,3.5718000000000001,2.3679000000000001,2.3839000000000001,3.8412000000000002,1.5043,null,null,22.212599999999998,7,"Medium-High",1.5624260000000001,1.8386690000000001,2.7875160000000001,3.2354120000000002,5.308135,3.5718220000000001,2.3678599999999999,2.383915,3.8412160000000002,3.0086339999999998,2.3215189999999999,1.769722]
[75022,null,null,2.3180999999999998,3.0562,4.1662999999999997,2.6015999999999999,1.8104,1.7728999999999999,3.1373000000000002,2.6233,0.92759999999999998,null,22.413699999999999,8,"Medium-High",1.854382,1.869696,2.3180619999999998,3.0562480000000001,4.1663350000000001,2.6015579999999998,1.81043,1.772888,3.1373000000000002,2.6232579999999999,1.8552379999999999,1.442839]
[75023,null,null,2.706,3.2991999999999999,4.633,2.8704000000000001,1.944,1.8149999999999999,3.2928999999999999,2.9113000000000002,1.1201000000000001,null,24.591899999999999,9,"High",2.0514670000000002,2.2218279999999999,2.7060170000000001,3.2992370000000002,4.632987,2.8704290000000001,1.9440269999999999,1.815016,3.2928700000000002,2.9112619999999998,2.2401080000000002,1.7569889999999999]
[75071,null,null,2.8182,3.3121999999999998,4.7407000000000004,2.9601000000000002,2.0945,1.8421000000000001,3.6720999999999999,2.8321999999999998,1.1560999999999999,null,25.4282,9,"High",2.031002,2.2809360000000001,2.8182339999999999,3.3121649999999998,4.7406870000000003,2.9601190000000002,2.0944799999999999,1.8421449999999999,3.6721080000000001,2.8321809999999998,2.312284,1.834859]
[75154,null,null,2.3506999999999998,3.2263000000000002,4.4717000000000002,2.5640000000000001,1.6725000000000001,1.6483000000000001,2.7498,2.8048999999999999,1.0248999999999999,null,22.513100000000001,9,"Medium-High",2.0628799999999998,2.2193890000000001,2.3507359999999999,3.2263289999999998,4.4717380000000002,2.5639609999999999,1.6725479999999999,1.6482619999999999,2.7497609999999999,2.804932,2.04982,1.8630089999999999]
[75215,null,null,2.4700000000000002,3.3285,4.5106000000000002,2.6977000000000002,1.7005999999999999,1.6923999999999999,2.7909999999999999,2.8925000000000001,1.0412999999999999,null,23.124600000000001,9,"High",2.0422699999999998,2.1901830000000002,2.4699520000000001,3.3285239999999998,4.5106169999999999,2.6976779999999998,1.7005749999999999,1.692401,2.7909899999999999,2.8925360000000002,2.082503,1.7676989999999999]
[75235,null,null,2.4388999999999998,3.29,4.4417,2.6804999999999999,1.722,1.7243999999999999,2.8306,2.8302999999999998,1.0054000000000001,null,22.963799999999999,9,"High",1.9906219999999999,2.1002169999999998,2.4389150000000002,3.2899630000000002,4.4416549999999999,2.6805059999999998,1.7220260000000001,1.7243820000000001,2.8305760000000002,2.830292,2.0107499999999998,1.6506510000000001]
[75420,null,null,3.2606999999999999,3.7080000000000002,5.0503,3.1705999999999999,2.5451999999999999,1.833,3.3904000000000001,3.3660000000000001,1.6503000000000001,null,27.974499999999999,9,"High",2.7307160000000001,2.8625959999999999,3.2606730000000002,3.7079620000000002,5.0503010000000002,3.1705960000000002,2.5452349999999999,1.8329549999999999,3.3903620000000001,3.3660009999999998,3.3005949999999999,2.7802560000000001]
[75468,null,null,3.5042,3.9186999999999999,5.0815999999999999,3.3437000000000001,2.7507999999999999,2.008,3.5171000000000001,3.4312999999999998,1.7692000000000001,null,29.3246,9,"Highest",2.75238,2.9155289999999998,3.5041509999999998,3.9187340000000002,5.0815700000000001,3.343731,2.7508249999999999,2.0080429999999998,3.517055,3.4312849999999999,3.5383230000000001,2.9987710000000001]
[75491,null,null,3.0023,3.4855,4.9368999999999996,3.1758000000000002,2.3077000000000001,1.9472,4.0823999999999998,2.7888000000000002,1.2350000000000001,null,26.961600000000001,9,"High",2.0343819999999999,2.3984269999999999,3.0023360000000001,3.485484,4.9368730000000003,3.1757610000000001,2.3077320000000001,1.9472149999999999,4.0823790000000004,2.7888000000000002,2.4700410000000002,1.990764]
[75651,null,null,3.5611999999999999,3.8864000000000001,4.5338000000000003,3.4144000000000001,2.6152000000000002,2.0472000000000001,3.0823,3.1194000000000002,1.8606,null,28.1205,9,"High",3.8609149999999999,3.5280480000000001,3.5611999999999999,3.8864079999999999,4.5337589999999999,3.4144100000000002,2.615151,2.0471550000000001,3.0822539999999998,3.1194069999999998,3.7211020000000001,3.8056009999999998]
[75754,null,null,3.1288999999999998,3.6149,4.8047000000000004,2.9112,2.1499000000000001,1.8086,3.0668000000000002,3.2738999999999998,1.5960000000000001,null,26.354900000000001,9,"High",2.923546,2.968645,3.12887,3.6148889999999998,4.8047380000000004,2.9111959999999999,2.1498569999999999,1.808632,3.066805,3.273946,3.1920229999999998,3.0186099999999998]
[75844,null,null,3.0213999999999999,3.5251000000000001,4.5270999999999999,2.8677000000000001,2.0520999999999998,1.93,3.1995,3.0194999999999999,1.5878000000000001,null,25.7302,9,"High",3.2257440000000002,2.9514089999999999,3.0214370000000002,3.5251070000000002,4.5270910000000004,2.8677130000000002,2.05213,1.9299949999999999,3.1994570000000002,3.0195439999999998,3.1756489999999999,3.2848220000000001]
[75846,null,null,2.7541000000000002,3.1743999999999999,4.4756999999999998,2.6244999999999998,1.6071,1.589,3.6661999999999999,3.1436000000000002,1.4879,null,24.522500000000001,9,"High",2.7337440000000002,2.7403580000000001,2.7540629999999999,3.1743769999999998,4.4756840000000002,2.624492,1.607054,1.5889759999999999,3.6662309999999998,3.143554,2.9758429999999998,2.7850649999999999]
[75975,null,null,3.4260999999999999,3.6964000000000001,4.4263000000000003,3.2164999999999999,2.6145,2.1659000000000002,3.0057999999999998,2.8130999999999999,1.7727999999999999,null,27.1374,9,"High",3.9624009999999998,3.551917,3.426078,3.6963520000000001,4.426291,3.2164969999999999,2.6144639999999999,2.1659220000000001,3.0058229999999999,2.8130809999999999,3.5455190000000001,4.0434890000000001]
[76016,null,null,2.0488,3.1732,3.9605000000000001,2.4087000000000001,1.7134,1.6505000000000001,2.8841000000000001,2.3576000000000001,0.82020000000000004,null,21.016999999999999,8,"Medium-High",1.830514,1.834025,2.0488080000000002,3.1731660000000002,3.960521,2.4086699999999999,1.713363,1.650523,2.8840979999999998,2.3575590000000002,1.640369,1.4811840000000001]
[76092,null,null,2.2517999999999998,3.0609000000000002,4.1021000000000001,2.5177,1.7921,1.7494000000000001,3.0501999999999998,2.5579000000000001,0.89800000000000002,null,21.9801,8,"Medium-High",1.8512090000000001,1.8406849999999999,2.2518470000000002,3.0609220000000001,4.1021470000000004,2.5176500000000002,1.7921210000000001,1.7493879999999999,3.0501849999999999,2.5578650000000001,1.795914,1.425902]
[76119,null,null,2.0066000000000002,3.1772,3.8515000000000001,2.3915000000000002,1.7315,1.6424000000000001,2.9575,2.2827999999999999,0.79900000000000004,null,20.84,8,"Medium-High",1.798864,1.790915,2.006602,3.1772179999999999,3.8514900000000001,2.3915449999999998,1.73149,1.642353,2.9575010000000002,2.282762,1.598055,1.4582029999999999]
[76234,null,null,2.2382,2.8910999999999998,3.9811000000000001,2.9176000000000002,1.7961,1.9103000000000001,3.3691,2.5855999999999999,0.83220000000000005,null,22.5213,8,"Medium-High",1.6091759999999999,1.7597830000000001,2.2382140000000001,2.8910610000000001,3.9810509999999999,2.9175879999999998,1.7960719999999999,1.9103060000000001,3.3690519999999999,2.5855920000000001,1.6644099999999999,1.37487]
[76354,null,null,null,2.2191000000000001,3.5752999999999999,2.8896000000000002,1.4182999999999999,1.8804000000000001,2.9685999999999999,1.054,null,null,16.005299999999998,7,"Medium",0.845688,1.1091850000000001,1.7647390000000001,2.2191049999999999,3.5753110000000001,2.889608,1.418274,1.88039,2.9685700000000002,2.10806,1.0983670000000001,0.876807]
[76384,null,null,null,1.6379999999999999,3.3755999999999999,2.8136999999999999,1.6311,1.9504999999999999,2.9245000000000001,0.92969999999999997,null,null,15.2631,6,"Medium",0.65601500000000001,0.91351599999999999,1.35256,1.6379699999999999,3.3755920000000001,2.8137300000000001,1.6310720000000001,1.9504779999999999,2.9245459999999999,1.8594120000000001,0.93652999999999997,0.67366199999999998]
[76462,null,null,1.7531000000000001,2.8847999999999998,3.8077000000000001,2.3683000000000001,1.6291,1.7242,2.9087000000000001,2.3763999999999998,0.77859999999999996,null,20.230899999999998,8,"Medium-High",1.2534909999999999,1.649689,1.7531490000000001,2.8847700000000001,3.8077450000000002,2.3682859999999999,1.6291469999999999,1.7241599999999999,2.9086500000000002,2.3764479999999999,1.5572809999999999,1.0617239999999999]
[76561,null,null,1.9654,2.4916999999999998,3.9977999999999998,2.6379999999999999,1.3586,1.3777999999999999,2.98,2.6315,1.0761000000000001,null,20.5169,9,"Medium-High",1.6441779999999999,2.073448,1.9654240000000001,2.4917250000000002,3.9978379999999998,2.637985,1.358563,1.3777820000000001,2.9800309999999999,2.6314630000000001,2.1521479999999999,1.6013250000000001]
[76643,null,null,1.9771000000000001,2.5407000000000002,3.9142999999999999,2.4819,1.2524,1.2344999999999999,3.0341999999999998,2.5807000000000002,1.1272,null,20.143000000000001,9,"Medium-High",1.739422,2.173594,1.9771019999999999,2.5407280000000001,3.9143270000000001,2.4819070000000001,1.2523850000000001,1.234545,3.0342210000000001,2.5806529999999999,2.254397,1.7311099999999999]
[76673,null,null,2.1726000000000001,2.6859999999999999,4.0243000000000002,2.3342000000000001,1.3393999999999999,1.3346,2.9952999999999999,2.6419000000000001,1.1679999999999999,null,20.696300000000001,9,"Medium-High",1.966653,2.3466779999999998,2.1726239999999999,2.6859579999999998,4.0243359999999999,2.3342299999999998,1.339442,1.334633,2.99526,2.6419260000000002,2.3359320000000001,1.9735780000000001]
[76832,null,null,1.4500999999999999,2.0844,3.5190999999999999,2.4016999999999999,1.2377,1.6822999999999999,2.5320999999999998,2.2892000000000001,0.74950000000000006,null,17.946100000000001,8,"Medium",1.1327670000000001,1.535474,1.450145,2.0843590000000001,3.519104,2.401745,1.23769,1.682261,2.532073,2.2892380000000001,1.4989349999999999,0.952349]
[76880,null,null,1.7090000000000001,2.3578000000000001,3.8130000000000002,2.5750999999999999,1.4009,1.7010000000000001,2.6858,2.5053999999999998,0.84340000000000004,null,19.5914,8,"Medium-High",1.3679140000000001,1.708369,1.7090479999999999,2.3577870000000001,3.8129580000000001,2.5750540000000002,1.400935,1.7010209999999999,2.6858430000000002,2.5053960000000002,1.686777,1.2191479999999999]
[76936,null,null,0.64990000000000003,1.3536999999999999,2.4106999999999998,1.7841,0.92400000000000004,1.6404000000000001,2.452,1.6509,0.38829999999999998,null,13.254,6,"Medium",0.72363900000000003,0.83754799999999996,0.64989399999999997,1.353728,2.4106550000000002,1.784081,0.92400800000000005,1.6404319999999999,2.4519549999999999,1.65086,0.77655099999999999,0.48251699999999997]
[77020,null,2.7854999999999999,2.2561,2.5951,4.1643999999999997,4.1468999999999996,3.2835000000000001,3.3738999999999999,4.1692999999999998,3.0303,3.1255999999999999,1.5150999999999999,34.445700000000002,11,"Highest",3.603799,2.7854770000000002,2.2560889999999998,2.5951240000000002,4.1644180000000004,4.1469139999999998,3.2835179999999999,3.3739059999999998,4.1692650000000002,3.0303079999999998,3.1256249999999999,3.0302150000000001]
[77051,null,2.778,2.1248,2.5998999999999999,4.0278999999999998,4.1684999999999999,3.2382,3.4154,4.1711,2.9918,3.0371999999999999,1.4695,34.022300000000001,11,"Highest",3.6043850000000002,2.7779850000000001,2.1248309999999999,2.599904,4.0279420000000004,4.1684510000000001,3.2381509999999998,3.4153720000000001,4.1711470000000004,2.991771,3.0371519999999999,2.9389970000000001]
[77070,null,2.5939000000000001,2.4769999999999999,2.6375000000000002,4.4714,3.8189000000000002,2.8431999999999999,2.8944000000000001,4.1178999999999997,3.1591999999999998,3.1884999999999999,1.4681,33.67,11,"Highest",3.4298419999999998,2.5938940000000001,2.4770470000000002,2.6374550000000001,4.4714429999999998,3.8188909999999998,2.8432119999999999,2.894415,4.1179180000000004,3.1591879999999999,3.1884790000000001,2.9361600000000001]
[77345,null,2.9474,2.6379999999999999,2.6496,4.6943000000000001,4.1238000000000001,3.3540000000000001,3.1758000000000002,4.3310000000000004,3.2435,3.5415999999999999,1.7774000000000001,36.476399999999998,11,"Highest",3.6611699999999998,2.9474109999999998,2.6379860000000002,2.6495860000000002,4.6943060000000001,4.1237570000000003,3.3540220000000001,3.1757569999999999,4.3309680000000004,3.2434789999999998,3.541636,3.5548950000000001]
[77417,null,2.5627,1.95,2.4681000000000002,4.0663,3.859,2.4535,3.0083000000000002,4.1493000000000002,3.0093999999999999,2.8647999999999998,1.3290999999999999,31.720500000000001,11,"Highest",3.1859250000000001,2.5626669999999998,1.94998,2.4681160000000002,4.0662609999999999,3.8589739999999999,2.4534539999999998,3.0083090000000001,4.1493330000000004,3.0093899999999998,2.8648009999999999,2.6581329999999999]
[77471,null,2.5823,2.0236000000000001,2.5084,4.0984999999999996,3.883,2.5623,3.0327999999999999,4.1490999999999998,3.0101,2.9232999999999998,1.3539000000000001,32.127299999999998,11,"Highest",3.2731089999999998,2.582325,2.023596,2.5084339999999998,4.0985329999999998,3.882981,2.5622600000000002,3.032759,4.1490549999999997,3.0100769999999999,2.9232629999999999,2.7077119999999999]
[77531,null,2.5749,1.6306,2.3206000000000002,3.5230999999999999,3.6878000000000002,2.9037999999999999,3.4636,4.4360999999999997,2.8275999999999999,2.6934,1.4286000000000001,31.490100000000002,11,"Highest",3.353418,2.5748799999999998,1.6306080000000001,2.3205650000000002,3.5231469999999998,3.6878139999999999,2.9038249999999999,3.4636100000000001,4.4360999999999997,2.827636,2.693441,2.857113]
[77538,null,3.1128,2.6711,2.6118999999999999,4.7622999999999998,4.4783999999999997,4.0648,3.8677000000000001,4.8430999999999997,3.1120000000000001,3.9729000000000001,2.1331000000000002,39.630099999999999,11,"Highest",4.304907,3.1127889999999998,2.6710720000000001,2.6118790000000001,4.7622949999999999,4.4784309999999996,4.0647719999999996,3.8677030000000001,4.8431420000000003,3.1119509999999999,3.9729260000000002,4.2662950000000004]
[77650,null,2.7542,2.1501000000000001,2.3965999999999998,4.0547000000000004,4.0054999999999996,3.8328000000000002,4.0122,4.8814000000000002,2.8729,3.5331999999999999,1.911,36.404600000000002,11,"Highest",4.1159850000000002,2.7541820000000001,2.150102,2.3965939999999999,4.0547209999999998,4.0055100000000001,3.8327840000000002,4.0122270000000002,4.8814489999999999,2.8728590000000001,3.5331779999999999,3.8219089999999998]
[77850,null,null,2.7631000000000001,3.2597999999999998,4.5284000000000004,2.6696,1.7082999999999999,1.6455,3.6724000000000001,3.1450999999999998,1.5101,null,24.9023,9,"High",2.841993,2.7410779999999999,2.7631350000000001,3.2597619999999998,4.5284329999999997,2.669613,1.7082900000000001,1.6455070000000001,3.6724199999999998,3.1451319999999998,3.0202070000000001,2.8578229999999998]
[77957,null,1.9516,1.4755,2.0844,3.9903,3.7473000000000001,2.3073000000000001,2.6294,4.3939000000000004,2.8506,2.27,0.99199999999999999,28.692299999999999,10,"Highest",2.527288,1.951586,1.475536,2.0844420000000001,3.990259,3.7473480000000001,2.3073070000000002,2.6294330000000001,4.393948,2.8506239999999998,2.2699780000000001,1.9840150000000001]
[78021,null,1.0986,0.52010000000000001,1.4523999999999999,2.4518,2.0266999999999999,0.75460000000000005,1.6538999999999999,3.0724,1.7756000000000001,0.89229999999999998,0.31159999999999999,16.010000000000002,7,"Medium",0.71374899999999997,1.098616,0.520119,1.4524330000000001,2.4517609999999999,2.0267189999999999,0.75457700000000005,1.653921,3.0724130000000001,1.7756240000000001,0.89227400000000001,0.62317299999999998]
[78101,null,null,1.1395999999999999,1.9076,3.1150000000000002,2.5238,0.90790000000000004,1.5356000000000001,2.9847999999999999,2.1694,0.86639999999999995,null,17.150099999999998,7,"Medium",1.174255,1.87337,1.139594,1.907567,3.11497,2.523768,0.90794699999999995,1.535561,2.984791,2.1693929999999999,1.732702,1.183292]
[78123,null,null,1.4103000000000001,2.2246000000000001,3.7913999999999999,3.0257000000000001,1.0699000000000001,1.6395999999999999,3.2159,2.4822000000000002,1.0732999999999999,null,19.9329,9,"Medium-High",1.591693,2.0151029999999999,1.410304,2.2246320000000002,3.7914479999999999,3.0256919999999998,1.0699149999999999,1.63961,3.2158980000000001,2.4821979999999999,2.1465770000000002,1.4146609999999999]
[78214,null,1.6883999999999999,1.0531999999999999,1.661,2.9826000000000001,2.2364999999999999,0.84370000000000001,1.5178,2.8489,2.1267,1.5087999999999999,0.51100000000000001,18.9786,9,"Medium-High",0.91152100000000003,1.688447,1.053247,1.6610199999999999,2.9826160000000002,2.2364830000000002,0.84365999999999997,1.5178130000000001,2.848878,2.1267489999999998,1.5087809999999999,1.0219370000000001]
[78266,null,null,1.3959999999999999,2.1459000000000001,3.5680999999999998,2.8715000000000002,1.0599000000000001,1.6654,2.9982000000000002,2.4990000000000001,1.0091000000000001,null,19.213100000000001,9,"Medium-High",1.4209099999999999,1.936895,1.3959509999999999,2.1459290000000002,3.5681039999999999,2.8715280000000001,1.0598920000000001,1.6654260000000001,2.9982380000000002,2.4989780000000001,2.0181070000000001,1.250907]
[78389,null,1.5193000000000001,0.81799999999999995,1.4496,2.9217,2.6368,1.6468,2.0731000000000002,3.8077000000000001,2.2279,1.3448,0.48549999999999999,20.9312,9,"Medium-High",1.5608169999999999,1.519255,0.81799699999999997,1.449554,2.9217249999999999,2.6368149999999999,1.6467510000000001,2.0731030000000001,3.807706,2.2278739999999999,1.344849,0.97104400000000002]
[78415,null,1.4148000000000001,0.62729999999999997,1.2888999999999999,2.4807999999999999,2.2725,1.1037999999999999,2.101,4.1007999999999996,2.5565000000000002,1.2223999999999999,0.4481,19.616900000000001,9,"Medium-High",1.267647,1.4147890000000001,0.62725699999999995,1.2888900000000001,2.4807899999999998,2.272526,1.103793,2.1010209999999998,4.1007740000000004,2.5564900000000002,1.2224109999999999,0.89615900000000004]
[78575,null,0.71060000000000001,0.48049999999999998,0.96289999999999998,2.2162000000000002,2.3732000000000002,0.99280000000000002,1.8547,4.4791999999999996,2.3348,0.92320000000000002,0.55300000000000005,17.8811,5,"Medium",1.3247610000000001,0.71055000000000001,0.48048200000000002,0.96292199999999994,2.216234,2.3731849999999999,0.99282800000000004,1.8547180000000001,4.4792069999999997,2.334835,0.92323500000000003,1.10606]
[78617,null,null,1.5538000000000001,2.3475999999999999,3.7934000000000001,2.7947000000000002,0.97950000000000004,1.3593,3.3752,2.4662000000000002,0.9677,null,19.6374,7,"Medium-High",1.6174740000000001,2.2274880000000001,1.5537570000000001,2.3476460000000001,3.7933669999999999,2.7947220000000002,0.979514,1.3593280000000001,3.375232,2.4662489999999999,1.9353070000000001,1.671141]
[78643,null,null,1.4293,2.0609999999999999,3.5257000000000001,2.3946999999999998,1.206,1.601,2.6030000000000002,2.3725000000000001,0.78380000000000005,null,17.977,8,"Medium",1.1410499999999999,1.5750900000000001,1.429306,2.0609670000000002,3.5256630000000002,2.394692,1.2060029999999999,1.600992,2.6030129999999998,2.372458,1.5675939999999999,0.97115499999999999]
[78705,null,null,1.5694999999999999,2.2801999999999998,3.9508999999999999,2.7850999999999999,1.1859,1.4020999999999999,3.0213000000000001,2.5829,0.92989999999999995,null,19.707799999999999,8,"Medium-High",1.502408,2.0848200000000001,1.5694870000000001,2.2802319999999998,3.9508670000000001,2.785056,1.1858759999999999,1.4020570000000001,3.021331,2.5828920000000002,1.8598399999999999,1.59829]
[78750,null,null,1.6473,2.2642000000000002,4.0585000000000004,2.8348,1.3156000000000001,1.4648000000000001,2.9361999999999999,2.6610999999999998,0.97299999999999998,null,20.1555,8,"Medium-High",1.5299670000000001,2.0190929999999998,1.6472599999999999,2.264157,4.0584769999999999,2.8348360000000001,1.315593,1.4647650000000001,2.9362149999999998,2.6611210000000001,1.9459230000000001,1.5523960000000001]
[78945,null,null,1.8342000000000001,2.6019999999999999,4.2462999999999997,3.2616000000000001,1.4077999999999999,1.7595000000000001,3.9609999999999999,2.5629,1.3472999999999999,null,22.982600000000001,9,"High",2.5385589999999998,2.2991709999999999,1.83416,2.6020050000000001,4.2463490000000004,3.2616350000000001,1.4078269999999999,1.7594989999999999,3.9610110000000001,2.5628850000000001,2.694699,2.1139109999999999]
[79011,null,null,null,1.4855,3.3759000000000001,2.9325999999999999,1.9856,2.2435999999999998,2.1185,0.72299999999999998,null,null,14.864699999999999,6,"Medium",0.49477599999999999,0.67808900000000005,1.1295440000000001,1.4855480000000001,3.3758849999999998,2.9326110000000001,1.985638,2.2436340000000001,2.1184829999999999,1.4460569999999999,0.76325900000000002,0.42060199999999998]
[79068,null,null,null,0.95669999999999999,2.5762,2.8576999999999999,2.3580999999999999,2.4508999999999999,1.6604000000000001,0.54559999999999997,null,null,13.4056,5,"Medium",0.44640999999999997,0.48477599999999998,0.72597199999999995,0.95665,2.5761889999999998,2.8576709999999999,2.3580559999999999,2.4509370000000001,1.6604179999999999,1.0911679999999999,0.49662800000000001,0.29586800000000002]
[79121,null,null,null,0.84279999999999999,2.2267999999999999,2.7505000000000002,2.3134000000000001,2.4893999999999998,1.6996,0.4985,null,null,12.821,5,"Low",0.420157,0.45585999999999999,0.62410399999999999,0.84280500000000003,2.2267589999999999,2.7504960000000001,2.313412,2.4893830000000001,1.699578,0.99701600000000001,0.47740100000000002,0.29973]
[79316,null,null,null,0.6694,1.8540000000000001,2.1183000000000001,1.8645,1.9171,1.9269000000000001,0.49030000000000001,null,null,10.8405,5,"Low",0.32155600000000001,0.488564,0.44677800000000001,0.66938799999999998,1.8539699999999999,2.1182609999999999,1.8644810000000001,1.9171240000000001,1.926933,0.98061200000000004,0.48581400000000002,0.36449599999999999]
[79381,null,null,null,0.83199999999999996,2.1579000000000002,2.2389999999999999,1.7788999999999999,1.9056999999999999,2.1469,0.61539999999999995,null,null,11.675800000000001,5,"Low",0.34636099999999997,0.54317499999999996,0.61850099999999997,0.83197200000000004,2.157934,2.2389960000000002,1.7789410000000001,1.9057029999999999,2.1468989999999999,1.2308539999999999,0.53458000000000006,0.40283999999999998]
[79423,null,null,null,0.76419999999999999,2.0404,2.2753999999999999,1.8494999999999999,1.9599,2.0697000000000001,0.58740000000000003,null,null,11.5465,5,"Low",0.32353399999999999,0.51916799999999996,0.591839,0.76421399999999995,2.0404339999999999,2.2754430000000001,1.849451,1.959929,2.069674,1.174776,0.52420599999999995,0.37361299999999997]
[79541,null,null,0.98440000000000005,1.7796000000000001,3.0655999999999999,2.3786999999999998,1.347,1.6842999999999999,2.7191999999999998,1.9885999999999999,0.54379999999999995,null,16.491199999999999,7,"Medium",0.88027200000000005,1.0652680000000001,0.98444600000000004,1.779552,3.0656479999999999,2.378692,1.3470299999999999,1.6843490000000001,2.7192430000000001,1.988604,1.087626,0.71593099999999998]
[79602,null,null,1.0295000000000001,1.9012,3.1091000000000002,2.3988,1.4519,1.6921999999999999,2.7222,2.0194999999999999,0.56910000000000005,null,16.8935,8,"Medium",0.91530299999999998,1.094422,1.029477,1.901159,3.109073,2.398787,1.451938,1.692153,2.7221920000000002,2.019517,1.138158,0.71901599999999999]
[79754,null,null,0.16589999999999999,0.2707,0.85560000000000003,1.0896999999999999,1.252,1.3493999999999999,1.4877,0.68500000000000005,9.9099999999999994E-2,null,7.2550999999999997,4,"Lowest",0.20705799999999999,0.25955600000000001,0.16591400000000001,0.27072099999999999,0.85560000000000003,1.089691,1.251962,1.3493869999999999,1.487714,0.68495499999999998,0.198133,0.20280699999999999]
[79924,null,null,0.1925,9.1200000000000003E-2,0.15359999999999999,0.42609999999999998,1.4777,1.5629999999999999,1.0089999999999999,0.5615,9.4899999999999998E-2,null,5.5694999999999997,3,"Lowest",0.43299100000000001,0.31073699999999999,0.192527,9.1162999999999994E-2,0.15362799999999999,0.42605399999999999,1.4776579999999999,1.5629820000000001,1.0090110000000001,0.56151200000000001,0.18978500000000001,0.41406599999999999]
[80030,null,null,null,1.617,2.4011,1.4573,1.7433000000000001,1.2763,0.97199999999999998,0.373,null,null,9.84,5,"Low",0.53056599999999998,0.614255,1.172401,1.6170150000000001,2.4010989999999999,1.4572719999999999,1.7433320000000001,1.276281,0.97199400000000002,0.746027,0.83702600000000005,0.45850200000000002]
[80133,null,null,null,1.2438,1.9276,1.6897,2.5548999999999999,2.4554999999999998,1.0258,0.34520000000000001,null,null,11.2425,6,"Low",0.48043799999999998,0.51116300000000003,1.0974269999999999,1.2437560000000001,1.9275850000000001,1.6897359999999999,2.5548950000000001,2.4555150000000001,1.0258050000000001,0.69049099999999997,0.57906299999999999,0.54098900000000005]
[80215,null,null,null,1.6187,2.3037000000000001,1.4522999999999999,1.8157000000000001,1.4064000000000001,0.98740000000000006,0.38069999999999998,null,null,9.9649000000000001,5,"Low",0.57344399999999995,0.65003500000000003,1.198966,1.6186499999999999,2.3037139999999998,1.452348,1.8156829999999999,1.4064160000000001,0.98741599999999996,0.76146800000000003,0.85470599999999997,0.49775200000000003]
[80304,null,null,null,1.8838999999999999,2.4350000000000001,1.7008000000000001,1.6808000000000001,1.3260000000000001,1.1873,0.43909999999999999,null,null,10.652900000000001,6,"Low",0.82089500000000004,0.72787100000000005,1.3495900000000001,1.883904,2.4350010000000002,1.700796,1.680841,1.3259559999999999,1.1873229999999999,0.87817400000000001,1.024033,0.70705899999999999]
[80443,null,null,null,0,1.3713,1.2164999999999999,1.9538,1.9379999999999999,0.64859999999999995,0,null,null,7.1281999999999996,4,"Lowest",1.7348619999999999,1.408007,1.710107,1.439586,1.3713070000000001,1.21648,1.9538359999999999,1.9380459999999999,1.297137,0.89291699999999996,1.2646250000000001,1.403138]
[80516,null,null,null,1.6707000000000001,2.4918,1.5843,1.6223000000000001,1.1571,1.0142,0.3836,null,null,9.9239999999999995,6,"Low",0.50323300000000004,0.52702300000000002,1.151429,1.6707430000000001,2.4917609999999999,1.5842879999999999,1.62232,1.1570609999999999,1.014205,0.76724700000000001,0.81119799999999997,0.44502599999999998]
[80634,null,null,null,1.4702999999999999,2.4075000000000002,1.7295,1.6292,1.1686000000000001,0.9627,0.34229999999999999,null,null,9.7101000000000006,5,"Low",0.38240000000000002,0.33869700000000003,0.98573100000000002,1.470272,2.4074789999999999,1.7295210000000001,1.629232,1.1685920000000001,0.96265100000000003,0.68464400000000003,0.58316100000000004,0.3453]
[80727,null,null,null,1.3381000000000001,2.8309000000000002,2.3534000000000002,2.5165999999999999,1.6935,0.85560000000000003,0.30880000000000002,null,null,11.8969,5,"Low",0.36734,0.230626,0.75556299999999998,1.3381160000000001,2.8309129999999998,2.353424,2.5165579999999999,1.693479,0.85563299999999998,0.61750000000000005,0.43297999999999998,0.29870200000000002]
[80805,null,null,null,1.0063,2.6726000000000001,1.9494,2.0347,1.6553,1.0024,0.26750000000000002,null,null,10.588200000000001,6,"Low",0.24720900000000001,0.177483,0.63332599999999994,1.0062949999999999,2.6725660000000002,1.949433,2.0347170000000001,1.655267,1.0024459999999999,0.535084,0.393764,0.242896]
[80864,null,null,null,0.93240000000000001,1.8932,1.5608,2.2963,2.1581999999999999,0.88729999999999998,0.27339999999999998,null,null,10.0016,4,"Low",0.30982999999999999,0.27827400000000002,0.78397899999999998,0.93238900000000002,1.893249,1.5607549999999999,2.296281,2.158185,0.88729499999999994,0.54674699999999998,0.38315700000000003,0.37134899999999998]
[81041,null,null,null,0.9093,2.2315,1.9950000000000001,2.0546000000000002,1.7198,1.0874999999999999,0.24410000000000001,null,null,10.2418,5,"Low",0.31822899999999998,0.206314,0.62648999999999999,0.90928399999999998,2.2314820000000002,1.9950369999999999,2.0546440000000001,1.7198389999999999,1.087488,0.48820200000000002,0.41293299999999999,0.227993]
[81071,null,null,null,0.84840000000000004,2.5154999999999998,2.0745,2.1307,1.7564,1.2338,0.2581,null,null,10.817399999999999,5,"Low",0.25884099999999999,0.173873,0.59523400000000004,0.84835700000000003,2.5154649999999998,2.0745330000000002,2.1306639999999999,1.7564070000000001,1.2337830000000001,0.51612199999999997,0.39539000000000002,0.19834399999999999]
[81153,null,null,null,1.1688000000000001,1.4348000000000001,1.2858000000000001,2.7044999999999999,2.8540000000000001,1.3144,0.45379999999999998,null,null,11.216100000000001,6,"Low",0.973553,0.85163900000000003,1.4097500000000001,1.168784,1.4348320000000001,1.2858419999999999,2.7045469999999998,2.8539910000000002,1.314365,0.90763499999999997,0.97052000000000005,0.936975]
[81326,null,null,null,0.90910000000000002,0.71619999999999995,0.42209999999999998,1.5980000000000001,1.8842000000000001,1.2568999999999999,0.7,null,null,7.4865000000000004,3,"Lowest",1.3771819999999999,0.980101,1.12635,0.90911600000000004,0.71621500000000005,0.42209600000000003,1.598034,1.884215,1.2569319999999999,1.3999760000000001,1.1747069999999999,1.208885]
[81506,null,null,null,0.75919999999999999,0.79449999999999998,0.38579999999999998,0.66139999999999999,0.84009999999999996,0.7208,0.43469999999999998,null,null,4.5964999999999998,0,"Lowest",0.69515000000000005,0.50289700000000004,0.86680400000000002,0.75917100000000004,0.79454199999999997,0.38577699999999998,0.66144400000000003,0.84014800000000001,0.72079400000000005,0.869398,0.72655099999999995,0.60990900000000003]
[82001,null,null,null,1.2819,2.3083999999999998,1.9884999999999999,1.86,1.3507,0.98299999999999998,0.31609999999999999,null,null,10.0886,5,"Low",0.41567399999999999,0.35377500000000001,0.90037299999999998,1.281874,2.3084319999999998,1.9885250000000001,1.8599920000000001,1.350711,0.98298700000000006,0.63215100000000002,0.50231400000000004,0.342032]
[82071,null,null,null,0,1.4559,1.2185999999999999,1.4717,1.0627,0.37759999999999999,0,null,null,5.5865,4,"Lowest",0.452156,0.39862700000000001,0.74031999999999998,1.0306299999999999,1.4558960000000001,1.2185509999999999,1.4716610000000001,1.062675,0.75514599999999998,0.65757600000000005,0.53426399999999996,0.33569900000000003]
[82433,null,null,null,0,1.6168,1.4577,0.81220000000000003,0.77139999999999997,0.46339999999999998,0,null,null,5.1215000000000002,2,"Lowest",0.58728800000000003,0.427948,0.71254399999999996,1.13628,1.616752,1.4577389999999999,0.81220499999999995,0.77140900000000001,0.92683800000000005,0.60557300000000003,0.58775100000000002,0.44046099999999999]
[82718,null,null,null,0,2.2629999999999999,2.3243,1.2137,0.93200000000000005,0.437,0,null,null,7.17,3,"Lowest",0.55043699999999995,0.52690800000000004,0.77715199999999995,1.534902,2.2630330000000001,2.324341,1.213713,0.932006,0.87395100000000003,0.78079500000000002,0.60130700000000004,0.53779299999999997]
[82725,null,null,null,0,2.3151999999999999,2.7433999999999998,1.0895999999999999,0.93359999999999999,0.52429999999999999,0,null,null,7.6060999999999996,3,"Lowest",0.55703000000000003,0.47162500000000002,0.69582599999999994,1.406911,2.3151760000000001,2.7433529999999999,1.0896030000000001,0.93360799999999999,1.048611,0.83283499999999999,0.61035099999999998,0.49651899999999999]
[83127,null,null,null,1.1109,1.5819000000000001,1.4574,0.84650000000000003,0.98760000000000003,1.0754999999999999,0.48509999999999998,null,null,7.5449000000000002,4,"Lowest",1.6778230000000001,1.072317,1.139972,1.1108659999999999,1.5819019999999999,1.4573929999999999,0.84648100000000004,0.98758000000000001,1.075453,0.970248,1.1906909999999999,1.2063550000000001]
[83253,null,null,null,0.81159999999999999,1.3887,1.4513,0.8478,0.81069999999999998,0.72230000000000005,0.29139999999999999,null,null,6.3238000000000003,2,"Lowest",1.186183,0.73874300000000004,0.84040000000000004,0.81155699999999997,1.3886799999999999,1.4513160000000001,0.847827,0.81071899999999997,0.72234200000000004,0.58277699999999999,0.76611099999999999,0.89483199999999996]
[83333,null,null,null,1.0790999999999999,1.4494,1.3855999999999999,0.65349999999999997,0.64659999999999995,0.67969999999999997,0.40129999999999999,null,null,6.2952000000000004,3,"Lowest",2.5755979999999998,1.556438,1.453729,1.079094,1.4494419999999999,1.385643,0.65346300000000002,0.64660099999999998,0.67968099999999998,0.80261099999999996,1.510961,1.833531]
[83414,null,null,null,0,2.1423000000000001,1.8954,1.2276,1.2945,0.66969999999999996,0,null,null,7.2294999999999998,4,"Lowest",2.729317,1.7299789999999999,1.759552,1.686401,2.1423480000000001,1.8953720000000001,1.2275609999999999,1.2945139999999999,1.3393900000000001,1.352603,1.8444449999999999,2.0040209999999998]
[83464,null,null,null,0,1.5462,1.6171,0.99199999999999999,0.94059999999999999,0.4098,0,null,null,5.5057,2,"Lowest",1.2577579999999999,0.78329499999999996,0.93694599999999995,0.93702200000000002,1.5462290000000001,1.617102,0.99198699999999995,0.94064599999999998,0.81952499999999995,0.66262500000000002,0.84859200000000001,0.98138099999999995]
[83541,null,null,null,2.1962999999999999,2.2768999999999999,1.9783999999999999,0.72070000000000001,0.86480000000000001,1.1739999999999999,0.94510000000000005,null,null,10.1562,4,"Low",3.6470579999999999,2.219341,2.410479,2.196285,2.2768920000000001,1.9784139999999999,0.72067499999999995,0.86481200000000003,1.1740440000000001,1.8902080000000001,2.9096790000000001,3.076533]
[83631,null,null,null,1.5036,1.331,1.2738,0.38119999999999998,0.36830000000000002,0.83720000000000006,0.57920000000000005,null,null,6.2743000000000002,3,"Lowest",4.0533400000000004,2.3729200000000001,2.2153779999999998,1.5036389999999999,1.331026,1.273784,0.38122899999999998,0.36828699999999998,0.83723999999999998,1.158312,2.7814519999999998,3.0194589999999999]
[83703,null,null,null,1.1641999999999999,0.97550000000000003,0.79649999999999999,0.23330000000000001,0.20910000000000001,0.54410000000000003,0.37259999999999999,null,null,4.2953000000000001,1,"Lowest",2.270769,1.3209299999999999,1.3920840000000001,1.1641710000000001,0.97546699999999997,0.79650900000000002,0.23328499999999999,0.20913000000000001,0.54405400000000004,0.74512100000000003,1.7655190000000001,1.7343390000000001]
[83815,null,null,null,1.7132000000000001,1.976,1.8629,0.7409,1.0163,1.0708,0.74460000000000004,null,null,9.1247000000000007,5,"Low",4.0304640000000003,2.4218199999999999,2.2960820000000002,1.713228,1.975975,1.8628979999999999,0.74087000000000003,1.0163420000000001,1.07081,1.489104,3.1308349999999998,3.5329969999999999]
[84025,null,null,null,2.2174999999999998,1.6859,1.0328999999999999,0.59289999999999998,0.75880000000000003,1.0077,0.73229999999999995,null,null,8.0280000000000005,4,"Low",2.28322,1.751779,2.0455190000000001,2.2175210000000001,1.685937,1.0328660000000001,0.59293700000000005,0.75879799999999997,1.007674,1.464691,1.81755,1.8192470000000001]
[84028,null,null,null,1.339,1.3142,1.1060000000000001,0.71340000000000003,0.79959999999999998,0.98440000000000005,0.5524,null,null,6.8090000000000002,3,"Lowest",1.553968,1.193554,1.367434,1.339043,1.314214,1.1060270000000001,0.71339300000000005,0.79962699999999998,0.98439100000000002,1.104779,1.2966930000000001,1.2657430000000001]
[84084,null,null,null,1.9555,1.5193000000000001,0.79759999999999998,0.59140000000000004,0.81030000000000002,0.83430000000000004,0.63780000000000003,null,null,7.1462000000000003,2,"Lowest",1.515649,1.250842,1.745895,1.9555439999999999,1.5192600000000001,0.79757400000000001,0.59140400000000004,0.81034099999999998,0.83428100000000005,1.2756460000000001,1.4045080000000001,1.391402]
[84108,null,null,null,2.4215,1.7765,1.0443,0.79790000000000005,1.0336000000000001,1.2317,0.90849999999999997,null,null,9.2140000000000004,5,"Low",3.0651649999999999,2.4326949999999998,2.5599850000000002,2.4214560000000001,1.7765120000000001,1.0442899999999999,0.79790899999999998,1.0335540000000001,1.2316819999999999,1.8170139999999999,2.410514,2.452855]
[84319,null,null,null,1.8559000000000001,1.5701000000000001,1.2172000000000001,0.59250000000000003,0.67210000000000003,1.0001,0.6986,null,null,7.6064999999999996,4,"Lowest",2.0788069999999998,1.5640350000000001,1.8255319999999999,1.855907,1.57006,1.2172419999999999,0.59246399999999999,0.67208900000000005,1.0000530000000001,1.3971640000000001,1.6622520000000001,1.647508]
[84526,null,null,null,1.323,1.2324999999999999,0.69499999999999995,1.1635,1.4818,1.2433000000000001,0.6018,null,null,7.7408999999999999,5,"Lowest",1.5797330000000001,1.281774,1.6119300000000001,1.323,1.2324600000000001,0.69496000000000002,1.163497,1.481797,1.2433449999999999,1.203546,1.31653,1.2284409999999999]
[84660,null,null,null,1.7193000000000001,1.4351,0.73709999999999998,0.78349999999999997,1.0791999999999999,1.0736000000000001,0.748,null,null,7.5758000000000001,4,"Lowest",2.1188790000000002,1.6682999999999999,1.884719,1.7192620000000001,1.435093,0.73712800000000001,0.78354900000000005,1.0792489999999999,1.073637,1.4959610000000001,1.794508,1.716048]
[84766,null,null,null,1.0819000000000001,1.0063,0.49559999999999998,0.99970000000000003,1.2333000000000001,0.92549999999999999,0.40579999999999999,null,null,6.1481000000000003,3,"Lowest",1.00071,0.84281700000000004,1.1707529999999999,1.0818989999999999,1.006343,0.49558799999999997,0.99974600000000002,1.233339,0.92547100000000004,0.81169500000000006,0.93687500000000001,0.87935799999999997]
[85006,null,0.5504,0.68369999999999997,9.9299999999999999E-2,4.3700000000000003E-2,1.72E-2,0.59330000000000005,0.85699999999999998,0.4733,0.34570000000000001,0.47760000000000002,0.27160000000000001,4.4127999999999998,0,"Lowest",0.70775399999999999,0.55043299999999995,0.68372599999999994,9.9287E-2,4.3651000000000002E-2,1.7160000000000002E-2,0.593302,0.85702900000000004,0.47325400000000001,0.34565899999999999,0.47761700000000001,0.54328299999999996]
[85208,null,0.7298,0.96430000000000005,0.17419999999999999,7.4099999999999999E-2,2.98E-2,0.77490000000000003,1.0900000000000001,0.55630000000000002,0.4703,0.68230000000000002,0.41959999999999997,5.9656000000000002,1,"Lowest",0.970468,0.72975100000000004,0.964256,0.174205,7.4121999999999993E-2,2.9805999999999999E-2,0.77489300000000005,1.090022,0.55629799999999996,0.470277,0.68233900000000003,0.83923899999999996]
[85256,null,0.6956,0.90049999999999997,0.16270000000000001,6.6799999999999998E-2,2.7699999999999999E-2,0.72540000000000004,1.0152000000000001,0.55920000000000003,0.43190000000000001,0.63729999999999998,0.38679999999999998,5.6090999999999998,1,"Lowest",0.89980099999999996,0.69559599999999999,0.90049400000000002,0.16267400000000001,6.6849000000000006E-2,2.7701E-2,0.72544399999999998,1.015212,0.55916299999999997,0.43186600000000003,0.63729400000000003,0.77359100000000003]
[85262,null,1.2272000000000001,1.5746,0.45250000000000001,0.15190000000000001,9.5600000000000004E-2,1.6525000000000001,2.2881,1.0731999999999999,0.74560000000000004,1.2209000000000001,0.73040000000000005,11.2125,6,"Low",1.7401519999999999,1.2271780000000001,1.57457,0.45248899999999997,0.151949,9.5635999999999999E-2,1.652469,2.2881239999999998,1.073183,0.74555800000000005,1.2208749999999999,1.460723]
[85345,null,0.54120000000000001,0.6179,6.9599999999999995E-2,3.2300000000000002E-2,1.15E-2,0.51129999999999998,0.82189999999999996,0.46160000000000001,0.3105,0.42880000000000001,0.21279999999999999,4.0194000000000001,0,"Lowest",0.660771,0.54119700000000004,0.61785299999999999,6.9614999999999996E-2,3.2346E-2,1.1506000000000001E-2,0.51131700000000002,0.82190099999999999,0.46157199999999998,0.31045699999999998,0.42877399999999999,0.42557]
[85539,null,null,1.7265999999999999,0.41920000000000002,0.15049999999999999,0.1191,1.9444999999999999,2.7923,1.1061000000000001,0.85929999999999995,0.61240000000000006,null,9.73,4,"Low",1.9916100000000001,1.248958,1.7266079999999999,0.41920299999999999,0.15045800000000001,0.119116,1.944456,2.7922669999999998,1.1060749999999999,0.85932699999999995,1.2247330000000001,1.688229]
[85632,null,null,0.52280000000000004,0.11940000000000001,8.8400000000000006E-2,0.28510000000000002,2.3509000000000002,2.1789999999999998,1.1035999999999999,0.76729999999999998,0.2069,null,7.6234000000000002,3,"Lowest",0.82793700000000003,0.52219199999999999,0.52279600000000004,0.119422,8.8404999999999997E-2,0.28507100000000002,2.3509310000000001,2.179011,1.103623,0.767258,0.41386099999999998,0.68305199999999999]
[85713,null,0.59989999999999999,0.6613,0.19439999999999999,6.88E-2,0.108,2.1391,2.0367999999999999,0.98970000000000002,0.60340000000000005,0.55720000000000003,0.35659999999999997,8.3152000000000008,2,"Low",0.88895800000000003,0.59992999999999996,0.66125400000000001,0.19438,6.8831000000000003E-2,0.10795399999999999,2.139116,2.0368270000000002,0.98971299999999995,0.60340700000000003,0.55720599999999998,0.71311800000000003]
[85924,null,null,null,0.33539999999999998,0.2384,0.26950000000000002,1.9963,2.3456999999999999,1.1184000000000001,0.40620000000000001,null,null,6.7099000000000002,3,"Lowest",0.688863,0.47578999999999999,0.70801800000000004,0.33535900000000002,0.23841599999999999,0.26952399999999999,1.996275,2.3457059999999998,1.118414,0.81249899999999997,0.560531,0.59241999999999995]
[86337,null,null,null,0.3342,0.36849999999999999,0.17499999999999999,1.6600999999999999,1.8787,0.68669999999999998,0.25700000000000001,null,null,5.3601999999999999,2,"Lowest",1.0762350000000001,0.81128699999999998,0.95839399999999997,0.33423399999999998,0.36845299999999997,0.17502300000000001,1.6601269999999999,1.8787100000000001,0.68667599999999995,0.51397999999999999,0.64919800000000005,0.76455600000000001]
[86351,null,null,1.4825999999999999,0.68689999999999996,0.46310000000000001,0.1595,2.1717,2.5669,1.1148,0.77170000000000005,0.56759999999999999,null,9.9847999999999999,4,"Low",1.4545330000000001,1.1615040000000001,1.482612,0.68689900000000004,0.46309800000000001,0.15945100000000001,2.1716959999999998,2.5668739999999999,1.1147499999999999,0.77171199999999995,1.135292,1.256119]
[87025,null,null,null,0.95499999999999996,0.96870000000000001,0.84719999999999995,2.9809000000000001,3.2534999999999998,1.4664999999999999,0.61529999999999996,null,null,11.0871,3,"Low",1.4954350000000001,1.2714490000000001,1.3860220000000001,0.95503000000000005,0.96865000000000001,0.84720899999999999,2.9808859999999999,3.2535259999999999,1.466458,1.230593,1.0720449999999999,1.08368]
[87107,null,null,null,0.31519999999999998,0.44230000000000003,0.4526,1.3784000000000001,1.8321000000000001,0.96220000000000006,0.34560000000000002,null,null,5.7283999999999997,2,"Lowest",0.42560300000000001,0.398928,0.39565,0.31520799999999999,0.442278,0.45259500000000003,1.3784270000000001,1.8320609999999999,0.96224799999999999,0.69128100000000003,0.41796800000000001,0.41380099999999997]
[87412,null,null,null,0.5887,0.48670000000000002,0.32990000000000003,1.2209000000000001,1.5736000000000001,0.99450000000000005,0.50949999999999995,null,null,5.7038000000000002,2,"Lowest",0.901335,0.70182500000000003,0.77877600000000002,0.58866099999999999,0.48666599999999999,0.32994099999999998,1.220907,1.5735840000000001,0.994502,1.0190429999999999,0.79883300000000002,0.75769799999999998]
[87521,null,null,null,1.0328999999999999,1.3112999999999999,1.3668,3.3262999999999998,3.6593,1.5025999999999999,0.46239999999999998,null,null,12.6616,6,"Low",1.0863100000000001,0.97350700000000001,1.46719,1.0329390000000001,1.311313,1.366751,3.3263310000000001,3.6592500000000001,1.502615,0.92486999999999997,0.91996800000000001,0.86307500000000004]
[87713,null,null,null,1.0842000000000001,1.4507000000000001,1.5022,3.5145,3.8439000000000001,1.5065999999999999,0.45219999999999999,null,null,13.3543,6,"Medium",1.021231,0.90895899999999996,1.473034,1.0841769999999999,1.450658,1.5022150000000001,3.5145420000000001,3.8439369999999999,1.5066280000000001,0.90430100000000002,0.92069100000000004,0.822376]
[87752,null,null,null,0.57340000000000002,1.5602,1.5882000000000001,2.7033999999999998,3.0065,1.4467000000000001,0.32840000000000003,null,null,11.206799999999999,5,"Low",0.28561900000000001,0.25999699999999998,0.41716799999999998,0.57344700000000004,1.560152,1.5881890000000001,2.703427,3.0065249999999999,1.4466939999999999,0.65679799999999999,0.35098400000000002,0.30762899999999999]
[88012,null,null,0.20480000000000001,0.1024,0.1666,0.4108,1.6929000000000001,2.0874000000000001,1.0848,0.69340000000000002,0.13880000000000001,null,6.5819000000000001,3,"Lowest",0.50435300000000005,0.30721700000000002,0.20478399999999999,0.10242900000000001,0.16661699999999999,0.41075,1.6928829999999999,2.0874109999999999,1.0848279999999999,0.69341299999999995,0.27760000000000001,0.52877300000000005]
[88123,null,null,null,0.5151,1.4918,2.0750999999999999,2.1196999999999999,2.3469000000000002,1.7566999999999999,0.44429999999999997,null,null,10.749599999999999,5,"Low",0.32852900000000002,0.397704,0.35926900000000001,0.51513799999999998,1.4918169999999999,2.0751300000000001,2.1196890000000002,2.3469199999999999,1.756672,0.888513,0.40651199999999998,0.33470699999999998]
[88316,null,null,null,0.27210000000000001,0.64659999999999995,1.0682,2.4836,2.6377999999999999,1.4187000000000001,0.30009999999999998,null,null,8.8270999999999997,4,"Low",0.45138200000000001,0.405642,0.32530799999999999,0.27208100000000002,0.64662500000000001,1.0681529999999999,2.4835669999999999,2.6377950000000001,1.4187479999999999,0.60014800000000001,0.26996900000000001,0.49340499999999998]
[88431,null,null,null,0.46500000000000002,1.1856,1.4648000000000001,2.4516,2.5158,1.3560000000000001,0.36220000000000002,null,null,9.8010000000000002,5,"Low",0.30915100000000001,0.23714299999999999,0.40953600000000001,0.46501999999999999,1.185557,1.464769,2.4515880000000001,2.5157639999999999,1.3559969999999999,0.72440400000000005,0.40554499999999999,0.34098899999999999]
[89012,null,0.27500000000000002,0.27500000000000002,7.8600000000000003E-2,0.08,2.06E-2,0.26939999999999997,0.30990000000000001,0.18790000000000001,0.13150000000000001,0.28549999999999998,0.1179,2.0312999999999999,0,"Lowest",0.380579,0.27496100000000001,0.27495799999999998,7.8579999999999997E-2,7.9949999999999993E-2,2.0643000000000002E-2,0.26941199999999998,0.30989100000000003,0.18787499999999999,0.131519,0.28545599999999999,0.23572699999999999]
[89123,null,0.28220000000000001,0.26350000000000001,8.0799999999999997E-2,8.5699999999999998E-2,2.1700000000000001E-2,0.27260000000000001,0.2883,0.16719999999999999,0.12230000000000001,0.28079999999999999,0.12189999999999999,1.9870000000000001,0,"Lowest",0.384272,0.28221099999999999,0.263548,8.0778000000000003E-2,8.5732000000000003E-2,2.1711000000000001E-2,0.27261999999999997,0.28831699999999999,0.16719999999999999,0.122253,0.28082400000000002,0.243893]
[89317,null,null,null,0.84189999999999998,0.76829999999999998,0.51339999999999997,0.67620000000000002,0.63560000000000005,0.54249999999999998,0.3332,null,null,4.3110999999999997,0,"Lowest",0.94406400000000001,0.67923299999999998,0.90285400000000005,0.84188499999999999,0.76827800000000002,0.51337600000000005,0.67624799999999996,0.63561999999999996,0.54251899999999997,0.66630900000000004,0.69563600000000003,0.70210700000000004]
[89501,null,null,null,0.52980000000000005,0.57830000000000004,0.39729999999999999,0.13389999999999999,0.15890000000000001,0.2787,0.24260000000000001,null,null,2.3195000000000001,0,"Lowest",2.0635370000000002,1.34267,1.2069179999999999,0.52975099999999997,0.57827399999999995,0.39734700000000001,0.13389100000000001,0.158889,0.27868300000000001,0.48510399999999998,1.189608,1.401111]
[89705,null,null,null,1.1937,0.75860000000000005,0.49690000000000001,0.1046,0.16950000000000001,0.35899999999999999,0.45,null,null,3.5323000000000002,1,"Lowest",3.9033639999999998,2.6848900000000002,2.4616150000000001,1.1937439999999999,0.75862700000000005,0.49690000000000001,0.104555,0.169548,0.35903299999999999,0.89998500000000003,2.431514,2.7264590000000002]
[90020,null,1.8376999999999999,1.6696,0.70169999999999999,4.0599999999999997E-2,4.1999999999999997E-3,2.9999999999999997E-4,4.7000000000000002E-3,5.7599999999999998E-2,0.12130000000000001,1.2256,0.67669999999999997,6.34,3,"Lowest",2.7782559999999998,1.837726,1.669591,0.70174599999999998,4.0594999999999999E-2,4.2430000000000002E-3,2.6499999999999999E-4,4.7419999999999997E-3,5.7638000000000002E-2,0.121325,1.225587,1.353458]
[90058,null,1.7906,1.6718999999999999,0.63380000000000003,4.02E-2,3.8999999999999998E-3,2.9999999999999997E-4,3.8999999999999998E-3,6.1699999999999998E-2,0.122,1.1931,0.64839999999999998,6.1698000000000004,3,"Lowest",2.619113,1.7906280000000001,1.6718919999999999,0.633768,4.0176000000000003E-2,3.9459999999999999E-3,3.0899999999999998E-4,3.8930000000000002E-3,6.1741999999999998E-2,0.121973,1.193144,1.296875]
[90222,null,1.6063000000000001,1.4693000000000001,0.5474,3.27E-2,3.0000000000000001E-3,2.9999999999999997E-4,2.2000000000000001E-3,5.4899999999999997E-2,0.1085,1.1122000000000001,0.58509999999999995,5.5218999999999996,3,"Lowest",2.3403649999999998,1.60633,1.4692559999999999,0.54737400000000003,3.2691999999999999E-2,3.045E-3,3.0200000000000002E-4,2.2369999999999998E-3,5.4916E-2,0.10853,1.1122259999999999,1.1701779999999999]
[90290,null,1.7226999999999999,1.4963,0.89059999999999995,4.58E-2,5.3E-3,4.0000000000000002E-4,4.0000000000000001E-3,3.56E-2,0.121,1.3172999999999999,0.7409,6.3799000000000001,3,"Lowest",3.0334989999999999,1.7226950000000001,1.4963150000000001,0.89054999999999995,4.5805999999999999E-2,5.2519999999999997E-3,4.2999999999999999E-4,3.9960000000000004E-3,3.5577999999999999E-2,0.121018,1.317267,1.4817750000000001]
[90717,null,1.4871000000000001,1.3513999999999999,0.5272,3.0800000000000001E-2,3.8999999999999998E-3,2.9999999999999997E-4,1.5E-3,4.7800000000000002E-2,0.10829999999999999,1.0798000000000001,0.5726,5.2107000000000001,3,"Lowest",2.2166540000000001,1.487082,1.3513809999999999,0.52716300000000005,3.075E-2,3.934E-3,3.3399999999999999E-4,1.4530000000000001E-3,4.7819E-2,0.108348,1.0798220000000001,1.1451480000000001]
[91016,null,1.7595000000000001,1.784,0.75090000000000001,9.0300000000000005E-2,7.6E-3,3.7000000000000002E-3,1.4800000000000001E-2,7.46E-2,0.15260000000000001,1.2684,0.72860000000000003,6.6349999999999998,3,"Lowest",2.865316,1.7594669999999999,1.784046,0.75085599999999997,9.0287999999999993E-2,7.6360000000000004E-3,3.6610000000000002E-3,1.4808999999999999E-2,7.4592000000000006E-2,0.152612,1.2683759999999999,1.4571860000000001]
[91207,null,1.8006,1.7172000000000001,0.753,5.8999999999999997E-2,5.7000000000000002E-3,8.0000000000000004E-4,7.7000000000000002E-3,5.2600000000000001E-2,0.12859999999999999,1.2326999999999999,0.70860000000000001,6.4664999999999999,3,"Lowest",2.9601160000000002,1.8005899999999999,1.7172229999999999,0.753,5.9027000000000003E-2,5.6969999999999998E-3,8.2399999999999997E-4,7.705E-3,5.2638999999999998E-2,0.12862499999999999,1.2327319999999999,1.417287]
[91355,null,1.6352,1.532,0.89680000000000004,6.7500000000000004E-2,2.5000000000000001E-3,2.9999999999999997E-4,4.1999999999999997E-3,3.2899999999999999E-2,0.1416,1.2246999999999999,0.70240000000000002,6.2401,3,"Lowest",3.0325869999999999,1.635216,1.5320370000000001,0.89684600000000003,6.7459000000000005E-2,2.503E-3,3.3199999999999999E-4,4.2160000000000001E-3,3.2917000000000002E-2,0.14163700000000001,1.2247479999999999,1.404714]
[91604,null,1.6992,1.5029999999999999,0.80120000000000002,4.3499999999999997E-2,4.3E-3,2.9999999999999997E-4,4.7999999999999996E-3,4.1599999999999998E-2,0.1106,1.2173,0.67149999999999999,6.0972999999999997,3,"Lowest",2.8949129999999998,1.6991940000000001,1.50302,0.80119300000000004,4.3503E-2,4.2729999999999999E-3,3.1199999999999999E-4,4.7980000000000002E-3,4.1568000000000001E-2,0.11056000000000001,1.2172609999999999,1.342994]
[91733,null,1.9471000000000001,1.9156,0.70830000000000004,5.5100000000000003E-2,5.0000000000000001E-3,5.0000000000000001E-4,5.1999999999999998E-3,7.2700000000000001E-2,0.1484,1.2743,0.70130000000000003,6.8334999999999999,3,"Lowest",2.890501,1.947052,1.915559,0.70828400000000002,5.5097E-2,5.0429999999999997E-3,4.9100000000000001E-4,5.1659999999999996E-3,7.2748999999999994E-2,0.14838699999999999,1.2742880000000001,1.4025620000000001]
[91770,null,1.9782,1.9463999999999999,0.71360000000000001,5.3699999999999998E-2,5.1000000000000004E-3,4.0000000000000002E-4,5.3E-3,7.2700000000000001E-2,0.15049999999999999,1.2891999999999999,0.70889999999999997,6.9240000000000004,3,"Lowest",2.921748,1.978183,1.9463779999999999,0.713642,5.3719000000000003E-2,5.1469999999999997E-3,4.46E-4,5.2950000000000002E-3,7.2683999999999999E-2,0.15046899999999999,1.2891520000000001,1.417754]
[92008,null,1.4984,1.6435999999999999,0.65690000000000004,0.1132,1.35E-2,1.1000000000000001E-3,6.9999999999999999E-4,5.6000000000000001E-2,0.1321,1.0253000000000001,0.63700000000000001,5.7778,3,"Lowest",2.1649750000000001,1.4983759999999999,1.643599,0.65688299999999999,0.113246,1.354E-2,1.067E-3,7.0500000000000001E-4,5.6041000000000001E-2,0.132075,1.025293,1.274017]
[92055,null,1.6476,1.7738,0.7903,0.13930000000000001,1.6E-2,3.8E-3,3.5999999999999999E-3,7.4499999999999997E-2,0.15029999999999999,1.1127,0.6804,6.3922999999999996,3,"Lowest",2.377151,1.6476040000000001,1.7738149999999999,0.79034899999999997,0.13925899999999999,1.6025000000000001E-2,3.8149999999999998E-3,3.578E-3,7.4490000000000001E-2,0.150315,1.1126720000000001,1.3607689999999999]
[92111,null,1.2897000000000001,1.4879,0.59470000000000001,8.3500000000000005E-2,1.2999999999999999E-2,1.8E-3,5.9999999999999995E-4,3.5999999999999997E-2,0.1515,0.88539999999999996,0.5544,5.0984999999999996,2,"Lowest",1.9011020000000001,1.289685,1.4878690000000001,0.59473100000000001,8.3460000000000006E-2,1.2978E-2,1.8370000000000001E-3,5.8900000000000001E-4,3.5990000000000001E-2,0.1515,0.88538799999999995,1.1087340000000001]
[92201,null,0.28699999999999998,0.34499999999999997,7.2300000000000003E-2,1.9E-2,1E-4,2.98E-2,0.113,4.5900000000000003E-2,5.96E-2,0.20080000000000001,0.13239999999999999,1.3048999999999999,0,"Lowest",0.50396399999999997,0.28699799999999998,0.34495300000000001,7.2328000000000003E-2,1.9026000000000001E-2,5.1999999999999997E-5,2.9811000000000001E-2,0.113028,4.5880999999999998E-2,5.9554000000000003E-2,0.20080200000000001,0.26488800000000001]
[92282,null,null,1.7327999999999999,0.93420000000000003,0.27700000000000002,1.2500000000000001E-2,0.1235,0.23469999999999999,0.16719999999999999,0.28499999999999998,0.53849999999999998,null,4.3053999999999997,1,"Lowest",2.442148,1.4123289999999999,1.732801,0.93424600000000002,0.27696999999999999,1.2481000000000001E-2,0.123473,0.234657,0.16722899999999999,0.284964,1.076997,1.2573589999999999]
[92358,null,1.3974,1.7576000000000001,1.1526000000000001,0.31780000000000003,3.7499999999999999E-2,7.0099999999999996E-2,0.1181,0.15629999999999999,0.26910000000000001,1.4428000000000001,0.81640000000000001,7.5357000000000003,4,"Lowest",2.743687,1.397446,1.757557,1.152641,0.31776799999999999,3.7474E-2,7.0060999999999998E-2,0.118128,0.15634700000000001,0.26910899999999999,1.4428449999999999,1.632803]
[92395,null,null,0.80579999999999996,0.53769999999999996,0.15429999999999999,7.6E-3,3.9399999999999998E-2,7.8600000000000003E-2,7.3599999999999999E-2,0.1181,0.39989999999999998,null,2.2149999999999999,0,"Lowest",1.386047,0.65882499999999999,0.80582299999999996,0.53769100000000003,0.15432799999999999,7.6439999999999998E-3,3.9361E-2,7.8615000000000004E-2,7.3639999999999997E-2,0.11812,0.79970600000000003,0.83078399999999997]
[92555,null,1.55,1.7112000000000001,0.92190000000000005,0.2336,1.6799999999999999E-2,2.0899999999999998E-2,3.49E-2,0.1242,0.20039999999999999,1.0923,0.64439999999999997,6.5506000000000002,3,"Lowest",2.6210290000000001,1.5500480000000001,1.7111689999999999,0.92193800000000004,0.23356299999999999,1.6822E-2,2.0924999999999999E-2,3.4901000000000001E-2,0.124177,0.20035800000000001,1.0922689999999999,1.288729]
[92646,null,1.5613999999999999,1.3423,0.56840000000000002,4.6899999999999997E-2,5.3E-3,6.9999999999999999E-4,1E-3,5.5100000000000003E-2,9.4899999999999998E-2,0.94520000000000004,0.55220000000000002,5.1734,2,"Lowest",2.1385610000000002,1.561383,1.3423449999999999,0.56841699999999995,4.6937E-2,5.293E-3,7.2900000000000005E-4,1.018E-3,5.5100000000000003E-2,9.4876000000000002E-2,0.94516900000000004,1.104371]
[92672,null,1.5991,1.6563000000000001,0.7258,0.1003,1.29E-2,1.9E-3,1.8E-3,6.3899999999999998E-2,0.12640000000000001,1.0454000000000001,0.63700000000000001,5.9707999999999997,3,"Lowest",2.2191519999999998,1.5991230000000001,1.6562920000000001,0.72577599999999998,0.10030799999999999,1.2854000000000001E-2,1.9220000000000001E-3,1.7780000000000001E-3,6.3876000000000002E-2,0.12635099999999999,1.045417,1.27397]
[92832,null,1.7171000000000001,1.6387,0.67030000000000001,6.1400000000000003E-2,6.0000000000000001E-3,8.0000000000000004E-4,3.3999999999999998E-3,6.2899999999999998E-2,0.1166,1.1283000000000001,0.63690000000000002,6.0423999999999998,3,"Lowest",2.62507,1.71709,1.6387149999999999,0.67031700000000005,6.1358999999999997E-2,5.9569999999999996E-3,7.6900000000000004E-4,3.3899999999999998E-3,6.2947000000000003E-2,0.116588,1.1283300000000001,1.273703]
[93021,null,1.8451,1.6440999999999999,0.90700000000000003,5.1700000000000003E-2,2.8999999999999998E-3,2.0000000000000001E-4,2.7000000000000001E-3,2.98E-2,0.13619999999999999,1.3253999999999999,0.75239999999999996,6.6974999999999998,3,"Lowest",3.160091,1.8451139999999999,1.64408,0.90699799999999997,5.1679999999999997E-2,2.9030000000000002E-3,2.0900000000000001E-4,2.7330000000000002E-3,2.9835E-2,0.13617000000000001,1.3253779999999999,1.5047109999999999]
[93202,null,1.0881000000000001,1.0666,0.51439999999999997,6.7199999999999996E-2,8.3999999999999995E-3,2.0000000000000001E-4,2.0000000000000001E-4,3.0800000000000001E-2,0.2001,0.7339,0.4506,4.1604999999999999,2,"Lowest",1.4057029999999999,1.0881400000000001,1.0666040000000001,0.514405,6.7194000000000004E-2,8.4469999999999996E-3,1.95E-4,2.05E-4,3.0789E-2,0.20014399999999999,0.73388699999999996,0.90115000000000001]
[93244,null,1.7301,1.8761000000000001,0.91800000000000004,0.1658,2.2100000000000002E-2,2.5999999999999999E-3,2.2000000000000001E-3,7.7700000000000005E-2,0.33600000000000002,1.4505999999999999,0.82699999999999996,7.4081999999999999,3,"Lowest",2.5890390000000001,1.730091,1.876109,0.91797099999999998,0.16577600000000001,2.2109E-2,2.6020000000000001E-3,2.212E-3,7.7650999999999998E-2,0.33604499999999998,1.4505870000000001,1.6540619999999999]
[93422,null,2.5846,2.2732999999999999,0.97640000000000005,7.9399999999999998E-2,1.01E-2,8.0000000000000004E-4,0,4.5499999999999999E-2,0.48130000000000001,1.6435999999999999,1.1899,9.2849000000000004,4,"Low",3.631011,2.5846279999999999,2.2733349999999999,0.976433,7.9412999999999997E-2,1.0092E-2,8.0000000000000004E-4,2.1999999999999999E-5,4.5451999999999999E-2,0.48130000000000001,1.6435930000000001,2.3798370000000002]
[93512,null,null,null,0.95899999999999996,0.68769999999999998,0.35699999999999998,0.26529999999999998,0.18479999999999999,0.30209999999999998,0.24560000000000001,null,null,3.0015000000000001,0,"Lowest",3.0374319999999999,1.904892,1.8159879999999999,0.95904199999999995,0.68773799999999996,0.35702299999999998,0.26531700000000003,0.184785,0.30213099999999998,0.49116199999999999,1.7650159999999999,2.085887]
[93545,null,null,null,0.4375,0.14810000000000001,4.58E-2,0.13700000000000001,7.2999999999999995E-2,0.13020000000000001,7.2800000000000004E-2,null,null,1.0444,0,"Lowest",1.6347,1.0241830000000001,0.70731100000000002,0.43749500000000002,0.14807200000000001,4.5808000000000001E-2,0.13699800000000001,7.3019000000000001E-2,0.13019700000000001,0.14557400000000001,0.92045999999999994,0.97329399999999999]
[93621,null,2.4994999999999998,2.4582000000000002,1.2677,0.31169999999999998,6.8500000000000005E-2,1.9300000000000001E-2,1.06E-2,0.1242,0.46879999999999999,2.1425999999999998,1.2676000000000001,10.6387,5,"Low",3.785895,2.4995289999999999,2.458154,1.267706,0.31168200000000001,6.8474999999999994E-2,1.9295E-2,1.0614999999999999E-2,0.124156,0.46875299999999998,2.1425670000000001,2.5351219999999999]
[93667,null,3.0949,3.1991999999999998,1.6898,0.40889999999999999,8.0699999999999994E-2,7.0000000000000001E-3,3.7000000000000002E-3,0.14599999999999999,0.67620000000000002,2.6131000000000002,1.5063,13.425800000000001,5,"Medium",4.5637179999999997,3.094948,3.199214,1.689808,0.40892400000000001,8.0732999999999999E-2,6.9909999999999998E-3,3.6510000000000002E-3,0.146013,0.67618100000000003,2.6130949999999999,3.0125790000000001]
[93727,null,1.4309000000000001,1.5546,0.74729999999999996,0.13389999999999999,1.9699999999999999E-2,5.0000000000000001E-4,5.0000000000000001E-4,5.11E-2,0.33279999999999998,1.1274999999999999,0.62639999999999996,6.0251999999999999,3,"Lowest",2.0006599999999999,1.430922,1.5545960000000001,0.74730799999999997,0.13390099999999999,1.9692999999999999E-2,5.04E-4,4.5800000000000002E-4,5.1131999999999997E-2,0.33275500000000002,1.1274999999999999,1.252858]
[94074,null,3.5484,3.5552000000000001,1.3745000000000001,0.14149999999999999,4.5499999999999999E-2,5.0000000000000001E-4,4.7999999999999996E-3,8.6999999999999994E-2,0.83320000000000005,3.2467999999999999,1.7403,14.5777,5,"Medium",6.0720739999999997,3.5484239999999998,3.5552000000000001,1.3745229999999999,0.141485,4.5482000000000002E-2,4.6900000000000002E-4,4.8279999999999998E-3,8.7026000000000006E-2,0.83320399999999994,3.2467999999999999,3.4806650000000001]
[94107,null,2.9095,2.8448000000000002,1.1243000000000001,0.1101,3.8300000000000001E-2,2.9999999999999997E-4,5.7000000000000002E-3,8.3500000000000005E-2,0.78120000000000001,2.7955000000000001,1.5742,12.2674,5,"Low",5.2173550000000004,2.9094859999999998,2.8448039999999999,1.1242829999999999,0.110139,3.8283999999999999E-2,2.7399999999999999E-4,5.6670000000000002E-3,8.3504999999999996E-2,0.78117000000000003,2.7954720000000002,3.1484220000000001]
[94519,null,2.5699000000000001,2.3174000000000001,1.0948,0.18429999999999999,3.8199999999999998E-2,2.0000000000000001E-4,7.1000000000000004E-3,8.7300000000000003E-2,0.6522,2.3100999999999998,1.3691,10.630599999999999,5,"Low",4.7079009999999997,2.5699480000000001,2.3174350000000001,1.0948070000000001,0.184336,3.8184999999999997E-2,2.3599999999999999E-4,7.0819999999999998E-3,8.7309999999999999E-2,0.65220699999999998,2.310133,2.7381139999999999]
[94560,null,1.9855,1.9976,0.83530000000000004,0.1245,2.3599999999999999E-2,2.0000000000000001E-4,3.0999999999999999E-3,5.5199999999999999E-2,0.46410000000000001,1.6980999999999999,1.0115000000000001,8.1987000000000005,4,"Low",3.4443450000000002,1.9855370000000001,1.9975620000000001,0.83527899999999999,0.12446,2.3597E-2,2.4000000000000001E-4,3.0760000000000002E-3,5.5194E-2,0.464146,1.698056,2.0229430000000002]
[94568,null,2.3378999999999999,2.2037,1.0318000000000001,0.18340000000000001,3.8399999999999997E-2,2.9999999999999997E-4,5.1999999999999998E-3,7.8E-2,0.57299999999999995,2.0299999999999998,1.2052,9.6868999999999996,5,"Low",3.9681839999999999,2.337907,2.2036609999999999,1.0317799999999999,0.18340000000000001,3.8389E-2,3.1199999999999999E-4,5.2199999999999998E-3,7.8009999999999996E-2,0.57300200000000001,2.0299879999999999,2.4103599999999998]
[94703,null,3.0615000000000001,2.9592999999999998,1.2917000000000001,0.14530000000000001,4.1099999999999998E-2,2.9999999999999997E-4,7.7000000000000002E-3,0.104,0.83250000000000002,2.9422000000000001,1.6153,13.0009,5,"Low",5.5483349999999998,3.0614590000000002,2.959279,1.2917289999999999,0.145342,4.1096000000000001E-2,2.9100000000000003E-4,7.6899999999999998E-3,0.10399600000000001,0.83245100000000005,2.9422139999999999,3.230629]
[94941,null,4.6035000000000004,4.2195999999999998,1.7988,0.18590000000000001,5.5599999999999997E-2,2.9999999999999997E-4,9.4000000000000004E-3,0.13059999999999999,1.2887999999999999,4.4111000000000002,2.5996000000000001,19.3032,6,"Medium-High",8.7400529999999996,4.603478,4.2196170000000004,1.7987880000000001,0.18590200000000001,5.5607999999999998E-2,3.3300000000000002E-4,9.4050000000000002E-3,0.130635,1.288791,4.4111440000000002,5.1992760000000002]
[95003,null,3.3689,3.3216000000000001,1.4836,0.16170000000000001,5.11E-2,5.9999999999999995E-4,4.0000000000000001E-3,0.1043,0.74890000000000001,3.0057999999999998,1.6833,13.9338,5,"Medium",5.6368119999999999,3.3689279999999999,3.3216290000000002,1.483571,0.16166800000000001,5.1067000000000001E-2,5.6999999999999998E-4,4.0480000000000004E-3,0.10427400000000001,0.74886799999999998,3.0058210000000001,3.36652]
[95066,null,3.8809999999999998,3.7395999999999998,1.573,0.17199999999999999,5.7799999999999997E-2,5.9999999999999995E-4,4.7999999999999996E-3,0.1013,0.8397,3.3732000000000002,1.8244,15.567399999999999,5,"Medium",6.2637200000000002,3.881049,3.7396199999999999,1.5730029999999999,0.17203099999999999,5.7799000000000003E-2,6.38E-4,4.8320000000000004E-3,0.101313,0.83973500000000001,3.3732009999999999,3.6487989999999999]
[95203,null,1.6887000000000001,1.7436,0.874,0.1706,3.0800000000000001E-2,2.9999999999999997E-4,2.7000000000000001E-3,9.2600000000000002E-2,0.49680000000000002,1.5802,0.92689999999999995,7.6071999999999997,3,"Lowest",2.934221,1.688701,1.743633,0.87403200000000003,0.170594,3.0768E-2,3.2600000000000001E-4,2.7230000000000002E-3,9.2636999999999997E-2,0.49682300000000001,1.5801829999999999,1.8537189999999999]
[95222,null,3.8292999999999999,4.1017000000000001,2.1795,0.4294,9.9000000000000005E-2,8.0000000000000004E-4,1.01E-2,0.184,1.1826000000000001,3.7153,1.804,17.535699999999999,6,"Medium",5.6459250000000001,3.829329,4.1017270000000003,2.1795390000000001,0.42943399999999998,9.8995E-2,8.4000000000000003E-4,1.0097E-2,0.18398999999999999,1.1825570000000001,3.7152699999999999,3.6080510000000001]
[95318,null,null,4.6193999999999997,2.7281,0.81089999999999995,0.28360000000000002,2.07E-2,1.8800000000000001E-2,0.24990000000000001,1.4045000000000001,2.2214,null,12.3573,4,"Low",6.6704210000000002,4.6394739999999999,4.619408,2.7281029999999999,0.81091400000000002,0.28355799999999998,2.0715000000000001E-2,1.8783999999999999E-2,0.24989700000000001,1.4044509999999999,4.4428239999999999,4.7269639999999997]
[95388,null,1.6380999999999999,1.4821,1.1187,0.1799,1.9599999999999999E-2,1E-4,1.1000000000000001E-3,4.82E-2,0.42770000000000002,1.5285,0.79169999999999996,7.2356999999999996,4,"Lowest",2.7166299999999999,1.6380840000000001,1.4820690000000001,1.118679,0.179924,1.9585999999999999E-2,1.44E-4,1.142E-3,4.8153000000000001E-2,0.427701,1.528457,1.5833120000000001]
[95410,null,5.9463999999999997,5.4291999999999998,2.4340000000000002,0.63839999999999997,0.15909999999999999,2.2000000000000001E-3,4.5499999999999999E-2,0.27700000000000002,2.1543999999999999,5.3045,3.4213,25.812000000000001,6,"High",9.5404839999999993,5.9464319999999997,5.4292429999999996,2.4339940000000002,0.63843899999999998,0.15909400000000001,2.1879999999999998E-3,4.5465999999999999E-2,0.27702199999999999,2.1544430000000001,5.3045030000000004,6.8426169999999997]
[95494,null,5.9722999999999997,5.165,2.2795000000000001,0.45169999999999999,0.12230000000000001,8.9999999999999998E-4,2.8500000000000001E-2,0.2298,1.8643000000000001,5.3379000000000003,3.4489999999999998,24.901199999999999,6,"High",10.150216,5.9722520000000001,5.1650169999999997,2.2795070000000002,0.451679,0.122255,8.9400000000000005E-4,2.852E-2,0.22983600000000001,1.8643099999999999,5.3378959999999998,6.8980100000000002]
[95546,null,null,6.1383999999999999,2.754,1.369,0.56179999999999997,7.9899999999999999E-2,0.17630000000000001,0.67510000000000003,3.0701999999999998,3.673,null,18.497699999999998,5,"Medium",10.355461999999999,6.5308760000000001,6.1384460000000001,2.7539980000000002,1.368994,0.56175900000000001,7.9885999999999999E-2,0.17630100000000001,0.67506100000000002,3.0701839999999998,7.3459139999999996,8.701727]
[95610,null,2.4066999999999998,2.4159000000000002,1.4373,0.30549999999999999,7.8899999999999998E-2,2.0000000000000001E-4,1.2E-2,0.1108,0.70940000000000003,2.6560999999999999,1.3609,11.4937,5,"Low",4.517309,2.4066860000000001,2.415921,1.4372819999999999,0.30550500000000003,7.8921000000000005E-2,1.6699999999999999E-4,1.2012E-2,0.11082,0.70939700000000006,2.6561360000000001,2.7218960000000001]
[95637,null,4.1125999999999996,3.3468,1.5115000000000001,0.32340000000000002,8.4400000000000003E-2,1E-4,1.49E-2,0.16020000000000001,1.0002,3.4034,2.2479,16.205400000000001,6,"Medium",7.200996,4.1126060000000004,3.3467539999999998,1.511468,0.323405,8.4423999999999999E-2,1.05E-4,1.4853999999999999E-2,0.16018499999999999,1.0001899999999999,3.4033850000000001,4.4957900000000004]
[95673,null,2.3913000000000002,2.1635,1.1999,0.24310000000000001,5.3400000000000003E-2,1E-4,9.2999999999999992E-3,0.1014,0.60970000000000002,2.3953000000000002,1.2563,10.423299999999999,5,"Low",4.3760250000000003,2.3913350000000002,2.1635219999999999,1.199921,0.24311199999999999,5.3366999999999998E-2,9.5000000000000005E-5,9.3030000000000005E-3,0.10144599999999999,0.60971699999999995,2.3953479999999998,2.512588]
[95726,null,null,6.0650000000000004,3.1926999999999999,1.1485000000000001,0.41539999999999999,7.9000000000000008E-3,6.2199999999999998E-2,0.42099999999999999,1.8804000000000001,2.9725999999999999,null,16.165700000000001,5,"Medium",9.0340950000000007,5.7972869999999999,6.0650459999999997,3.1926580000000002,1.1485030000000001,0.41539300000000001,7.9139999999999992E-3,6.2191999999999997E-2,0.42095199999999999,1.880395,5.9452090000000002,6.1068930000000003]
[95821,null,2.3216999999999999,2.1456,1.2333000000000001,0.2631,5.3400000000000003E-2,1E-4,8.6E-3,9.7600000000000006E-2,0.57389999999999997,2.3149999999999999,1.2317,10.244,5,"Low",4.3382449999999997,2.3216519999999998,2.145559,1.23329,0.26313599999999998,5.3406000000000002E-2,1.0399999999999999E-4,8.5850000000000006E-3,9.7608E-2,0.57385399999999998,2.3149510000000002,2.4633569999999998]
[95948,null,3.0531999999999999,2.82,1.3305,0.36070000000000002,0.1454,1E-4,1.4999999999999999E-2,0.16880000000000001,0.82779999999999998,2.7387000000000001,1.6358999999999999,13.0961,5,"Low",5.156021,3.053169,2.8200099999999999,1.3305149999999999,0.36065599999999998,0.145374,1.3100000000000001E-4,1.5030999999999999E-2,0.168795,0.82775699999999997,2.7386979999999999,3.2717390000000002]
[95960,null,null,6.2565,3.4628000000000001,1.2341,0.34720000000000001,2.3E-3,4.3099999999999999E-2,0.40039999999999998,1.8838999999999999,3.0733000000000001,null,16.703600000000002,5,"Medium",11.585058999999999,6.5626660000000001,6.2565090000000003,3.4628109999999999,1.234108,0.34724699999999997,2.2899999999999999E-3,4.3104000000000003E-2,0.400447,1.8838539999999999,6.1465610000000002,7.3813579999999996]
[96035,null,2.8338999999999999,2.7187000000000001,1.1575,0.49259999999999998,0.24579999999999999,1.5E-3,3.7600000000000001E-2,0.25690000000000002,0.92520000000000002,2.9847000000000001,1.6368,13.2912,5,"Medium",4.9771140000000003,2.8338580000000002,2.7187320000000001,1.1574850000000001,0.492564,0.24579100000000001,1.493E-3,3.7588999999999997E-2,0.25685999999999998,0.92515700000000001,2.984661,3.2735530000000002]
[96087,null,5.1916000000000002,4.4600999999999997,2.0259,0.89070000000000005,0.47839999999999999,1.2800000000000001E-2,8.5400000000000004E-2,0.4536,1.736,4.8647999999999998,2.9504999999999999,23.149799999999999,6,"High",8.1455459999999995,5.1916060000000002,4.4600609999999996,2.0259130000000001,0.89072700000000005,0.47837200000000002,1.2843E-2,8.5444999999999993E-2,0.45363500000000001,1.735954,4.864751,5.9009580000000001]
[96103,null,null,null,2.2909000000000002,1.2312000000000001,0.56240000000000001,5.67E-2,0.14940000000000001,0.48759999999999998,0.79039999999999999,null,null,5.5686,2,"Lowest",7.8730609999999999,5.0285399999999996,4.6540889999999999,2.2909229999999998,1.231228,0.56242099999999995,5.6742000000000001E-2,0.149422,0.487591,1.5807929999999999,4.9316250000000004,5.468191]
[96162,null,null,null,2.2845,1.1766000000000001,0.63039999999999996,7.2599999999999998E-2,0.1779,0.48459999999999998,0.77280000000000004,null,null,5.5994000000000002,2,"Lowest",7.5502310000000001,4.9983440000000003,4.6068150000000001,2.2844669999999998,1.1765859999999999,0.63039299999999998,7.2612999999999997E-2,0.177896,0.48454999999999998,1.5456030000000001,4.7992689999999998,5.3515550000000003]
[96761,6.9028999999999998,4.9208999999999996,5.6117999999999997,4.7533000000000003,2.7429000000000001,1.4664999999999999,2.6415000000000002,1.7444,1.8438000000000001,2.6166,4.5206999999999997,5.2632000000000003,45.028500000000001,12,"Highest",6.9029220000000002,4.9209050000000003,5.6117710000000001,4.7533070000000004,2.7429399999999999,1.466464,2.641499,1.7444090000000001,1.8437950000000001,2.6165780000000001,4.5207480000000002,5.2631880000000004]
[96797,7.1730999999999998,5.1116999999999999,5.7393000000000001,5.0231000000000003,4.3250000000000002,3.1536,4.5540000000000003,4.1821999999999999,3.3313999999999999,4.8582000000000001,6.0208000000000004,5.8905000000000003,59.362900000000003,12,"Highest",7.1730559999999999,5.111694,5.7392859999999999,5.0230889999999997,4.3249829999999996,3.1535959999999998,4.5540180000000001,4.1822439999999999,3.3313839999999999,4.8581560000000001,6.0207730000000002,5.8905440000000002]
[97024,null,null,5.5381,4.0225,3.1093999999999999,2.2269000000000001,0.63,1.0274000000000001,2.2275,4.0221999999999998,3.7242000000000002,null,26.528199999999998,8,"High",9.1319049999999997,5.821466,5.5380770000000004,4.0224549999999999,3.1094029999999999,2.2268509999999999,0.63002499999999995,1.02739,2.227535,4.0222259999999999,7.4484360000000001,8.3276579999999996]
[97053,null,null,4.8132000000000001,3.2496,2.2726999999999999,1.7681,0.55830000000000002,0.87450000000000006,1.7505999999999999,3.7191000000000001,3.4083999999999999,null,22.4145,7,"Medium-High",8.4854489999999991,5.1986280000000002,4.8131820000000003,3.2495750000000001,2.2726920000000002,1.7681,0.55829200000000001,0.87450399999999995,1.750572,3.7190590000000001,6.8168360000000003,7.7820119999999999]
[97144,null,null,7.1803999999999997,4.5124000000000004,2.9321000000000002,2.2597,0.75990000000000002,1.0407999999999999,2.2696999999999998,5.2217000000000002,4.7370000000000001,null,30.913699999999999,8,"Highest",12.235307000000001,7.5870220000000002,7.1804100000000002,4.5123920000000002,2.9320849999999998,2.259687,0.75987700000000002,1.0408219999999999,2.2696559999999999,5.2216680000000002,9.4739989999999992,10.856211999999999]
[97146,null,null,7.4783999999999997,4.9260000000000002,3.0059,2.3704999999999998,0.91110000000000002,1.1642999999999999,2.6471,5.8383000000000003,5.1616,null,33.5032,8,"Highest",12.367815,7.9792639999999997,7.4783549999999996,4.926005,3.005932,2.3705430000000001,0.91111399999999998,1.1643159999999999,2.647103,5.8383370000000001,10.323245999999999,11.1134]
[97326,null,null,6.5415999999999999,3.7464,2.5981000000000001,1.7719,0.47620000000000001,0.6694,1.7655000000000001,4.2534999999999998,4.1760000000000002,null,25.9986,7,"High",11.133049,7.0084600000000004,6.5416319999999999,3.7464469999999999,2.5981399999999999,1.7719279999999999,0.47617500000000001,0.66935900000000004,1.7655270000000001,4.2535299999999996,8.3519079999999999,9.8451909999999998]
[97344,null,null,7.2744,4.2423000000000002,2.8963000000000001,2.024,0.59370000000000001,0.7984,2.0346000000000002,4.8292000000000002,4.5960999999999999,null,29.289000000000001,7,"Highest",12.24367,7.7161860000000004,7.274381,4.2422760000000004,2.8963130000000001,2.0239790000000002,0.59365900000000005,0.79840800000000001,2.034583,4.8292479999999998,9.1921520000000001,10.787061]
[97417,null,null,3.3893,1.954,1.3392999999999999,0.74270000000000003,0.1583,0.28310000000000002,0.83079999999999998,2.3203999999999998,2.3567999999999998,null,13.374700000000001,5,"Medium",5.9236620000000002,3.4628169999999998,3.3893149999999999,1.9540470000000001,1.339305,0.74272199999999999,0.158271,0.28310800000000003,0.83081300000000002,2.3204410000000002,4.7135049999999996,5.2016640000000001]
[97443,null,null,4.6139999999999999,2.8492000000000002,2.0697000000000001,1.2020999999999999,0.25559999999999999,0.44850000000000001,1.1579999999999999,3.2477,3.1073,null,18.952100000000002,7,"Medium-High",7.6228179999999996,4.5806509999999996,4.6140429999999997,2.8491789999999999,2.0696819999999998,1.2020900000000001,0.255608,0.44852500000000001,1.1579919999999999,3.2476959999999999,6.214607,6.6070039999999999]
[97484,null,null,4.5297999999999998,2.7273000000000001,2.0068999999999999,1.1593,0.24579999999999999,0.43209999999999998,1.0921000000000001,3.1583000000000001,3.0209999999999999,null,18.372599999999998,7,"Medium",7.4807940000000004,4.4914110000000003,4.5297809999999998,2.7273360000000002,2.0069270000000001,1.1592880000000001,0.245813,0.43209900000000001,1.0921129999999999,3.158331,6.0420480000000003,6.4940850000000001]
[97530,null,null,3.0800999999999998,1.5711999999999999,1.0669999999999999,0.65610000000000002,0.14299999999999999,0.23580000000000001,0.65580000000000005,1.8674999999999999,2.0779000000000001,null,11.3544,5,"Low",5.6765350000000003,3.3779180000000002,3.0800529999999999,1.571153,1.0670230000000001,0.656053,0.14302999999999999,0.23583799999999999,0.65578499999999995,1.8674980000000001,4.1558669999999998,4.9708509999999997]
[97636,null,null,null,0.98240000000000005,1.1352,0.98,0.28660000000000002,0.34510000000000002,0.43869999999999998,0.42709999999999998,null,null,4.5951000000000004,1,"Lowest",2.3284660000000001,1.3647659999999999,1.5159929999999999,0.98243199999999997,1.135162,0.98003799999999996,0.28658800000000001,0.34511199999999997,0.43874600000000002,0.85420799999999997,1.6665760000000001,1.8423659999999999]
[97761,null,null,null,2.4990999999999999,1.9151,1.3878999999999999,0.32129999999999997,0.53869999999999996,1.2289000000000001,1.4883,null,null,9.3793000000000006,5,"Low",7.5255099999999997,4.3347610000000003,4.166347,2.4990779999999999,1.915071,1.387872,0.32133699999999998,0.53866599999999998,1.2289490000000001,2.9766729999999999,5.3974450000000003,6.1625100000000002]
[97883,null,null,null,1.4921,1.7112000000000001,1.5462,0.50219999999999998,0.6663,0.83889999999999998,0.67120000000000002,null,null,7.4280999999999997,3,"Lowest",2.8758650000000001,1.8117920000000001,1.8548690000000001,1.492059,1.711206,1.5462340000000001,0.50224899999999995,0.66633100000000001,0.83891000000000004,1.3423350000000001,2.173381,2.49275]
[98007,null,null,4.2131999999999996,3.0897999999999999,2.2235,1.8727,0.87050000000000005,1.1396999999999999,2.0225,3.6219999999999999,3.0642999999999998,null,22.118200000000002,8,"Medium-High",7.3977570000000004,4.3215649999999997,4.2132449999999997,3.0897709999999998,2.223471,1.872692,0.87054500000000001,1.139669,2.0224630000000001,3.6219800000000002,6.1285759999999998,6.4640639999999996]
[98021,null,null,3.7949999999999999,2.7917000000000001,2.1093000000000002,1.8277000000000001,0.85,1.0847,1.8077000000000001,3.3445,2.7290000000000001,null,20.339600000000001,8,"Medium-High",6.6031719999999998,3.8584260000000001,3.7949739999999998,2.7916509999999999,2.1093099999999998,1.8276840000000001,0.84996899999999997,1.084684,1.8077380000000001,3.3445100000000001,5.4580489999999999,5.7170839999999998]
[98110,null,null,4.2074999999999996,2.4626999999999999,1.6908000000000001,1.3379000000000001,0.6673,0.87980000000000003,1.6511,3.1852,2.9626999999999999,null,19.045000000000002,7,"Medium-High",6.9630869999999998,4.2441019999999998,4.2074660000000002,2.4627020000000002,1.6907730000000001,1.337934,0.66728200000000004,0.87983,1.651065,3.1851609999999999,5.9253049999999998,6.634118]
[98208,null,null,3.7254999999999998,2.8182999999999998,2.2168000000000001,1.9401999999999999,0.9214,1.1347,1.8089,3.2837999999999998,2.6236999999999999,null,20.473299999999998,8,"Medium-High",6.2460060000000004,3.7195119999999999,3.7254990000000001,2.818295,2.216825,1.9401759999999999,0.92142000000000002,1.1347309999999999,1.8088839999999999,3.283839,5.247306,5.5098520000000004]
[98239,null,null,2.1406000000000001,1.7444999999999999,1.4981,1.2526999999999999,0.71330000000000005,0.78720000000000001,1.2101,1.8563000000000001,1.5168999999999999,null,12.7197,7,"Low",3.4251819999999999,2.088463,2.1406130000000001,1.7445189999999999,1.4981260000000001,1.252669,0.71333899999999995,0.78721200000000002,1.2100789999999999,1.8563350000000001,3.0338750000000001,3.4597869999999999]
[98292,null,null,3.2759,2.7496999999999998,2.1644999999999999,1.8875,1.0384,1.1599999999999999,1.8979999999999999,3.0608,2.3439999999999999,null,19.578800000000001,9,"Medium-High",5.297688,3.296475,3.2759320000000001,2.7497449999999999,2.1645240000000001,1.887537,1.0383770000000001,1.160029,1.897953,3.060759,4.6880040000000003,4.870088]
[98345,null,null,4.3624999999999998,2.5129999999999999,1.7595000000000001,1.3655999999999999,0.70340000000000003,0.89600000000000002,1.6800999999999999,3.1808000000000001,2.9803999999999999,null,19.441299999999998,7,"Medium-High",6.9933709999999998,4.3197650000000003,4.3625030000000002,2.5129570000000001,1.7594510000000001,1.3655619999999999,0.70337499999999997,0.89604399999999995,1.6800949999999999,3.180793,5.9608790000000003,6.86585]
[98371,null,null,3.9904999999999999,2.9498000000000002,1.9220999999999999,1.6875,0.71619999999999995,1.0073000000000001,1.7490000000000001,3.5222000000000002,2.9704000000000002,null,20.515000000000001,8,"Medium-High",7.1684140000000003,4.2105360000000003,3.9905469999999998,2.9498069999999998,1.9221200000000001,1.687506,0.71623199999999998,1.0072620000000001,1.7490060000000001,3.5222310000000001,5.9407690000000004,6.1663129999999997]
[98467,null,null,4.0880000000000001,2.6978,1.6814,1.4076,0.64029999999999998,0.85780000000000001,1.6432,3.6371000000000002,3.1171000000000002,null,19.770299999999999,7,"Medium-High",7.6076360000000003,4.3729060000000004,4.0880330000000002,2.6977869999999999,1.6813709999999999,1.4076090000000001,0.64027900000000004,0.85779099999999997,1.6432450000000001,3.6370529999999999,6.2341620000000004,6.5062189999999998]
[98541,null,null,8.2908000000000008,5.1496000000000004,3.1884999999999999,2.3376999999999999,1.1868000000000001,1.5026999999999999,2.9453,6.3310000000000004,5.3806000000000003,null,36.313000000000002,9,"Highest",13.460317,8.7678659999999997,8.2908340000000003,5.1496440000000003,3.188501,2.3376749999999999,1.1868380000000001,1.5026630000000001,2.9452859999999998,6.3310469999999999,10.76121,12.314396]
[98612,null,null,6.6871999999999998,4.5175000000000001,2.8799000000000001,2.3574999999999999,0.87050000000000005,1.2052,2.3843000000000001,5.1795999999999998,4.5671999999999997,null,30.648900000000001,8,"Highest",11.289006000000001,7.1364470000000004,6.6871799999999997,4.5175359999999998,2.879861,2.3575349999999999,0.87053400000000003,1.2051609999999999,2.3842729999999999,5.1796490000000004,9.1344619999999992,10.113073]
[98671,null,null,null,5.4061000000000003,3.7481,2.7122999999999999,0.71489999999999998,1.2604,2.8151999999999999,2.9394999999999998,null,null,19.596499999999999,6,"Medium-High",14.613276000000001,8.9695210000000003,8.5294450000000008,5.4060519999999999,3.7480950000000002,2.712345,0.71490399999999998,1.2603549999999999,2.815159,5.8789639999999999,10.936602000000001,12.489521]
[98840,null,null,null,0.7278,0.87839999999999996,0.76649999999999996,0.34870000000000001,0.496,0.40400000000000003,0.2853,null,null,3.9066999999999998,0,"Lowest",1.354932,0.876996,0.82259899999999997,0.72782800000000003,0.87835099999999999,0.76645700000000005,0.34868900000000003,0.49598700000000001,0.404005,0.57063799999999998,1.1669179999999999,1.430423]
[98908,null,null,null,0.55979999999999996,0.44209999999999999,0.46850000000000003,0.13489999999999999,0.23250000000000001,0.27789999999999998,0.3004,null,null,2.4161000000000001,0,"Lowest",2.0718730000000001,0.95509299999999997,0.76578100000000004,0.55982200000000004,0.442052,0.46845599999999998,0.13486400000000001,0.23247000000000001,0.27785599999999999,0.60077700000000001,1.380482,1.808683]
[99018,null,null,null,1.5256000000000001,1.6427,1.4752000000000001,0.56520000000000004,0.7339,0.84079999999999999,0.66169999999999995,null,null,7.4451000000000001,3,"Lowest",3.2491400000000001,1.967991,1.994351,1.525614,1.64272,1.4752000000000001,0.56517099999999998,0.73391700000000004,0.84082599999999996,1.3234939999999999,2.6302469999999998,2.941827]
[99103,null,null,null,0.75849999999999995,0.92390000000000005,0.68779999999999997,0.3261,0.3569,0.42820000000000003,0.29549999999999998,null,null,3.7768999999999999,0,"Lowest",1.2445010000000001,0.84621000000000002,0.88009400000000004,0.75846800000000003,0.92389200000000005,0.68776700000000002,0.32607000000000003,0.35691299999999998,0.42821199999999998,0.59106599999999998,1.351321,1.5267090000000001]
[99143,null,null,null,1.0141,1.0217000000000001,0.82110000000000005,0.30030000000000001,0.39340000000000003,0.55059999999999998,0.45279999999999998,null,null,4.5540000000000003,2,"Lowest",1.98285,1.3069980000000001,1.4286080000000001,1.01413,1.0217430000000001,0.82108099999999995,0.30029600000000001,0.39344800000000002,0.55064900000000006,0.90562200000000004,1.763314,1.984918]
[99179,null,null,null,1.3734999999999999,1.4922,1.3324,0.51519999999999999,0.64390000000000003,0.72660000000000002,0.59730000000000005,null,null,6.6810999999999998,3,"Lowest",2.236974,1.3732219999999999,1.5356000000000001,1.3735379999999999,1.4922260000000001,1.332371,0.51515999999999995,0.64391699999999996,0.72659499999999999,1.1945589999999999,1.8914679999999999,1.889438]
[99180,null,null,null,1.6903999999999999,1.9924999999999999,1.9632000000000001,0.92079999999999995,1.0646,1.1617,0.76,null,null,9.5532000000000004,5,"Low",3.7602099999999998,2.368754,2.3259129999999999,1.690423,1.9925219999999999,1.9632039999999999,0.92077399999999998,1.064602,1.161675,1.5199419999999999,3.1642670000000002,3.5094080000000001]
[99181,null,null,null,1.0671999999999999,1.4285000000000001,1.3322000000000001,0.58579999999999999,0.6925,0.7046,0.4899,null,null,6.3007,3,"Lowest",2.3254239999999999,1.355712,1.376868,1.0672010000000001,1.4284950000000001,1.3321750000000001,0.58583799999999997,0.69249499999999997,0.70462999999999998,0.97979899999999998,1.9960059999999999,2.205095]
[99185,null,null,null,0.7853,0.95369999999999999,0.69530000000000003,0.36159999999999998,0.37859999999999999,0.44940000000000002,0.30559999999999998,null,null,3.9295,0,"Lowest",1.28237,0.901223,0.94422099999999998,0.78528900000000001,0.95373200000000002,0.69533,0.36161199999999999,0.37864500000000001,0.449403,0.61110900000000001,1.419524,1.6033770000000001]
[99201,null,null,null,1.0795999999999999,1.3384,1.2114,0.4945,0.59560000000000002,0.67410000000000003,0.49709999999999999,null,null,5.8906999999999998,3,"Lowest",2.546367,1.478315,1.4695929999999999,1.0796250000000001,1.3384450000000001,1.211408,0.494533,0.59561600000000003,0.674072,0.99412199999999995,2.113604,2.379391]
[99202,null,null,null,1.1458999999999999,1.4026000000000001,1.2709999999999999,0.51849999999999996,0.62949999999999995,0.71009999999999995,0.51780000000000004,null,null,6.1954000000000002,3,"Lowest",2.6727310000000002,1.568535,1.5593760000000001,1.1459459999999999,1.4025879999999999,1.271021,0.518513,0.62953899999999996,0.71008899999999997,1.0356380000000001,2.2153489999999998,2.4976310000000002]
[99203,null,null,null,1.1143000000000001,1.3657999999999999,1.2343999999999999,0.50370000000000004,0.60460000000000003,0.68720000000000003,0.50349999999999995,null,null,6.0134999999999996,3,"Lowest",2.5933830000000002,1.522683,1.5200720000000001,1.1143479999999999,1.365847,1.234416,0.50367099999999998,0.60461799999999999,0.68717799999999996,1.00691,2.1570330000000002,2.435648]
[99204,null,null,null,1.0852999999999999,1.3406,1.2121999999999999,0.49469999999999997,0.59409999999999996,0.67430000000000001,0.49659999999999999,null,null,5.8978000000000002,3,"Lowest",2.5482369999999999,1.484944,1.479166,1.0852759999999999,1.3406260000000001,1.212237,0.49474800000000002,0.59413099999999996,0.67431200000000002,0.99328499999999997,2.1176810000000001,2.3870589999999998]
[99205,null,null,null,1.0607,1.3255999999999999,1.2028000000000001,0.49080000000000001,0.59540000000000004,0.66930000000000001,0.49630000000000002,null,null,5.8409000000000004,3,"Lowest",2.5319910000000001,1.455624,1.4402600000000001,1.060681,1.3256289999999999,1.2028080000000001,0.49081200000000003,0.59538599999999997,0.66929300000000003,0.99262099999999998,2.0936089999999998,2.3491390000000001]
[99206,null,null,null,1.3186,1.5548999999999999,1.4217,0.57279999999999998,0.72189999999999999,0.80210000000000004,0.58089999999999997,null,null,6.9729000000000001,3,"Lowest",3.041398,1.812468,1.7945199999999999,1.3185750000000001,1.554945,1.421748,0.57281400000000005,0.72194000000000003,0.80214700000000005,1.161702,2.476782,2.7930320000000002]
[99207,null,null,null,1.1291,1.3946000000000001,1.264,0.5171,0.62780000000000002,0.70630000000000004,0.51490000000000002,null,null,6.1538000000000004,3,"Lowest",2.6493150000000001,1.546014,1.532915,1.1290610000000001,1.3945559999999999,1.264016,0.51705100000000004,0.62777499999999997,0.70634200000000003,1.02976,2.1983259999999998,2.4742709999999999]
[99208,null,null,null,1.0681,1.3484,1.2292000000000001,0.50449999999999995,0.61780000000000002,0.68620000000000003,0.50729999999999997,null,null,5.9615,3,"Lowest",2.5702189999999998,1.464798,1.438248,1.0680769999999999,1.348446,1.2291939999999999,0.50445300000000004,0.61775599999999997,0.68621100000000002,1.0146550000000001,2.1224970000000001,2.3669340000000001]
[99212,null,null,null,1.2359,1.4887999999999999,1.3563000000000001,0.55059999999999998,0.68430000000000002,0.76319999999999999,0.55249999999999999,null,null,6.6315999999999997,3,"Lowest",2.877154,1.6990810000000001,1.680417,1.235868,1.488829,1.3562669999999999,0.55057599999999995,0.68428199999999995,0.76320500000000002,1.1050089999999999,2.3629340000000001,2.6617130000000002]
[99216,null,null,null,1.3654999999999999,1.6124000000000001,1.4809000000000001,0.59860000000000002,0.7651,0.84089999999999998,0.6028,null,null,7.2662000000000004,3,"Lowest",3.1758989999999998,1.891545,1.856501,1.3655280000000001,1.6124419999999999,1.480901,0.59858299999999998,0.76510400000000001,0.84087100000000004,1.2056119999999999,2.5756459999999999,2.8980969999999999]
[99217,null,null,null,1.3003,1.5654999999999999,1.4355,0.58579999999999999,0.74139999999999995,0.81579999999999997,0.5827,null,null,7.0270000000000001,3,"Lowest",3.0561829999999999,1.805715,1.766006,1.3002750000000001,1.5654710000000001,1.4354830000000001,0.58574999999999999,0.74143400000000004,0.81582200000000005,1.165324,2.4966949999999999,2.8038129999999999]
[99218,null,null,null,1.0994999999999999,1.3823000000000001,1.2554000000000001,0.5161,0.62880000000000003,0.70240000000000002,0.51259999999999994,null,null,6.0971000000000002,3,"Lowest",2.6156969999999999,1.5060260000000001,1.4830319999999999,1.0995109999999999,1.382339,1.2554369999999999,0.51612899999999995,0.62879799999999997,0.70243,1.025209,2.1714660000000001,2.4322560000000002]
[99223,null,null,null,1.206,1.4415,1.3080000000000001,0.52890000000000004,0.64800000000000002,0.73170000000000002,0.53500000000000003,null,null,6.3990999999999998,3,"Lowest",2.7772230000000002,1.6480600000000001,1.6451560000000001,1.2060090000000001,1.4414689999999999,1.307966,0.528918,0.64803100000000002,0.73168599999999995,1.069947,2.287541,2.5859730000000001]
[99224,null,null,null,1.0078,1.2417,1.1325000000000001,0.45400000000000001,0.5655,0.63139999999999996,0.48659999999999998,null,null,5.5194999999999999,3,"Lowest",2.4687380000000001,1.3950579999999999,1.3742160000000001,1.007849,1.2416929999999999,1.13249,0.45395999999999997,0.56546600000000002,0.63144,0.97318800000000005,1.998394,2.2321800000000001]
[99251,null,null,null,1.0823,1.3656999999999999,1.2384999999999999,0.50929999999999997,0.61729999999999996,0.69120000000000004,0.50519999999999998,null,null,6.0095000000000001,3,"Lowest",2.5749040000000001,1.4806029999999999,1.460828,1.0822639999999999,1.3656569999999999,1.2384569999999999,0.50927999999999995,0.61732600000000004,0.69118599999999997,1.0104120000000001,2.1411289999999998,2.400255]
[99301,null,null,null,0.63629999999999998,0.71179999999999999,0.50739999999999996,0.16170000000000001,0.23680000000000001,0.34560000000000002,0.3216,null,null,2.9211999999999998,0,"Lowest",1.316972,0.792099,0.82472500000000004,0.63627,0.71184400000000003,0.50741899999999995,0.161749,0.236845,0.345642,0.64329499999999995,1.1908030000000001,1.2565679999999999]
[99320,null,null,null,0.4632,0.52669999999999995,0.42830000000000001,0.11219999999999999,0.17710000000000001,0.27729999999999999,0.2414,null,null,2.2262,0,"Lowest",1.10267,0.593136,0.53665700000000005,0.4632,0.52668999999999999,0.428311,0.112203,0.17709900000000001,0.27732699999999999,0.48286299999999999,0.914466,1.0174570000000001]
[99321,null,null,null,0.3266,0.37209999999999999,0.40439999999999998,8.5999999999999993E-2,0.14660000000000001,0.18659999999999999,0.1231,null,null,1.6454,0,"Lowest",0.63561500000000004,0.33279199999999998,0.30982100000000001,0.32657599999999998,0.37209199999999998,0.404366,8.5990999999999998E-2,0.14663599999999999,0.18657299999999999,0.24616099999999999,0.57170100000000001,0.67151700000000003]
[99322,null,null,null,0.64090000000000003,0.65900000000000003,0.49370000000000003,0.1381,0.23749999999999999,0.37369999999999998,0.30020000000000002,null,null,2.8431000000000002,0,"Lowest",1.5066139999999999,0.789682,0.79459299999999999,0.64085499999999995,0.65898199999999996,0.49368200000000001,0.13813300000000001,0.23746999999999999,0.373697,0.60034900000000002,1.2738640000000001,1.35131]
[99323,null,null,null,0.56989999999999996,0.66669999999999996,0.46629999999999999,0.1525,0.2291,0.311,0.3,null,null,2.6955,0,"Lowest",1.3100369999999999,0.74490500000000004,0.74719500000000005,0.56992799999999999,0.66674100000000003,0.46629300000000001,0.152451,0.22913,0.31101099999999998,0.59990600000000005,1.101955,1.1622250000000001]
[99324,null,null,null,1.2736000000000001,1.3315999999999999,0.95640000000000003,0.309,0.44729999999999998,0.61899999999999999,0.5917,null,null,5.5286,2,"Lowest",2.218318,1.38897,1.6245099999999999,1.2736160000000001,1.331574,0.95643199999999995,0.30899700000000002,0.44725399999999998,0.618977,1.1833739999999999,2.0507810000000002,1.94747]
[99326,null,null,null,0.65149999999999997,0.71260000000000001,0.51439999999999997,0.15229999999999999,0.2258,0.3538,0.31140000000000001,null,null,2.9218000000000002,0,"Lowest",1.2221379999999999,0.77029499999999995,0.82361700000000004,0.65154199999999995,0.71260199999999996,0.51442200000000005,0.15228,0.22584199999999999,0.35377599999999998,0.62289899999999998,1.1988810000000001,1.2529650000000001]
[99328,null,null,null,1.5223,1.4885999999999999,1.2238,0.4173,0.57050000000000001,0.8135,0.73409999999999997,null,null,6.7701000000000002,3,"Lowest",2.9152499999999999,1.842525,1.9892049999999999,1.522251,1.4886239999999999,1.2237610000000001,0.41733700000000001,0.57046799999999998,0.81345299999999998,1.468297,2.43479,2.6934640000000001]
[99330,null,null,null,0.47799999999999998,0.55989999999999995,0.41449999999999998,0.1178,0.1837,0.26869999999999999,0.24879999999999999,null,null,2.2713999999999999,0,"Lowest",1.092017,0.61935700000000005,0.60409900000000005,0.47802,0.559948,0.41450199999999998,0.11781,0.18368200000000001,0.26866099999999998,0.49750499999999998,0.95604999999999996,1.032]
[99336,null,null,null,0.45179999999999998,0.53769999999999996,0.39269999999999999,0.1195,0.19209999999999999,0.2676,0.2465,null,null,2.2079,0,"Lowest",1.1816500000000001,0.64603500000000003,0.58606100000000005,0.45175900000000002,0.537744,0.392677,0.11953800000000001,0.19208700000000001,0.26764300000000002,0.49304799999999999,0.95209999999999995,1.058413]
[99337,null,null,null,0.58040000000000003,0.64810000000000001,0.46700000000000003,0.1459,0.221,0.31659999999999999,0.29730000000000001,null,null,2.6762999999999999,0,"Lowest",1.410077,0.78725500000000004,0.75145499999999998,0.58035199999999998,0.64814899999999998,0.46700900000000001,0.14588699999999999,0.22098000000000001,0.31661299999999998,0.59450800000000004,1.1307419999999999,1.2307840000000001]
[99338,null,null,null,0.54239999999999999,0.6038,0.4511,0.1275,0.20519999999999999,0.31159999999999999,0.26919999999999999,null,null,2.5108000000000001,0,"Lowest",1.2875779999999999,0.71387199999999995,0.66308999999999996,0.54236300000000004,0.60379899999999997,0.45112200000000002,0.12751399999999999,0.20519499999999999,0.31164500000000001,0.53834800000000005,1.0589649999999999,1.1642140000000001]
[99341,null,null,null,0.66369999999999996,0.72260000000000002,0.51700000000000002,0.15509999999999999,0.22969999999999999,0.37659999999999999,0.29809999999999998,null,null,2.9628000000000001,0,"Lowest",1.12588,0.76222599999999996,0.82637099999999997,0.66371599999999997,0.72258900000000004,0.51700900000000005,0.15509100000000001,0.22972799999999999,0.37660900000000003,0.59619299999999997,1.225292,1.2749349999999999]
[99343,null,null,null,0.46410000000000001,0.53979999999999995,0.41499999999999998,0.1086,0.1716,0.2591,0.2346,null,null,2.1928000000000001,0,"Lowest",1.0239,0.57942000000000005,0.56998099999999996,0.464146,0.53977600000000003,0.41499000000000003,0.108616,0.171602,0.25914300000000001,0.46925,0.91469900000000004,0.98662700000000003]
[99344,null,null,null,0.4708,0.53710000000000002,0.43730000000000002,0.1019,0.15970000000000001,0.25080000000000002,0.21759999999999999,null,null,2.1751999999999998,0,"Lowest",0.95940499999999995,0.54855200000000004,0.56005700000000003,0.470827,0.53711299999999995,0.43733300000000003,0.101852,0.159719,0.25077300000000002,0.43521700000000002,0.89909300000000003,0.96253100000000003]
[99347,null,null,null,1.3658999999999999,1.3998999999999999,1.1968000000000001,0.4335,0.58520000000000005,0.74919999999999998,0.65149999999999997,null,null,6.3819999999999997,3,"Lowest",2.6390310000000001,1.6589959999999999,1.788381,1.3659250000000001,1.3998930000000001,1.196753,0.43351600000000001,0.58520700000000003,0.74919999999999998,1.3030759999999999,2.184024,2.4082819999999998]
[99348,null,null,null,0.96140000000000003,1.0184,0.71730000000000005,0.2455,0.3352,0.49020000000000002,0.47460000000000002,null,null,4.2426000000000004,1,"Lowest",1.779533,1.1180289999999999,1.254472,0.96141900000000002,1.018413,0.71730000000000005,0.24546599999999999,0.33515600000000001,0.49020200000000003,0.94916699999999998,1.6366810000000001,1.6873560000000001]
[99349,null,null,null,0.35749999999999998,0.4138,0.40429999999999999,8.3199999999999996E-2,0.13830000000000001,0.2046,0.1595,null,null,1.7612000000000001,0,"Lowest",0.75560700000000003,0.38865,0.36928,0.35754599999999997,0.41378900000000002,0.40427200000000002,8.3181000000000005E-2,0.13833799999999999,0.20461799999999999,0.31901000000000002,0.65900499999999995,0.74548300000000001]
[99350,null,null,null,0.50439999999999996,0.56320000000000003,0.44840000000000002,0.11840000000000001,0.1915,0.31069999999999998,0.24809999999999999,null,null,2.3847,0,"Lowest",1.1133789999999999,0.59762700000000002,0.56595399999999996,0.50436700000000001,0.56318000000000001,0.44844899999999999,0.11838,0.19151599999999999,0.31074299999999999,0.49629000000000001,0.95369300000000001,1.0396430000000001]
[99352,null,null,null,0.4244,0.50700000000000001,0.38629999999999998,0.10920000000000001,0.17899999999999999,0.2591,0.23280000000000001,null,null,2.0977999999999999,0,"Lowest",1.1084970000000001,0.59795299999999996,0.53013900000000003,0.42444500000000002,0.50700500000000004,0.386291,0.109209,0.17896799999999999,0.259133,0.46554800000000002,0.89912800000000004,1.008961]
[99353,null,null,null,0.41199999999999998,0.4899,0.38719999999999999,0.1026,0.16800000000000001,0.253,0.2235,null,null,2.0362,0,"Lowest",1.0377769999999999,0.55508599999999997,0.49266900000000002,0.411968,0.48990499999999998,0.38719300000000001,0.102576,0.168019,0.25301299999999999,0.44697199999999998,0.85470599999999997,0.95749399999999996]
[99354,null,null,null,0.39229999999999998,0.47660000000000002,0.37269999999999998,9.9000000000000005E-2,0.16270000000000001,0.24099999999999999,0.21479999999999999,null,null,1.9591000000000001,0,"Lowest",0.99643499999999996,0.53350600000000004,0.475935,0.39227699999999999,0.476576,0.372668,9.9025000000000002E-2,0.162715,0.24104600000000001,0.42968600000000001,0.82612600000000003,0.92281500000000005]
[99356,null,null,null,0.71909999999999996,0.68440000000000001,0.52349999999999997,0.1477,0.2545,0.41149999999999998,0.37040000000000001,null,null,3.1111,0,"Lowest",2.0315500000000002,1.0121100000000001,0.995645,0.71911400000000003,0.68441200000000002,0.52346000000000004,0.14771999999999999,0.25454199999999999,0.41153099999999998,0.74073800000000001,1.613011,1.7497750000000001]
[99357,null,null,null,0.35449999999999998,0.40150000000000002,0.42180000000000001,7.9799999999999996E-2,0.13450000000000001,0.18529999999999999,0.14549999999999999,null,null,1.7229000000000001,0,"Lowest",0.72713300000000003,0.37035699999999999,0.35874200000000001,0.35449199999999997,0.40148600000000001,0.42178900000000003,7.9770999999999995E-2,0.134519,0.18529200000000001,0.291099,0.63833899999999999,0.72532099999999999]
[99360,null,null,null,0.80820000000000003,0.90259999999999996,0.63690000000000002,0.2092,0.30099999999999999,0.40760000000000002,0.39710000000000001,null,null,3.6625999999999999,0,"Lowest",1.5858950000000001,0.941913,1.03355,0.80817399999999995,0.90261400000000003,0.63690999999999998,0.20923800000000001,0.30097499999999999,0.407578,0.79429099999999997,1.392539,1.396828]
[99361,null,null,null,1.3552,1.3478000000000001,1.0035000000000001,0.34289999999999998,0.46920000000000001,0.69069999999999998,0.65749999999999997,null,null,5.8667999999999996,3,"Lowest",2.4740489999999999,1.5614269999999999,1.770491,1.3551599999999999,1.347796,1.0035080000000001,0.34293400000000002,0.46920200000000001,0.69070399999999998,1.314934,2.1858430000000002,2.2895270000000001]
[99362,null,null,null,1.2779,1.3317000000000001,0.94840000000000002,0.32090000000000002,0.44519999999999998,0.62839999999999996,0.61639999999999995,null,null,5.5689000000000002,2,"Lowest",2.2672889999999999,1.4218580000000001,1.621235,1.277892,1.331701,0.94837400000000005,0.32091599999999998,0.44517499999999999,0.62838300000000002,1.2328969999999999,2.0453199999999998,2.034678]
[99371,null,null,null,0.84309999999999996,0.86580000000000001,0.66590000000000005,0.24629999999999999,0.30790000000000001,0.47020000000000001,0.38940000000000002,null,null,3.7886000000000002,0,"Lowest",1.5935330000000001,1.068937,1.140922,0.84306099999999995,0.86579700000000004,0.66588800000000004,0.246257,0.307948,0.47017799999999998,0.77879699999999996,1.532348,1.670485]
[99401,null,null,null,1.5015000000000001,1.6886000000000001,1.4759,0.58169999999999999,0.68789999999999996,0.88970000000000005,0.69740000000000002,null,null,7.5227000000000004,3,"Lowest",2.5517240000000001,1.5708230000000001,1.7161919999999999,1.501485,1.688564,1.4759409999999999,0.58166899999999999,0.68789599999999995,0.88971299999999998,1.3947080000000001,2.0985819999999999,2.154976]
[99402,null,null,null,1.4396,1.6167,1.4228000000000001,0.55920000000000003,0.67069999999999996,0.83679999999999999,0.65780000000000005,null,null,7.2035999999999998,3,"Lowest",2.3948900000000002,1.470906,1.6307769999999999,1.4395579999999999,1.6166780000000001,1.4227970000000001,0.55921600000000005,0.67065399999999997,0.83680399999999999,1.315688,1.9791620000000001,2.0110429999999999]
[99403,null,null,null,1.4639,1.5843,1.3863000000000001,0.53310000000000002,0.66610000000000003,0.8397,0.69320000000000004,null,null,7.1665999999999999,3,"Lowest",2.6461320000000002,1.6446160000000001,1.7639,1.4639139999999999,1.5842750000000001,1.386341,0.53306399999999998,0.66614200000000001,0.83968600000000004,1.3864529999999999,2.1731229999999999,2.2994520000000001]
[99501,null,null,null,0.55100000000000005,0.69430000000000003,1.0347999999999999,1.9823,2.3456999999999999,2.4624999999999999,0.93920000000000003,null,null,10.0098,4,"Low",1.2975939999999999,0.94898300000000002,0.76335200000000003,0.55099200000000004,0.69431600000000004,1.0348329999999999,1.9822930000000001,2.345656,2.4624999999999999,1.87835,1.177125,1.333682]
[99502,null,null,null,0.60860000000000003,0.75700000000000001,1.0383,1.9438,2.4308999999999998,2.6520999999999999,1.0469999999999999,null,null,10.4777,5,"Low",1.344919,1.0169570000000001,0.79618,0.60857499999999998,0.75699499999999997,1.03826,1.9438200000000001,2.4309340000000002,2.6521370000000002,2.0940449999999999,1.2642979999999999,1.410215]
[99503,null,null,null,0.58509999999999995,0.72940000000000005,1.0373000000000001,1.9652000000000001,2.3803000000000001,2.5592999999999999,0.99650000000000005,null,null,10.2531,4,"Low",1.344184,0.99595699999999998,0.78973800000000005,0.58513599999999999,0.72938700000000001,1.037282,1.9652210000000001,2.3803480000000001,2.5592519999999999,1.9929159999999999,1.233428,1.391351]
[99504,null,null,null,0.63690000000000002,0.77810000000000001,1.1259999999999999,2.0802,2.3875999999999999,2.5777999999999999,1.0065,null,null,10.5931,5,"Low",1.503312,1.0850770000000001,0.86784799999999995,0.63689899999999999,0.77808500000000003,1.1259760000000001,2.080171,2.3875829999999998,2.5778099999999999,2.0129410000000001,1.3065279999999999,1.513344]
[99505,null,null,null,0.68359999999999999,0.82220000000000004,1.2482,2.1894999999999998,2.4701,2.6347999999999998,1.0218,null,null,11.0702,5,"Low",1.5424640000000001,1.1379840000000001,0.89202099999999995,0.68357599999999996,0.82218899999999995,1.248238,2.1894849999999999,2.470062,2.6347659999999999,2.0436969999999999,1.3320799999999999,1.5455300000000001]
[99506,null,null,null,0.51280000000000003,0.65839999999999999,1.0484,2.0326,2.2968999999999999,2.3371,0.86509999999999998,null,null,9.7513000000000005,4,"Low",1.263501,0.89560899999999999,0.73557700000000004,0.51275899999999996,0.65839700000000001,1.0483929999999999,2.0326040000000001,2.2969179999999998,2.3370519999999999,1.730219,1.1132899999999999,1.2779860000000001]
[99507,null,null,null,0.71919999999999995,0.85880000000000001,1.1536999999999999,2.0663,2.4742999999999999,2.7837999999999998,1.1254999999999999,null,null,11.1816,5,"Low",1.6187260000000001,1.2004699999999999,0.93838200000000005,0.71918499999999996,0.85883900000000002,1.1536740000000001,2.0663420000000001,2.4743270000000002,2.7837519999999998,2.2509920000000001,1.432399,1.646776]
[99508,null,null,null,0.59189999999999998,0.73529999999999995,1.0697000000000001,2.0209999999999999,2.3605999999999998,2.5230000000000001,0.97629999999999995,null,null,10.277799999999999,4,"Low",1.400226,1.014618,0.81344899999999998,0.59193200000000001,0.73533199999999999,1.069715,2.0210210000000002,2.36056,2.5229699999999999,1.9525429999999999,1.2435499999999999,1.424955]
[99515,null,null,null,0.70469999999999999,0.8518,1.0723,1.9575,2.4748999999999999,2.8490000000000002,1.1698999999999999,null,null,11.0801,5,"Low",1.5526120000000001,1.169205,0.89910900000000005,0.70469000000000004,0.85183500000000001,1.072346,1.9575020000000001,2.4749490000000001,2.8489800000000001,2.3398020000000002,1.4315739999999999,1.6161730000000001]
[99516,null,null,null,0.97240000000000004,1.0959000000000001,1.3594999999999999,2.1970999999999998,2.7214,3.2593999999999999,1.3888,null,null,12.9945,6,"Low",2.0373079999999999,1.566025,1.1986000000000001,0.97237799999999996,1.095926,1.3594919999999999,2.1971059999999998,2.7214369999999999,3.2594479999999999,2.777682,1.7844549999999999,2.0630920000000001]
[99517,null,null,null,0.51149999999999995,0.65349999999999997,1.0093000000000001,1.9540999999999999,2.3336999999999999,2.3959000000000001,0.8972,null,null,9.7552000000000003,4,"Low",1.1978059999999999,0.88597599999999999,0.71646699999999996,0.51150600000000002,0.65350699999999995,1.0092509999999999,1.954145,2.3336920000000001,2.3958979999999999,1.7944150000000001,1.109086,1.2424189999999999]
[99518,null,null,null,0.62929999999999997,0.77439999999999998,1.0528999999999999,1.9664999999999999,2.4142999999999999,2.6623999999999999,1.0581,null,null,10.5579,5,"Low",1.4233119999999999,1.0604340000000001,0.83121599999999995,0.62928799999999996,0.77438700000000005,1.052886,1.966499,2.4143270000000001,2.6624310000000002,2.1162740000000002,1.3060099999999999,1.4750080000000001]
[99540,null,null,null,1.2596000000000001,1.3735999999999999,1.5661,2.3409,2.9933000000000001,3.8477999999999999,1.7168000000000001,null,null,15.098100000000001,7,"Medium",2.5047160000000002,1.9663379999999999,1.4786220000000001,1.2595670000000001,1.373553,1.5660769999999999,2.3408739999999999,2.9933130000000001,3.8477960000000002,3.4335249999999999,2.1927750000000001,2.548146]
[99546,null,null,null,3.9940000000000002,2.9207999999999998,2.5522,2.6189,3.8243999999999998,4.8613999999999997,2.8618999999999999,null,null,23.633600000000001,7,"High",6.1066200000000004,3.9264649999999999,4.8538680000000003,3.993957,2.9208440000000002,2.5522089999999999,2.6189040000000001,3.8244340000000001,4.8614189999999997,5.7238490000000004,7.243188,6.5962579999999997]
[99547,null,null,null,3.3087,2.7286000000000001,2.3317999999999999,2.4996,3.6252,4.5250000000000004,2.6031,null,null,21.622,7,"Medium-High",5.3451709999999997,3.4277820000000001,4.1138789999999998,3.308665,2.728602,2.3318140000000001,2.4995560000000001,3.625232,4.5250399999999997,5.2061659999999996,6.1687779999999997,5.613232]
[99549,null,null,null,1.3842000000000001,1.7726999999999999,1.7675000000000001,2.1839,2.9451999999999998,3.2225999999999999,1.4314,null,null,14.7075,7,"Medium",2.2433649999999998,1.391337,1.4364779999999999,1.384171,1.7727489999999999,1.7674650000000001,2.1839019999999998,2.945173,3.2226189999999999,2.8628079999999998,2.380109,2.130433]
[99551,null,null,null,0,0,1.2783,1.8707,1.4337,0,0,null,null,4.5827,3,"Lowest",0.63062200000000002,0.43866300000000003,0.51936300000000002,0.56021100000000001,0.74159600000000003,1.27827,1.870679,2.867432,2.0733440000000001,1.333591,0.91654100000000005,0.75915299999999997]
[99552,null,null,null,0,0,1.2789999999999999,1.8846000000000001,1.4577,0,0,null,null,4.6212999999999997,3,"Lowest",0.66422000000000003,0.47597099999999998,0.54761000000000004,0.58272000000000002,0.75326800000000005,1.2790410000000001,1.8845799999999999,2.915327,2.1225179999999999,1.32037,0.92597399999999996,0.750911]
[99553,null,null,null,1.7924,1.9972000000000001,1.7723,2.2625999999999999,3.0684999999999998,3.7408999999999999,1.94,null,null,16.573899999999998,7,"Medium",3.3097300000000001,2.1645799999999999,2.1551469999999999,1.7924340000000001,1.9972220000000001,1.7723249999999999,2.2626219999999999,3.0685229999999999,3.7409249999999998,3.8799000000000001,3.960985,3.4145850000000002]
[99554,null,null,null,0,0,1.0230999999999999,1.7327999999999999,1.3634999999999999,0,0,null,null,4.1193999999999997,3,"Lowest",0.57566499999999998,0.33953499999999998,0.41787400000000002,0.43943900000000002,0.57916900000000004,1.0231490000000001,1.7327840000000001,2.7270629999999998,1.8709910000000001,1.226699,0.84481499999999998,0.71226900000000004]
[99555,null,null,null,0,0,1.4723999999999999,2.1604000000000001,1.5318000000000001,0,0,null,null,5.1646000000000001,3,"Lowest",1.114088,0.76784600000000003,0.87517199999999995,0.906389,1.08311,1.4723520000000001,2.1604019999999999,3.0635150000000002,2.534675,1.7392259999999999,1.3539129999999999,1.125712]
[99556,null,null,null,1.0730999999999999,0.99939999999999996,1.0782,1.5496000000000001,2.4129999999999998,2.9218000000000002,1.3435999999999999,null,null,11.3787,6,"Low",2.0973660000000001,1.5008889999999999,1.222728,1.0730850000000001,0.999444,1.0782419999999999,1.5495639999999999,2.412998,2.921783,2.6871689999999999,2.0366550000000001,2.1950129999999999]
[99557,null,null,null,0,0,1.7403,2.7688999999999999,1.8673,0,0,null,null,6.3765000000000001,3,"Lowest",0.91632899999999995,0.72537600000000002,0.80774800000000002,0.80562,0.80507200000000001,1.7403109999999999,2.7688649999999999,3.7346889999999999,2.391632,1.3128500000000001,1.01555,0.90237000000000001]
[99558,null,null,null,0,0,1.1153,2.0472000000000001,1.5772999999999999,0,0,null,null,4.7397999999999998,3,"Lowest",0.67823999999999995,0.48162100000000002,0.66076100000000004,0.52205299999999999,0.54086100000000004,1.115327,2.0471979999999999,3.1545380000000001,1.9721029999999999,0.79658700000000005,0.65143200000000001,0.50424999999999998]
[99559,null,null,null,0,0,1.2908999999999999,1.917,1.4581999999999999,0,0,null,null,4.6661000000000001,3,"Lowest",0.76415200000000005,0.53046000000000004,0.591615,0.61516800000000005,0.78126799999999996,1.290869,1.9169639999999999,2.916363,2.1323319999999999,1.3838250000000001,1.029822,0.84830700000000003]
[99561,null,null,null,0,0,1.2383,1.8288,1.3629,0,0,null,null,4.43,3,"Lowest",0.951183,0.576658,0.61714599999999997,0.65133700000000005,0.89950300000000005,1.238286,1.8288469999999999,2.725705,2.2411189999999999,1.897974,1.4457089999999999,1.222226]
[99563,null,null,null,0,0,1.1136999999999999,1.7432000000000001,1.3480000000000001,0,0,null,null,4.2049000000000003,3,"Lowest",0.78117499999999995,0.461059,0.50395199999999996,0.54600499999999996,0.74583100000000002,1.113688,1.7431540000000001,2.6960320000000002,2.0435469999999998,1.616147,1.1922870000000001,0.99638499999999997]
[99564,null,null,null,1.5763,1.9811000000000001,1.9443999999999999,2.2932000000000001,3.0042,3.3814000000000002,1.5390999999999999,null,null,15.7197,7,"Medium",2.7265769999999998,1.6903729999999999,1.710969,1.576265,1.981085,1.9444410000000001,2.2931949999999999,3.0041709999999999,3.3814120000000001,3.0781909999999999,2.7013419999999999,2.4863870000000001]
[99565,null,null,null,1.5550999999999999,1.9623999999999999,1.9202999999999999,2.2732000000000001,2.9939,3.3818000000000001,1.5401,null,null,15.626799999999999,7,"Medium",2.6771509999999998,1.660946,1.6805330000000001,1.5550520000000001,1.962386,1.920329,2.2732299999999999,2.993919,3.3818269999999999,3.0801590000000001,2.6859030000000002,2.4594209999999999]
[99567,null,null,null,0.76539999999999997,0.89910000000000001,1.4824999999999999,2.3917999999999999,2.6141000000000001,2.7623000000000002,1.0601,null,null,11.975300000000001,5,"Low",1.5978669999999999,1.2286900000000001,0.91649700000000001,0.76541999999999999,0.899065,1.4824889999999999,2.3918189999999999,2.6140650000000001,2.7623329999999999,2.120136,1.3797189999999999,1.6022149999999999]
[99568,null,null,null,0.85819999999999996,0.88900000000000001,0.99880000000000002,1.5557000000000001,2.4135,3.0028000000000001,1.2858000000000001,null,null,11.0038,4,"Low",1.6365829999999999,1.2508049999999999,1.0149999999999999,0.85824199999999995,0.88904700000000003,0.99875400000000003,1.555723,2.4134880000000001,3.0028229999999998,2.571555,1.6911309999999999,1.794613]
[99569,null,null,null,0,0,1.4863999999999999,2.1551,1.49,0,0,null,null,5.1315,3,"Lowest",1.204836,0.78301500000000002,0.93553399999999998,0.98133000000000004,1.1972659999999999,1.4863660000000001,2.1551290000000001,2.9800979999999999,2.613515,1.934021,1.4509669999999999,1.2471159999999999]
[99571,null,null,null,1.5684,1.9511000000000001,1.8420000000000001,2.2953999999999999,2.9740000000000002,3.6886999999999999,1.7688999999999999,null,null,16.0885,7,"Medium",2.8210980000000001,1.847907,1.7755559999999999,1.568449,1.951111,1.842009,2.2954370000000002,2.9740000000000002,3.6886990000000002,3.5378530000000001,3.2380460000000002,2.8520059999999998]
[99572,null,null,null,1.7841,1.8841000000000001,1.6073999999999999,2.1798000000000002,3.3576000000000001,5.0232000000000001,2.4278,null,null,18.263999999999999,7,"Medium",3.2372649999999998,2.5916610000000002,1.946283,1.7840750000000001,1.8841429999999999,1.6073740000000001,2.1798129999999998,3.357615,5.0231519999999996,4.855658,3.0019979999999999,3.3865449999999999]
[99573,null,null,null,1.6908000000000001,2.1198000000000001,2.7624,3.5369000000000002,3.4958999999999998,3.7829000000000002,1.7251000000000001,null,null,19.113800000000001,7,"Medium-High",2.7069329999999998,2.0611769999999998,2.0392640000000002,1.6907920000000001,2.1197629999999998,2.7623739999999999,3.5369269999999999,3.4958900000000002,3.7829130000000002,3.4501789999999999,2.6141990000000002,2.9142420000000002]
[99574,null,null,null,3.9693999999999998,4.4244000000000003,3.867,5.1280999999999999,6.367,8.5122999999999998,4.3403999999999998,null,null,36.608600000000003,7,"Highest",5.9066809999999998,4.565537,4.527901,3.969398,4.424442,3.8670279999999999,5.128088,6.3669710000000004,8.5123309999999996,8.6808230000000002,6.10121,6.5610290000000004]
[99575,null,null,null,0,0,1.4422999999999999,2.3711000000000002,1.7031000000000001,0,0,null,null,5.5164999999999997,3,"Lowest",0.86770099999999994,0.70380699999999996,0.77236300000000002,0.74798100000000001,0.73777199999999998,1.4422550000000001,2.3711069999999999,3.4061689999999998,2.2235499999999999,1.090552,0.94049300000000002,0.74555300000000002]
[99576,null,null,null,0,0,1.4854000000000001,2.0884,1.4801,0,0,null,null,5.0538999999999996,3,"Lowest",1.1841539999999999,0.80011399999999999,0.87023300000000003,0.878081,1.1070329999999999,1.485366,2.0884480000000001,2.9601570000000001,2.5239370000000001,1.8551120000000001,1.4867170000000001,1.2478689999999999]
[99577,null,null,null,1.1281000000000001,1.2226999999999999,1.6884999999999999,2.5123000000000002,2.9434,3.4350000000000001,1.4423999999999999,null,null,14.372400000000001,7,"Medium",2.2695259999999999,1.7942,1.3764380000000001,1.1281099999999999,1.2227330000000001,1.688534,2.5123139999999999,2.9434339999999999,3.4349569999999998,2.8847179999999999,1.927549,2.2680760000000002]
[99578,null,null,null,0,0,1.3707,1.9123000000000001,1.3923000000000001,0,0,null,null,4.6753,3,"Lowest",0.878355,0.57071899999999998,0.637907,0.68181000000000003,0.93908100000000005,1.370735,1.9122790000000001,2.7845840000000002,2.2788379999999999,1.7815259999999999,1.3095939999999999,1.1180490000000001]
[99579,null,null,null,1.1447000000000001,1.4444999999999999,1.5778000000000001,2.1415000000000002,2.9013,2.7934000000000001,1.1344000000000001,null,null,13.137600000000001,7,"Medium",1.560209,0.94993399999999995,1.113667,1.144668,1.4445129999999999,1.5778399999999999,2.1414710000000001,2.901294,2.793361,2.268745,1.708097,1.5366200000000001]
[99580,null,null,null,0,0,1.4750000000000001,2.2504,1.5676000000000001,0,0,null,null,5.2930000000000001,3,"Lowest",1.0207710000000001,0.68719699999999995,0.86374700000000004,0.92499200000000004,1.0689029999999999,1.4749669999999999,2.250432,3.135265,2.5529470000000001,1.764707,1.2707679999999999,1.0868409999999999]
[99581,null,null,null,0,0,0.97609999999999997,1.6688000000000001,1.3331999999999999,0,0,null,null,3.9781,2,"Lowest",0.61267099999999997,0.361958,0.40682099999999999,0.443075,0.58502900000000002,0.97611899999999996,1.6687650000000001,2.6664780000000001,1.864878,1.287202,0.90751899999999996,0.75168000000000001]
[99583,null,null,null,1.7239,2.0209999999999999,1.8249,2.3298000000000001,3.0354999999999999,3.8712,1.9581999999999999,null,null,16.764500000000002,7,"Medium",3.2243059999999999,2.1402100000000002,2.0555099999999999,1.7239180000000001,2.0209649999999999,1.824881,2.3298290000000001,3.03545,3.8711519999999999,3.9163779999999999,3.8429639999999998,3.3481999999999998]
[99585,null,null,null,0,0,1.1869000000000001,1.8498000000000001,1.4341999999999999,0,0,null,null,4.4709000000000003,3,"Lowest",0.54239300000000001,0.35716399999999998,0.46823199999999998,0.482431,0.63044100000000003,1.186917,1.849766,2.868468,1.951171,1.1630590000000001,0.77475899999999998,0.65559500000000004]
[99586,null,null,null,0.8841,1.3853,2.4489999999999998,3.0760000000000001,2.4302999999999999,1.9268000000000001,0.72729999999999995,null,null,12.8788,5,"Low",1.4285559999999999,1.052454,1.1069789999999999,0.88412400000000002,1.385305,2.4489749999999999,3.0760149999999999,2.4303059999999999,1.926787,1.454639,1.3043340000000001,1.459317]
[99587,null,null,null,0,0,1.7653000000000001,2.5081000000000002,1.6483000000000001,0,0,null,null,5.9217000000000004,3,"Lowest",2.952286,2.3678149999999998,1.753854,1.55152,1.6601379999999999,1.765309,2.5080809999999998,3.296694,4.5315669999999999,4.1707210000000003,2.6208979999999999,3.0567899999999999]
[99588,null,null,null,0,0,1.9943,2.5167000000000002,1.2895000000000001,0,0,null,null,5.8005000000000004,3,"Lowest",1.8765229999999999,1.5789850000000001,1.24224,0.88844699999999999,1.051715,1.9943120000000001,2.5167099999999998,2.5790139999999999,2.7800950000000002,2.1524860000000001,1.559904,1.960809]
[99589,null,null,null,0,0,1.4672000000000001,2.0223,1.4279999999999999,0,0,null,null,4.9175000000000004,3,"Lowest",1.158865,0.76345499999999999,0.81500499999999998,0.82052400000000003,1.0904149999999999,1.4671540000000001,2.022262,2.8560099999999999,2.4785490000000001,1.967886,1.56402,1.334411]
[99590,null,null,null,0.48720000000000002,0.47599999999999998,1.0530999999999999,2.0629,3.0049000000000001,1.7722,0.36149999999999999,null,null,9.2178000000000004,4,"Low",0.64214499999999997,0.44872699999999999,0.65229800000000004,0.48719200000000001,0.47603400000000001,1.05314,2.0628519999999999,3.0049459999999999,1.772194,0.72309599999999996,0.61596399999999996,0.494392]
[99591,null,null,null,0,0,1.2737000000000001,1.9634,1.5176000000000001,0,0,null,null,4.7546999999999997,3,"Lowest",2.2232159999999999,1.3860939999999999,1.358039,1.239385,1.404515,1.2736689999999999,1.963401,3.0352830000000002,2.8870629999999999,3.01098,2.9578259999999998,2.2958889999999998]
[99602,null,null,null,0,0,1.1691,1.9225000000000001,1.6064000000000001,0,0,null,null,4.6980000000000004,3,"Lowest",0.72199199999999997,0.57945500000000005,0.62956999999999996,0.58484999999999998,0.64952900000000002,1.1690860000000001,1.922528,3.2127210000000002,2.2005819999999998,0.95765999999999996,0.74399300000000002,0.51938899999999999]
[99603,null,null,null,0,0,1.4178999999999999,1.7991999999999999,1.4084000000000001,0,0,null,null,4.6254999999999997,3,"Lowest",2.9745309999999998,2.1317179999999998,1.7192289999999999,1.5677570000000001,1.5494760000000001,1.4179090000000001,1.799247,2.8167110000000002,3.7690920000000001,3.6572650000000002,2.7035170000000002,2.944941]
[99604,null,null,null,0.55989999999999995,0.75190000000000001,1.0627,1.6996,2.6808000000000001,2.0552999999999999,0.83399999999999996,null,null,9.6441999999999997,4,"Low",0.85717299999999996,0.50648199999999999,0.51917199999999997,0.55992900000000001,0.75191799999999998,1.0626580000000001,1.6996070000000001,2.6807970000000001,2.0553469999999998,1.667934,1.2735829999999999,1.0401929999999999]
[99606,null,null,null,1.07,1.1166,1.7176,2.6478999999999999,4.0063000000000004,3.1734,1.1084000000000001,null,null,14.840199999999999,7,"Medium",1.2434210000000001,0.88048599999999999,1.0437380000000001,1.069998,1.116606,1.717565,2.6478869999999999,4.0063360000000001,3.1733709999999999,2.2168960000000002,1.4440820000000001,1.3166]
[99607,null,null,null,0.63080000000000003,0.72450000000000003,1.2341,1.9192,3.1707999999999998,2.2561,0.54979999999999996,null,null,10.485300000000001,4,"Low",0.75470800000000005,0.61614500000000005,0.63096099999999999,0.63075000000000003,0.72448999999999997,1.234094,1.919192,3.1707749999999999,2.2561429999999998,1.0996360000000001,0.84554799999999997,0.59841299999999997]
[99610,null,null,null,0.81030000000000002,0.90610000000000002,1.0048999999999999,1.5881000000000001,2.4651000000000001,3.1139999999999999,1.3022,null,null,11.1907,5,"Low",1.5186999999999999,1.1871430000000001,0.96252899999999997,0.81026200000000004,0.90613600000000005,1.0048779999999999,1.5881339999999999,2.4650539999999999,3.114004,2.6044619999999998,1.5961730000000001,1.677511]
[99611,null,null,null,0,0,1.1919,1.8861000000000001,1.3705000000000001,0,0,null,null,4.4485000000000001,3,"Lowest",1.875149,1.4829129999999999,1.137713,0.97914400000000001,1.1311359999999999,1.1919230000000001,1.886131,2.740993,3.543577,3.075377,1.813078,1.9935590000000001]
[99612,null,null,null,1.6545000000000001,2.0240999999999998,1.8784000000000001,2.3603000000000001,3.0032000000000001,3.8687999999999998,1.8929,null,null,16.682200000000002,7,"Medium",3.062859,2.0356269999999999,1.928072,1.654525,2.0240879999999999,1.878449,2.360306,3.0031699999999999,3.8687830000000001,3.7858610000000001,3.561102,3.1382759999999998]
[99613,null,null,null,0,0,1.5377000000000001,2.2056,1.536,0,0,null,null,5.2793000000000001,3,"Lowest",1.347404,0.82628999999999997,1.0316190000000001,1.079896,1.316039,1.5376909999999999,2.2055570000000002,3.0719959999999999,2.7625579999999998,2.1465480000000001,1.4998450000000001,1.366185]
[99614,null,null,null,0,0,1.2672000000000001,1.847,1.3669,0,0,null,null,4.4810999999999996,3,"Lowest",0.99238599999999999,0.60725099999999999,0.64763899999999996,0.67715999999999998,0.93878099999999998,1.267226,1.84697,2.7337530000000001,2.2962910000000001,1.9643790000000001,1.503546,1.2737510000000001]
[99615,null,null,null,0,0,3.3269000000000002,2.9830000000000001,2.15,0,0,null,null,8.4598999999999993,3,"Low",6.0379389999999997,3.6188600000000002,3.313091,3.1059130000000001,3.786098,3.3269120000000001,2.9830019999999999,4.2999320000000001,5.4327829999999997,5.3043040000000001,4.3021589999999996,4.6157349999999999]
[99620,null,null,null,0,0,0.97050000000000003,1.6832,1.3418000000000001,0,0,null,null,3.9954999999999998,2,"Lowest",0.57590600000000003,0.340084,0.39768700000000001,0.42730200000000002,0.56018000000000001,0.97049799999999997,1.6831830000000001,2.6836289999999998,1.8465039999999999,1.2216210000000001,0.84550400000000003,0.70328299999999999]
[99621,null,null,null,0,0,1.2887,1.8762000000000001,1.4315,0,0,null,null,4.5964,3,"Lowest",0.64668899999999996,0.44895499999999999,0.52739599999999998,0.57081300000000001,0.75637900000000002,1.288702,1.8762380000000001,2.8630939999999998,2.0864639999999999,1.3599019999999999,0.94049000000000005,0.78129899999999997]
[99622,null,null,null,0,0,1.3192999999999999,1.8673,1.3617999999999999,0,0,null,null,4.5484,3,"Lowest",0.87118799999999996,0.53719700000000004,0.60267400000000004,0.647559,0.90964500000000004,1.3193349999999999,1.8673299999999999,2.7236850000000001,2.223916,1.8374820000000001,1.351709,1.1672689999999999]
[99625,null,null,null,0,0,1.8633999999999999,2.5333000000000001,1.9374,0,0,null,null,6.3341000000000003,3,"Lowest",1.974027,1.276508,1.3621620000000001,1.327205,1.500904,1.8633550000000001,2.5333169999999998,3.8747919999999998,3.4473530000000001,2.6682299999999999,1.840206,1.8037460000000001]
[99626,null,null,null,0,0,1.2335,1.9160999999999999,1.5810999999999999,0,0,null,null,4.7306999999999997,3,"Lowest",0.74906300000000003,0.60975299999999999,0.62645799999999996,0.62858899999999995,0.72545499999999996,1.2334830000000001,1.9160900000000001,3.1621800000000002,2.2546879999999998,1.1107640000000001,0.84782000000000002,0.60247899999999999]
[99627,null,null,null,0.5373,0.68930000000000002,1.6836,2.5646,3.0746000000000002,1.6948000000000001,0.47710000000000002,null,null,10.721299999999999,4,"Low",0.72317200000000004,0.60441400000000001,0.60302299999999998,0.53727000000000003,0.68933,1.683576,2.5645760000000002,3.0745529999999999,1.694782,0.95420300000000002,0.78556800000000004,0.719723]
[99628,null,null,null,0,0,1.4815,2.1162999999999998,1.4944,0,0,null,null,5.0922000000000001,3,"Lowest",1.231122,0.82267900000000005,0.92053200000000002,0.95469000000000004,1.1819310000000001,1.481546,2.1162670000000001,2.9887320000000002,2.6376189999999999,1.9458489999999999,1.510526,1.2633449999999999]
[99630,null,null,null,0.72519999999999996,0.94979999999999998,1.1621999999999999,1.8032999999999999,2.7621000000000002,2.3090000000000002,1.0318000000000001,null,null,10.743399999999999,5,"Low",1.216207,0.73434500000000003,0.723082,0.725244,0.94980200000000004,1.1621649999999999,1.8032550000000001,2.7620499999999999,2.3089740000000001,2.0635479999999999,1.7259629999999999,1.3942950000000001]
[99631,null,null,null,0,0,1.8718999999999999,2.5017999999999998,1.8161,0,0,null,null,6.1898,3,"Lowest",3.5760169999999998,2.9208820000000002,2.1920510000000002,1.9878229999999999,2.0766550000000001,1.8718969999999999,2.5018340000000001,3.6322130000000001,5.4386400000000004,5.2488049999999999,3.2669260000000002,3.7591969999999999]
[99632,null,null,null,0,0,1.0408999999999999,1.7004999999999999,1.3411,0,0,null,null,4.0824999999999996,3,"Lowest",0.68432800000000005,0.401864,0.446766,0.48708299999999999,0.65502400000000005,1.040905,1.7004520000000001,2.6822490000000001,1.9379710000000001,1.430156,1.030162,0.85730600000000001]
[99633,null,null,null,1.0056,1.2208000000000001,1.4757,2.1766999999999999,2.9857,2.625,0.99470000000000003,null,null,12.4842,6,"Low",1.170947,0.72673299999999996,0.94437800000000005,1.005574,1.2207809999999999,1.4757070000000001,2.1766709999999998,2.985687,2.6249929999999999,1.9894289999999999,1.384379,1.2367109999999999]
[99634,null,null,null,0.54690000000000005,0.75139999999999996,1.2950999999999999,1.8552999999999999,2.7808000000000002,2.0186999999999999,0.7016,null,null,9.9497999999999998,4,"Low",0.60929199999999994,0.40079900000000002,0.49053099999999999,0.54692600000000002,0.75143599999999999,1.2951250000000001,1.8553189999999999,2.780761,2.0187369999999998,1.4032180000000001,0.94843599999999995,0.81725099999999995]
[99636,null,null,null,0,0,1.4908999999999999,2.2898000000000001,1.6041000000000001,0,0,null,null,5.3848000000000003,3,"Lowest",1.0041819999999999,0.69335000000000002,0.85577599999999998,0.90854900000000005,1.0287059999999999,1.4908790000000001,2.2897590000000001,3.2082709999999999,2.5346380000000002,1.688353,1.237268,1.052646]
[99638,null,null,null,2.0922999999999998,2.1004999999999998,1.8127,2.2509000000000001,3.1970999999999998,3.7703000000000002,2.0347,null,null,17.258500000000002,7,"Medium",3.7222089999999999,2.4001790000000001,2.551463,2.0922930000000002,2.1004909999999999,1.812665,2.2509299999999999,3.197098,3.7703359999999999,4.0694030000000003,4.4203640000000002,3.8122919999999998]
[99639,null,null,null,0.99360000000000004,0.97270000000000001,1.0604,1.5809,2.4437000000000002,3.0409999999999999,1.3520000000000001,null,null,11.4443,5,"Low",1.9202030000000001,1.430496,1.157125,0.99363699999999999,0.97267800000000004,1.06037,1.5808930000000001,2.4436990000000001,3.0409959999999998,2.7039430000000002,1.9000459999999999,2.04541]
[99640,null,null,null,1.1879999999999999,1.2161999999999999,1.9029,2.7654999999999998,4.2957000000000001,3.5531000000000001,1.2715000000000001,null,null,16.192900000000002,7,"Medium",1.5347459999999999,1.135626,1.2575829999999999,1.1880040000000001,1.2161759999999999,1.9029229999999999,2.7654580000000002,4.2956770000000004,3.5531259999999998,2.5429889999999999,1.611804,1.585858]
[99645,null,null,null,0,0,2.1242000000000001,2.8927999999999998,1.585,0,0,null,null,6.6020000000000003,3,"Lowest",2.528753,2.073518,1.634709,1.2536879999999999,1.304908,2.1242290000000001,2.8928050000000001,3.1699130000000002,3.550211,2.8660220000000001,2.0667360000000001,2.5091700000000001]
[99647,null,null,null,0,0,1.9712000000000001,2.6259999999999999,2.0270000000000001,0,0,null,null,6.6242000000000001,3,"Lowest",2.0561630000000002,1.400984,1.4302090000000001,1.3328770000000001,1.4506319999999999,1.9712160000000001,2.6259980000000001,4.0539699999999996,3.6394519999999999,2.8030309999999998,1.861313,1.9289529999999999]
[99648,null,null,null,0,0,1.9014,2.2622,1.4847999999999999,0,0,null,null,5.6483999999999996,3,"Lowest",2.7532290000000001,1.734151,1.7219640000000001,1.570587,1.9797229999999999,1.901373,2.2622080000000002,2.9695100000000001,3.4825330000000001,3.2375080000000001,2.8756170000000001,2.5931340000000001]
[99649,null,null,null,1.3432999999999999,1.7182999999999999,1.7351000000000001,2.1789000000000001,2.9716,3.1,1.3371,null,null,14.3843,7,"Medium",2.059707,1.2420230000000001,1.349728,1.343326,1.7183010000000001,1.7351019999999999,2.1789209999999999,2.9716089999999999,3.099961,2.674204,2.092943,1.919497]
[99650,null,null,null,0,0,1.1435,1.7842,1.3687,0,0,null,null,4.2964000000000002,3,"Lowest",0.57798899999999998,0.34389799999999998,0.437336,0.475188,0.65138499999999999,1.1434550000000001,1.7842070000000001,2.73739,1.923861,1.3368230000000001,0.90428799999999998,0.77890400000000004]
[99651,null,null,null,0,0,1.4829000000000001,2.0375000000000001,1.4359,0,0,null,null,4.9562999999999997,3,"Lowest",1.23922,0.81769800000000004,0.86392100000000005,0.86503399999999997,1.1414960000000001,1.4828939999999999,2.037531,2.871702,2.563847,2.0568900000000001,1.6498299999999999,1.4013100000000001]
[99653,null,null,null,0,0,2.0182000000000002,2.9455,2.097,0,0,null,null,7.0606999999999998,3,"Lowest",1.454882,1.0908530000000001,1.2056629999999999,1.11212,1.1045849999999999,2.018154,2.9454980000000002,4.1940730000000004,3.2009110000000001,2.1865239999999999,1.459322,1.490945]
[99654,null,null,null,0,0,1.2391000000000001,2.2136,1.2277,0,0,null,null,4.6803999999999997,3,"Lowest",1.0517650000000001,0.799539,0.63344,0.49775599999999998,0.65205599999999997,1.23912,2.2135669999999998,2.4553029999999998,2.293228,1.5829029999999999,0.96685600000000005,1.0766899999999999]
[99655,null,null,null,0,0,1.4471000000000001,2.0295000000000001,1.4509000000000001,0,0,null,null,4.9275000000000002,3,"Lowest",1.009123,0.68013900000000005,0.74861599999999995,0.75364500000000001,0.97142200000000001,1.447057,2.0295339999999999,2.9018820000000001,2.305069,1.6578120000000001,1.3171200000000001,1.1219479999999999]
[99656,null,null,null,0.76649999999999996,0.75439999999999996,1.5326,2.5312000000000001,3.5230999999999999,2.2921,0.60819999999999996,null,null,12.008100000000001,4,"Low",0.84961100000000001,0.67208299999999999,0.76144400000000001,0.76646300000000001,0.75436999999999999,1.5326139999999999,2.531244,3.5230579999999998,2.292084,1.216356,0.98672499999999996,0.81935599999999997]
[99657,null,null,null,0,0,1.1955,1.8883000000000001,1.5315000000000001,0,0,null,null,4.6153000000000004,3,"Lowest",0.64352699999999996,0.48905300000000002,0.56076999999999999,0.55201500000000003,0.66504700000000005,1.195479,1.8883000000000001,3.062951,2.1267550000000002,1.089283,0.77871999999999997,0.59057999999999999]
[99658,null,null,null,0.45429999999999998,0.60319999999999996,1.0891999999999999,1.7804,2.7530000000000001,1.8811,0.61739999999999995,null,null,9.1785999999999994,4,"Low",0.57548900000000003,0.33984900000000001,0.43642300000000001,0.454349,0.60323199999999999,1.0891630000000001,1.7804,2.7530030000000001,1.8810899999999999,1.234836,0.84924599999999995,0.73098399999999997]
[99659,null,null,null,0,0,1.0793999999999999,1.9763999999999999,1.5089999999999999,0,0,null,null,4.5648,3,"Lowest",0.56361499999999998,0.33305499999999999,0.53589100000000001,0.43485400000000002,0.50465700000000002,1.07941,1.976369,3.0179870000000002,1.887308,0.87579300000000004,0.62222100000000002,0.54356199999999999]
[99660,null,null,null,0,0,1.1362000000000001,1.8792,1.4964,0,0,null,null,4.5118,3,"Lowest",1.933487,1.186618,1.124811,1.0726329999999999,1.238834,1.1362319999999999,1.8792120000000001,2.9927510000000002,2.677657,2.772767,2.6640000000000001,1.9733339999999999]
[99661,null,null,null,0,0,1.8826000000000001,2.278,1.4795,0,0,null,null,5.6401000000000003,3,"Lowest",2.9777300000000002,1.9319660000000001,1.8556060000000001,1.638846,2.04094,1.8825799999999999,2.278038,2.9589460000000001,3.7499609999999999,3.6279439999999998,3.3220559999999999,2.940823]
[99662,null,null,null,0.53239999999999998,0.71309999999999996,1.0625,1.7075,2.6810999999999998,1.9964999999999999,0.77980000000000005,null,null,9.4728999999999992,4,"Low",0.79318200000000005,0.46736,0.49555199999999999,0.53236099999999997,0.71307500000000001,1.062486,1.707533,2.681101,1.996548,1.5595589999999999,1.172947,0.97098399999999996]
[99664,null,null,null,2.7018,2.7562000000000002,2.1976,2.7206999999999999,4.2930999999999999,6.9309000000000003,3.4666999999999999,null,null,25.067,7,"High",4.5280589999999998,3.8152970000000002,2.9076200000000001,2.701775,2.7561680000000002,2.1976200000000001,2.720742,4.2931179999999998,6.9309159999999999,6.9333739999999997,4.2927910000000002,4.8586809999999998]
[99665,null,null,null,0,0,1.1367,1.9461999999999999,1.6323000000000001,0,0,null,null,4.7152000000000003,3,"Lowest",0.75361100000000003,0.62888200000000005,0.66701200000000005,0.60292999999999997,0.63222900000000004,1.1367020000000001,1.946232,3.2645230000000001,2.213924,0.90116300000000005,0.73344200000000004,0.48450799999999999]
[99667,null,null,null,0.60250000000000004,0.64870000000000005,1.6227,2.2534999999999998,2.5234000000000001,2.0518999999999998,0.67669999999999997,null,null,10.3794,4,"Low",1.1480840000000001,0.85580199999999995,0.85279899999999997,0.60247200000000001,0.64873400000000003,1.6227020000000001,2.2535020000000001,2.5233599999999998,2.0519150000000002,1.3533649999999999,0.945384,1.1501479999999999]
[99668,null,null,null,0,0,1.5623,2.5844,1.8037000000000001,0,0,null,null,5.9504000000000001,3,"Lowest",0.82962599999999997,0.65358400000000005,0.74806499999999998,0.78044500000000006,0.77405500000000005,1.562262,2.5843790000000002,3.6074169999999999,2.3898609999999998,1.3273950000000001,1.0140769999999999,0.84798899999999999]
[99669,null,null,null,0,0,1.0627,1.6656,1.2956000000000001,0,0,null,null,4.0239000000000003,3,"Lowest",1.6858960000000001,1.324835,1.045617,0.90266000000000002,1.03213,1.062692,1.665621,2.5912099999999998,3.3895400000000002,2.9013049999999998,1.726183,1.833537]
[99670,null,null,null,0,0,1.4739,2.1385000000000001,1.4455,0,0,null,null,5.0579000000000001,3,"Lowest",1.214515,0.74572400000000005,0.959067,1.0183759999999999,1.256003,1.4738979999999999,2.1384720000000002,2.8909750000000001,2.598284,2.0006119999999998,1.4220649999999999,1.2707470000000001]
[99671,null,null,null,0,0,0.9839,1.8271999999999999,1.4322999999999999,0,0,null,null,4.2434000000000003,2,"Lowest",0.482516,0.28426499999999999,0.42488700000000001,0.39305400000000001,0.487618,0.98391499999999998,1.82721,2.8646150000000001,1.8636619999999999,0.98795299999999997,0.63502199999999998,0.53433900000000001]
[99672,null,null,null,0,0,1.1113,1.7421,1.3492999999999999,0,0,null,null,4.2027000000000001,3,"Lowest",1.8523400000000001,1.4576309999999999,1.121713,0.98777400000000004,1.1338440000000001,1.111286,1.742083,2.6985079999999999,3.604025,3.1597050000000002,1.853626,1.9955529999999999]
[99676,null,null,null,0,0,1.7514000000000001,2.7957000000000001,1.5814999999999999,0,0,null,null,6.1285999999999996,3,"Lowest",0.98291300000000004,0.893011,0.68537599999999999,0.62545499999999998,0.79707499999999998,1.7513529999999999,2.795709,3.1630210000000001,2.5374680000000001,1.6529990000000001,0.92864100000000005,0.98484300000000002]
[99679,null,null,null,0.58930000000000005,0.73950000000000005,1.2609999999999999,1.8933,2.9891000000000001,2.1562000000000001,0.62419999999999998,null,null,10.252599999999999,4,"Low",0.67854800000000004,0.50563499999999995,0.56737800000000005,0.58926699999999999,0.73949399999999998,1.2610060000000001,1.893251,2.989106,2.1561620000000001,1.2483409999999999,0.89068099999999994,0.69675500000000001]
[99681,null,null,null,0.61839999999999995,0.84309999999999996,1.1839,1.7979000000000001,2.7204000000000002,2.1576,0.89680000000000004,null,null,10.2181,4,"Low",0.92440800000000001,0.55408400000000002,0.59077100000000005,0.61837399999999998,0.84313899999999997,1.183929,1.7979019999999999,2.7203580000000001,2.1576140000000001,1.7935289999999999,1.379902,1.1590750000000001]
[99682,null,null,null,0,0,1.4308000000000001,2.0657999999999999,1.2585999999999999,0,0,null,null,4.7552000000000003,3,"Lowest",1.118868,0.88221000000000005,0.83394999999999997,0.60089700000000001,0.68150900000000003,1.430841,2.0658270000000001,2.5171429999999999,2.3217539999999999,1.613129,1.0214909999999999,1.1655199999999999]
[99683,null,null,null,0.52849999999999997,0.69550000000000001,1.1638999999999999,2.0867,2.5979000000000001,2.5133999999999999,0.90910000000000002,null,null,10.494999999999999,4,"Low",1.013053,0.82465999999999995,0.66674,0.52849999999999997,0.69551099999999999,1.1639379999999999,2.0867279999999999,2.5978669999999999,2.513388,1.8181719999999999,1.0166029999999999,1.0875969999999999]
[99684,null,null,null,0,0,1.0948,2.0952000000000002,1.5741000000000001,0,0,null,null,4.7641,3,"Lowest",0.62212299999999998,0.37940200000000002,0.63503299999999996,0.46662700000000001,0.49278499999999997,1.0948089999999999,2.0951949999999999,3.1481840000000001,1.910428,0.76068100000000005,0.59217399999999998,0.503556]
[99685,null,null,null,1.8663000000000001,2.0087999999999999,1.7827,2.2686000000000002,3.1095000000000002,3.6911999999999998,1.9339999999999999,null,null,16.661100000000001,7,"Medium",3.423969,2.2258249999999999,2.265339,1.8663259999999999,2.008832,1.782743,2.2685909999999998,3.109515,3.6912479999999999,3.8680059999999998,4.0631089999999999,3.505566]
[99686,null,null,null,0,0,2.6400999999999999,3.3542999999999998,2.3441000000000001,0,0,null,null,8.3384999999999998,3,"Low",4.4683929999999998,3.7625299999999999,3.1191749999999998,2.6263320000000001,2.649918,2.6400700000000001,3.3543029999999998,4.6881899999999996,6.7503919999999997,6.3450990000000003,4.1152860000000002,4.842619]
[99688,null,null,null,0,0,1.3822000000000001,2.2597,1.3468,0,0,null,null,4.9886999999999997,3,"Lowest",0.96914900000000004,0.83450199999999997,0.68357699999999999,0.53768199999999999,0.68889699999999998,1.3821600000000001,2.2596989999999999,2.6936450000000001,2.4068000000000001,1.6417010000000001,0.93868600000000002,1.0109429999999999]
[99689,null,null,null,0,0,3.9965999999999999,5.1654999999999998,3.3026,0,0,null,null,12.464700000000001,3,"Low",7.4121819999999996,5.5201229999999999,5.3711979999999997,4.8987449999999999,5.1965469999999998,3.996626,5.1655350000000002,6.6052920000000004,9.9244120000000002,11.790383,8.2559120000000004,8.1951999999999998]
[99691,null,null,null,0,0,1.8193999999999999,2.7949000000000002,1.6034999999999999,0,0,null,null,6.2178000000000004,3,"Lowest",0.49408400000000002,0.44224799999999997,0.39163100000000001,0.43039899999999998,0.73629,1.8193790000000001,2.7948919999999999,3.206979,1.5537270000000001,0.94881099999999996,0.64683599999999997,0.55897300000000005]
[99692,null,null,null,0,0,1.7819,2.2425999999999999,1.5569999999999999,0,0,null,null,5.5815000000000001,3,"Lowest",3.5022690000000001,2.2737769999999999,2.3304109999999998,1.9238759999999999,2.0453939999999999,1.7818940000000001,2.2426279999999998,3.1139559999999999,3.7541159999999998,3.9698660000000001,4.1734879999999999,3.591682]
[99701,null,null,null,0,0,1.5430999999999999,2.1200999999999999,1.0096000000000001,0,0,null,null,4.6727999999999996,3,"Lowest",0.70349600000000001,0.49008099999999999,0.34906900000000002,0.25967699999999999,0.61117100000000002,1.5430839999999999,2.120117,2.019136,1.204051,0.80321699999999996,0.77358499999999997,0.65205800000000003]
[99702,null,null,null,0,0,1.5623,2.1602999999999999,1.0512999999999999,0,0,null,null,4.7739000000000003,3,"Lowest",0.75454299999999996,0.59518899999999997,0.44129600000000002,0.30561300000000002,0.67211299999999996,1.562325,2.1602730000000001,2.1026720000000001,1.308581,0.78010699999999999,0.73755300000000001,0.71983600000000003]
[99703,null,null,null,0,0,1.4027000000000001,1.8867,0.9496,0,0,null,null,4.2389999999999999,2,"Lowest",0.69582100000000002,0.46932099999999999,0.35323399999999999,0.26611699999999999,0.59008300000000002,1.4026749999999999,1.8866579999999999,1.89916,1.1100319999999999,0.80710599999999999,0.78824499999999997,0.62661100000000003]
[99704,null,null,null,0,0,1.3868,2.0242,0.95760000000000001,0,0,null,null,4.3685999999999998,2,"Lowest",0.565021,0.37077199999999999,0.25450600000000001,0.20907500000000001,0.52629400000000004,1.3867769999999999,2.024216,1.9151750000000001,1.035838,0.56778099999999998,0.541906,0.512625]
[99705,null,null,null,0,0,1.4741,2.0245000000000002,1.0066999999999999,0,0,null,null,4.5053000000000001,3,"Lowest",0.74158999999999997,0.54954599999999998,0.40884900000000002,0.29381800000000002,0.638907,1.4741139999999999,2.0244710000000001,2.0134759999999998,1.24149,0.81423000000000001,0.77197499999999997,0.69193499999999997]
[99709,null,null,null,0,0,1.4041999999999999,1.9345000000000001,0.93359999999999999,0,0,null,null,4.2723000000000004,2,"Lowest",0.57554499999999997,0.341414,0.26124199999999997,0.200047,0.50956500000000005,1.4041969999999999,1.9344760000000001,1.8672979999999999,0.89976199999999995,0.57812300000000005,0.65881900000000004,0.542794]
[99712,null,null,null,0,0,1.4702999999999999,1.8743000000000001,0.85829999999999995,0,0,null,null,4.2028999999999996,2,"Lowest",0.57175500000000001,0.388569,0.318386,0.199411,0.50111700000000003,1.4703360000000001,1.8742650000000001,1.7165889999999999,0.80044300000000002,0.40687600000000002,0.51235900000000001,0.47773100000000002]
[99714,null,null,null,0,0,1.7024999999999999,1.9721,0.7742,0,0,null,null,4.4488000000000003,2,"Lowest",0.36542200000000002,0.24651100000000001,0.20807,0.119771,0.50346800000000003,1.702504,1.972132,1.5484560000000001,0.64503200000000005,0.26110899999999998,0.28051700000000002,0.26579199999999997]
[99720,null,null,null,0,0,1.1308,1.6231,1.0528999999999999,0,0,null,null,3.8068,3,"Lowest",0.71373500000000001,0.441214,0.38001800000000002,0.33444600000000002,0.40893099999999999,1.1307640000000001,1.62314,2.1058210000000002,1.1264069999999999,1.2186980000000001,0.78855399999999998,0.66028799999999999]
[99721,null,null,null,0,0,1.1726000000000001,1.5809,0.88,0,0,null,null,3.6335000000000002,2,"Lowest",0.65525100000000003,0.40575499999999998,0.42446899999999999,0.34328199999999998,0.31938299999999997,1.1726179999999999,1.580878,1.760006,0.78541300000000003,0.43777300000000002,0.54332800000000003,0.62751699999999999]
[99722,null,null,null,0,0,0.64280000000000004,0.91879999999999995,0.48530000000000001,0,0,null,null,2.0468999999999999,0,"Lowest",0.34604699999999999,0.19563700000000001,0.22364899999999999,0.112332,0.12731100000000001,0.64280499999999996,0.91879900000000003,0.97053900000000004,0.333534,8.2289000000000001E-2,0.220916,0.274476]
[99723,null,null,null,0,0,0.42109999999999997,1.0248999999999999,0.62549999999999994,0,0,null,null,2.0714999999999999,1,"Lowest",0.21496000000000001,0.17004900000000001,0.13431399999999999,0.16225600000000001,0.16123399999999999,0.42113699999999998,1.0248740000000001,1.2509889999999999,0.67998000000000003,0.49671799999999999,0.29104999999999998,0.20491599999999999]
[99724,null,null,null,0,0,0.96109999999999995,1.3142,0.74939999999999996,0,0,null,null,3.0247000000000002,1,"Lowest",0.47943999999999998,0.29958899999999999,0.23844199999999999,0.185417,0.37126999999999999,0.96105700000000005,1.3142240000000001,1.4987870000000001,0.86045000000000005,0.58732799999999996,0.52621799999999996,0.48754199999999998]
[99726,null,null,null,0,0,1.2159,1.6081000000000001,0.91690000000000005,0,0,null,null,3.7408999999999999,2,"Lowest",0.60904100000000005,0.38029099999999999,0.39790900000000001,0.33268999999999999,0.36656699999999998,1.2159340000000001,1.608069,1.8337730000000001,0.94886199999999998,0.50407400000000002,0.55025100000000005,0.62698299999999996]
[99727,null,null,null,0,0,0.84709999999999996,1.7856000000000001,1.2687999999999999,0,0,null,null,3.9015,2,"Lowest",0.47227400000000003,0.33276099999999997,0.44020300000000001,0.35488500000000001,0.35394799999999998,0.84714500000000004,1.78555,2.53755,1.4519200000000001,0.669184,0.50807800000000003,0.413549]
[99729,null,null,null,0,0,2.0192000000000001,2.7805,1.1816,0,0,null,null,5.9813000000000001,3,"Lowest",0.962862,0.77746700000000002,0.56542499999999996,0.38827299999999998,0.55616100000000002,2.019228,2.780529,2.3632939999999998,1.5874600000000001,0.92350100000000002,0.82395099999999999,0.811276]
[99730,null,null,null,0,0,1.3953,1.5476000000000001,0.61680000000000001,0,0,null,null,3.5596999999999999,2,"Lowest",0.22159100000000001,0.122334,0.107373,5.9281E-2,0.342945,1.39533,1.5476240000000001,1.233635,0.40992400000000001,0.108014,0.13048199999999999,0.14994099999999999]
[99733,null,null,null,0,0,1.0909,1.2282999999999999,0.60299999999999998,0,0,null,null,2.9222000000000001,2,"Lowest",0.23300999999999999,0.134876,7.7757000000000007E-2,8.4457000000000004E-2,0.330733,1.0909390000000001,1.2282919999999999,1.2059059999999999,0.69550299999999998,0.42931000000000002,0.24892,0.24498900000000001]
[99734,null,null,null,0,0,0.52529999999999999,0.90720000000000001,0.57699999999999996,0,0,null,null,2.0095000000000001,0,"Lowest",0.20982999999999999,0.105127,0.11347400000000001,0.126468,0.16104099999999999,0.52527199999999996,0.90717700000000001,1.1539440000000001,0.67417899999999997,0.49271199999999998,0.29009699999999999,0.23722299999999999]
[99736,null,null,null,0,0,0.80649999999999999,1.5987,1.2248000000000001,0,0,null,null,3.63,2,"Lowest",0.48021200000000003,0.323681,0.351773,0.33603100000000002,0.37839800000000001,0.80645900000000004,1.5986750000000001,2.449605,1.509301,0.79629000000000005,0.58767499999999995,0.474964]
[99737,null,null,null,0,0,1.9488000000000001,2.2486000000000002,0.80800000000000005,0,0,null,null,5.0053999999999998,2,"Lowest",0.44400499999999998,0.32567099999999999,0.29210700000000001,0.166489,0.57734799999999997,1.9488209999999999,2.248634,1.6160650000000001,0.73146999999999995,0.26095800000000002,0.33312599999999998,0.35656100000000002]
[99739,null,null,null,0,0,0.9022,1.8209,1.3785000000000001,0,0,null,null,4.1016000000000004,2,"Lowest",0.46916099999999999,0.28477200000000003,0.42109400000000002,0.35765999999999998,0.40801199999999999,0.90215800000000002,1.8208599999999999,2.7569849999999998,1.7009399999999999,0.81853699999999996,0.55211699999999997,0.46489599999999998]
[99740,null,null,null,0,0,0.7903,1.0305,0.61460000000000004,0,0,null,null,2.4354,1,"Lowest",0.45274399999999998,0.29539100000000001,0.20471800000000001,0.154725,0.28307900000000003,0.79034099999999996,1.030546,1.2291700000000001,0.84783399999999998,0.59551399999999999,0.439579,0.44809199999999999]
[99741,null,null,null,0,0,1.1141000000000001,1.8268,1.0831999999999999,0,0,null,null,4.0240999999999998,3,"Lowest",0.65098500000000004,0.48901699999999998,0.45994499999999999,0.38293199999999999,0.42683500000000002,1.114104,1.826837,2.1663220000000001,0.97598799999999997,0.83767000000000003,0.71480999999999995,0.59179199999999998]
[99742,null,null,null,0,0,0.90949999999999998,1.5838000000000001,1.2251000000000001,0,0,null,null,3.7183999999999999,2,"Lowest",1.065747,0.56140900000000005,0.57840499999999995,0.56900300000000004,0.61996399999999996,0.90954699999999999,1.5838110000000001,2.4502989999999998,1.8034520000000001,1.539704,1.3692,1.026405]
[99743,null,null,null,0,0,1.8218000000000001,2.5207000000000002,1.0555000000000001,0,0,null,null,5.3979999999999997,3,"Lowest",0.75142699999999996,0.54075099999999998,0.40105499999999999,0.27451399999999998,0.55372100000000002,1.8218099999999999,2.5206559999999998,2.1110340000000001,1.173581,0.64287700000000003,0.65924000000000005,0.63790800000000003]
[99744,null,null,null,0,0,1.5865,2.3275000000000001,1.0350999999999999,0,0,null,null,4.9490999999999996,3,"Lowest",0.60500500000000001,0.42252200000000001,0.28290199999999999,0.234093,0.56134499999999998,1.5865340000000001,2.327534,2.0702500000000001,1.191862,0.670489,0.54780700000000004,0.53816399999999998]
[99745,null,null,null,0,0,1.1837,1.8373999999999999,1.1075999999999999,0,0,null,null,4.1287000000000003,3,"Lowest",0.65091399999999999,0.46411799999999998,0.42286600000000002,0.35272100000000001,0.43470799999999998,1.183689,1.8373619999999999,2.215293,0.99072499999999997,0.86893100000000001,0.69516,0.588669]
[99746,null,null,null,0,0,0.96379999999999999,1.8145,1.0652999999999999,0,0,null,null,3.8435999999999999,2,"Lowest",0.62741499999999994,0.53533600000000003,0.52618399999999999,0.44277499999999997,0.41801899999999997,0.96375699999999997,1.8145070000000001,2.1306660000000002,0.98899899999999996,0.81480399999999997,0.75554900000000003,0.57768399999999998]
[99747,null,null,null,0,0,0.38240000000000002,0.79400000000000004,0.4572,0,0,null,null,1.6335999999999999,0,"Lowest",0.113624,5.8853000000000003E-2,0.10335800000000001,0.108541,0.17385,0.38242900000000002,0.79396699999999998,0.91430900000000004,0.53174100000000002,0.57998499999999997,0.308869,0.17726900000000001]
[99748,null,null,null,0,0,1.0396000000000001,2.0217999999999998,1.3868,0,0,null,null,4.4481999999999999,3,"Lowest",0.67827300000000001,0.53877600000000003,0.66376199999999996,0.52049000000000001,0.47844199999999998,1.03962,2.0217670000000001,2.773692,1.5658829999999999,0.75057799999999997,0.70161099999999998,0.54275600000000002]
[99749,null,null,null,0,0,0.71879999999999999,1.5414000000000001,1.0206,0,0,null,null,3.2808000000000002,2,"Lowest",0.434307,0.345059,0.35583900000000002,0.30066999999999999,0.27213100000000001,0.71875599999999995,1.541445,2.041166,1.0448729999999999,0.50464900000000001,0.44847500000000001,0.35856900000000003]
[99750,null,null,null,0,0,0.64459999999999995,1.3427,1.0323,0,0,null,null,3.0196000000000001,2,"Lowest",0.37917600000000001,0.28497800000000001,0.242835,0.26019599999999998,0.28934900000000002,0.64460799999999996,1.3426720000000001,2.0646059999999999,1.235935,0.66845200000000005,0.49959399999999998,0.35584700000000002]
[99751,null,null,null,0,0,0.95220000000000005,1.6898,0.95889999999999997,0,0,null,null,3.6009000000000002,1,"Lowest",0.62611099999999997,0.475441,0.45936900000000003,0.36505399999999999,0.33330199999999999,0.95220099999999996,1.6897979999999999,1.917816,0.77118600000000004,0.62665700000000002,0.62021800000000005,0.53097099999999997]
[99752,null,null,null,0,0,0.7087,1.5355000000000001,1.1336999999999999,0,0,null,null,3.3778999999999999,2,"Lowest",0.36146400000000001,0.27802199999999999,0.29271999999999998,0.289829,0.30836799999999998,0.70870299999999997,1.535531,2.267436,1.365966,0.69750299999999998,0.46959400000000001,0.34408300000000003]
[99753,null,null,null,0,0,0.89039999999999997,1.8798999999999999,1.4000999999999999,0,0,null,null,4.1703999999999999,2,"Lowest",0.45120399999999999,0.27699200000000002,0.444967,0.35511799999999999,0.38943800000000001,0.89038300000000004,1.8798900000000001,2.800246,1.703573,0.77506600000000003,0.51073199999999996,0.42096600000000001]
[99755,null,null,null,0,0,1.8052999999999999,2.5036,1.3374999999999999,0,0,null,null,5.6463999999999999,3,"Lowest",0.80220000000000002,0.67255600000000004,0.58433599999999997,0.41984100000000002,0.59156900000000001,1.8053140000000001,2.5035590000000001,2.6750780000000001,1.511315,0.76508500000000002,0.64371500000000004,0.69404699999999997]
[99756,null,null,null,0,0,1.4174,2.0093000000000001,1.1596,0,0,null,null,4.5862999999999996,3,"Lowest",0.56120000000000003,0.42287599999999997,0.36761199999999999,0.306981,0.51188199999999995,1.417397,2.0092880000000002,2.3191329999999999,1.2912429999999999,0.64541700000000002,0.535636,0.56930000000000003]
[99757,null,null,null,0,0,1.6755,2.2343000000000002,1.4296,0,0,null,null,5.3394000000000004,3,"Lowest",0.62785400000000002,0.49954900000000002,0.44289600000000001,0.36823899999999998,0.60904800000000003,1.6754830000000001,2.2342879999999998,2.8591060000000001,1.2989550000000001,0.65664800000000001,0.51348800000000006,0.54250699999999996]
[99758,null,null,null,0,0,1.3837999999999999,2.0009999999999999,1.0288999999999999,0,0,null,null,4.4137000000000004,3,"Lowest",0.54218699999999997,0.38030399999999998,0.294983,0.24768200000000001,0.50874699999999995,1.383794,2.0010289999999999,2.0578660000000002,1.135089,0.57247099999999995,0.49963099999999999,0.50941599999999998]
[99759,null,null,null,0,0,0.43070000000000003,1.0925,0.81789999999999996,0,0,null,null,2.3411,1,"Lowest",0.165996,0.14549500000000001,0.10095899999999999,0.14535200000000001,0.16825399999999999,0.430674,1.0924970000000001,1.635877,0.92558499999999999,0.48999399999999999,0.29563099999999998,0.14133899999999999]
[99760,null,null,null,0,0,1.4144000000000001,2.1095000000000002,0.98240000000000005,0,0,null,null,4.5063000000000004,2,"Lowest",0.58325000000000005,0.40774899999999997,0.25893100000000002,0.22302,0.54275300000000004,1.4144080000000001,2.1095130000000002,1.964774,1.116889,0.57537199999999999,0.49488700000000002,0.50405500000000003]
[99761,null,null,null,0,0,0.66200000000000003,1.4005000000000001,1.0686,0,0,null,null,3.1311,2,"Lowest",0.35667399999999999,0.27388299999999999,0.24341299999999999,0.267293,0.29819299999999999,0.66198699999999999,1.400514,2.1372270000000002,1.3093459999999999,0.69901599999999997,0.48713299999999998,0.34697]
[99762,null,null,null,0,0,0.82830000000000004,1.5125,1.2285999999999999,0,0,null,null,3.5693999999999999,2,"Lowest",0.64407099999999995,0.409304,0.38789400000000002,0.39619300000000002,0.47120200000000001,0.82833100000000004,1.512513,2.4572919999999998,1.602514,1.0232250000000001,0.81408999999999998,0.65992799999999996]
[99763,null,null,null,0,0,0.72970000000000002,1.6083000000000001,1.0882000000000001,0,0,null,null,3.4262000000000001,2,"Lowest",0.41679300000000002,0.33879799999999999,0.37340000000000001,0.32353799999999999,0.30123100000000003,0.72970900000000005,1.6082540000000001,2.176301,1.184269,0.63020299999999996,0.48406100000000002,0.35958899999999999]
[99765,null,null,null,0,0,1.04,2.0289999999999999,1.3210999999999999,0,0,null,null,4.3901000000000003,3,"Lowest",0.698515,0.54289900000000002,0.67725299999999999,0.50580700000000001,0.44569199999999998,1.0400480000000001,2.0289510000000002,2.6421809999999999,1.3752800000000001,0.66452100000000003,0.68931100000000001,0.56054700000000002]
[99766,null,null,null,0,0,0.57310000000000005,1.1267,0.98029999999999995,0,0,null,null,2.6800999999999999,1,"Lowest",0.41710000000000003,0.29477599999999998,0.196105,0.24918100000000001,0.310724,0.57308199999999998,1.12673,1.960669,1.2595099999999999,0.82804500000000003,0.62906099999999998,0.40165400000000001]
[99767,null,null,null,0,0,1.3937999999999999,1.9501999999999999,1.0052000000000001,0,0,null,null,4.3491999999999997,3,"Lowest",0.56028800000000001,0.37725900000000001,0.34136100000000003,0.25854300000000002,0.46577000000000002,1.393756,1.9502280000000001,2.010491,1.017892,0.44950800000000002,0.485761,0.52323900000000001]
[99768,null,null,null,0,0,1.2539,2.1122000000000001,1.2433000000000001,0,0,null,null,4.6093999999999999,3,"Lowest",0.70011000000000001,0.57141299999999995,0.57482800000000001,0.48775499999999999,0.56005899999999997,1.253871,2.1121989999999999,2.4865810000000002,1.236785,0.84827600000000003,0.82652599999999998,0.67999600000000004]
[99769,null,null,null,0,0,0.91039999999999999,1.5358000000000001,1.2499,0,0,null,null,3.6960999999999999,2,"Lowest",1.0720419999999999,0.596835,0.569133,0.57590799999999998,0.66371800000000003,0.91039800000000004,1.5358160000000001,2.4998939999999998,1.8677919999999999,1.6161650000000001,1.4087639999999999,1.057409]
[99770,null,null,null,0,0,0.80400000000000005,1.7184999999999999,1.1525000000000001,0,0,null,null,3.6749999999999998,2,"Lowest",0.48013,0.38062099999999999,0.44329299999999999,0.36378899999999997,0.33339999999999997,0.80397200000000002,1.718451,2.3049529999999998,1.2389019999999999,0.64603999999999995,0.53108200000000005,0.40875899999999998]
[99771,null,null,null,0,0,0.97360000000000002,2.0021,1.4358,0,0,null,null,4.4115000000000002,2,"Lowest",0.55250699999999997,0.35129199999999999,0.56333100000000003,0.41071800000000003,0.411437,0.97356900000000002,2.002078,2.8715700000000002,1.658828,0.69118999999999997,0.54125500000000004,0.46046300000000001]
[99772,null,null,null,0,0,0.7329,1.3596999999999999,1.1534,0,0,null,null,3.246,2,"Lowest",0.574376,0.37992399999999998,0.31319399999999997,0.35302800000000001,0.43110199999999999,0.73292800000000002,1.359712,2.3067479999999998,1.5393570000000001,1.02657,0.78659900000000005,0.58926100000000003]
[99773,null,null,null,0,0,0.83489999999999998,1.673,1.01,0,0,null,null,3.5179,2,"Lowest",0.54185499999999998,0.44936399999999999,0.45324799999999998,0.376189,0.33385500000000001,0.83487100000000003,1.6729560000000001,2.0200420000000001,0.94335100000000005,0.67192300000000005,0.60768299999999997,0.46865000000000001]
[99774,null,null,null,0,0,1.1659999999999999,1.64,0.90920000000000001,0,0,null,null,3.7151999999999998,2,"Lowest",0.480215,0.301203,0.25931900000000002,0.22694900000000001,0.43363299999999999,1.1659839999999999,1.640004,1.818476,1.007895,0.57346799999999998,0.51975199999999999,0.50595000000000001]
[99777,null,null,null,0,0,1.3668,1.9568000000000001,1.2,0,0,null,null,4.5236000000000001,3,"Lowest",0.59273200000000004,0.45381899999999997,0.39239299999999999,0.32036100000000001,0.49880400000000003,1.366816,1.9568319999999999,2.4000910000000002,1.2837860000000001,0.68274100000000004,0.58371099999999998,0.61141000000000001]
[99778,null,null,null,0,0,0.79490000000000005,1.3915999999999999,1.1974,0,0,null,null,3.3839000000000001,2,"Lowest",0.72697999999999996,0.459289,0.38451800000000003,0.41950300000000001,0.51295999999999997,0.79492799999999997,1.391561,2.3947159999999998,1.6439589999999999,1.1874340000000001,0.957542,0.74342900000000001]
[99780,null,null,null,0,0,1.8287,2.1038000000000001,0.75349999999999995,0,0,null,null,4.6859999999999999,2,"Lowest",0.31655699999999998,0.217726,0.20441000000000001,0.19869600000000001,0.65232599999999996,1.8286979999999999,2.1037910000000002,1.5070049999999999,0.63776500000000003,0.32677600000000001,0.27251799999999998,0.29642299999999999]
[99781,null,null,null,0,0,0.72199999999999998,1.0001,0.60580000000000001,0,0,null,null,2.3279000000000001,1,"Lowest",0.42767899999999998,0.26370199999999999,0.20774999999999999,0.15002599999999999,0.248196,0.72200399999999998,1.0000549999999999,1.2115549999999999,0.74712400000000001,0.50526300000000002,0.41987099999999999,0.42228399999999999]
[99782,null,null,null,0,0,0.33600000000000002,1.0031000000000001,0.64790000000000003,0,0,null,null,1.9870000000000001,1,"Lowest",0.126803,0.126802,9.2094999999999996E-2,0.12795000000000001,0.125247,0.33603100000000002,1.0031239999999999,1.295855,0.68125500000000005,0.38984000000000002,0.20954200000000001,9.8346000000000003E-2]
[99783,null,null,null,0,0,0.76239999999999997,1.2845,1.1583000000000001,0,0,null,null,3.2052,2,"Lowest",0.78170499999999998,0.49802600000000002,0.38564599999999999,0.42535600000000001,0.52001299999999995,0.76242699999999997,1.284465,2.3166009999999999,1.6267180000000001,1.2568589999999999,1.034351,0.769374]
[99784,null,null,null,0.36520000000000002,0.41099999999999998,0.89039999999999997,1.7585,2.6553,1.625,0.40739999999999998,null,null,8.1128,3,"Low",0.50832100000000002,0.319303,0.41824600000000001,0.36519099999999999,0.410966,0.89041700000000001,1.758521,2.6553330000000002,1.6250020000000001,0.81487900000000002,0.59198899999999999,0.50228499999999998]
[99785,null,null,null,0.42759999999999998,0.51980000000000004,0.78310000000000002,1.3327,2.3498999999999999,1.6274,0.61219999999999997,null,null,7.6527000000000003,3,"Lowest",0.77532599999999996,0.49230000000000002,0.39579700000000001,0.42761100000000002,0.51983400000000002,0.78311900000000001,1.3327009999999999,2.3498920000000001,1.627364,1.2243200000000001,1.011808,0.76886200000000005]
[99786,null,null,null,0.34689999999999999,0.28010000000000002,0.86609999999999998,1.6422000000000001,1.8095000000000001,0.66520000000000001,0.2046,null,null,5.8146000000000004,2,"Lowest",0.59813400000000005,0.46369300000000002,0.45892300000000003,0.34686099999999997,0.280109,0.86614899999999995,1.6421790000000001,1.8094939999999999,0.66523500000000002,0.40917599999999998,0.52131799999999995,0.47658299999999998]
[99788,null,null,null,9.8199999999999996E-2,0.25919999999999999,0.86350000000000005,1.0152000000000001,1.1431,0.67269999999999996,0.2334,null,null,4.2853000000000003,2,"Lowest",0.25672099999999998,0.14755499999999999,9.7114000000000006E-2,9.8196000000000006E-2,0.25921899999999998,0.863514,1.015245,1.1430849999999999,0.67274900000000004,0.46689900000000001,0.27107599999999998,0.26940500000000001]
[99789,null,null,null,0.1328,0.1588,0.50519999999999998,0.90890000000000004,1.1658999999999999,0.70279999999999998,0.2732,null,null,3.8475999999999999,1,"Lowest",0.20161699999999999,0.104754,0.10765,0.132828,0.15882299999999999,0.50515900000000002,0.90885899999999997,1.165859,0.70281700000000003,0.546462,0.29428900000000002,0.23066500000000001]
[99801,null,null,null,2.9708000000000001,3.0990000000000002,3.0186999999999999,3.6703999999999999,4.8404999999999996,6.6623999999999999,4.1923000000000004,null,null,28.4541,7,"Highest",5.880331,4.080946,3.8302149999999999,2.9707659999999998,3.0989949999999999,3.0186670000000002,3.6703570000000001,4.8405009999999997,6.6623749999999999,8.3846530000000001,5.6615989999999998,5.2745340000000001]
[99820,null,null,null,4.9896000000000003,4.8338999999999999,4.2042000000000002,4.8753000000000002,6.6749999999999998,9.8338000000000001,6.5929000000000002,null,null,42.0047,7,"Highest",9.1278170000000003,6.3909440000000002,6.0515080000000001,4.9896320000000003,4.8339429999999997,4.2042390000000003,4.8752719999999998,6.6749960000000002,9.8338389999999993,13.185891,9.1776700000000009,8.5142109999999995]
[99824,null,null,null,3.3277000000000001,3.6467999999999998,3.3727,4.2005999999999997,5.5621999999999998,7.7121000000000004,4.7042000000000002,null,null,32.526299999999999,7,"Highest",6.3638260000000004,4.4301950000000003,4.1734179999999999,3.327677,3.6468159999999998,3.37269,4.2005910000000002,5.5621799999999997,7.7121009999999997,9.4084369999999993,6.2033649999999998,5.6803920000000003]
[99825,null,null,null,3.1970000000000001,3.1619000000000002,2.4967000000000001,3.2332000000000001,4.4096000000000002,7.4183000000000003,5.0891000000000002,null,null,29.005800000000001,7,"Highest",6.297339,4.7866869999999997,4.0210520000000001,3.1970369999999999,3.1619039999999998,2.4966740000000001,3.2332299999999998,4.4095969999999998,7.4183450000000004,10.178272,7.4433230000000004,7.1421000000000001]
[99826,null,null,null,3.0628000000000002,2.8260999999999998,2.3668999999999998,2.9571000000000001,3.9769000000000001,6.2625000000000002,4.3777999999999997,null,null,25.830100000000002,7,"High",5.8039290000000001,4.4781050000000002,3.7421820000000001,3.0628359999999999,2.8260670000000001,2.3668849999999999,2.9570690000000002,3.9768829999999999,6.2625359999999999,8.7555589999999999,6.449052,6.4877820000000002]
[99827,null,null,null,1.8080000000000001,1.5688,1.5982000000000001,1.9887999999999999,2.6074000000000002,3.8757999999999999,2.8260999999999998,null,null,16.273099999999999,7,"Medium",3.9157709999999999,3.0399759999999998,2.441338,1.8080320000000001,1.5688120000000001,1.5981939999999999,1.988809,2.607421,3.8757869999999999,5.6522160000000001,4.1406150000000004,4.102277]
[99829,null,null,null,3.2723,3.3212000000000002,2.7547999999999999,3.4887999999999999,4.6966999999999999,7.5294999999999996,4.9724000000000004,null,null,30.035699999999999,7,"Highest",6.2159329999999997,4.6124830000000001,4.0471719999999998,3.2723369999999998,3.3211499999999998,2.754791,3.4888330000000001,4.69665,7.5294930000000004,9.9447349999999997,7.1044010000000002,6.6431959999999997]
[99833,null,null,null,6.6974999999999998,5.9936999999999996,4.9276999999999997,5.3381999999999996,7.3823999999999996,11.3201,8.3215000000000003,null,null,49.981099999999998,7,"Highest",11.460813,8.3074390000000005,7.6468480000000003,6.6975129999999998,5.9936759999999998,4.9276799999999996,5.3381939999999997,7.3824449999999997,11.320085000000001,16.642969000000001,12.064411,11.296412999999999]
[99835,null,null,null,5.8998999999999997,5.3300999999999998,4.0919999999999996,4.5674999999999999,6.7336,11.100199999999999,7.6824000000000003,null,null,45.405700000000003,7,"Highest",10.587285,7.6018059999999998,6.9481320000000002,5.8998590000000002,5.330057,4.0919939999999997,4.5674840000000003,6.7335669999999999,11.100187999999999,15.364841999999999,11.175762000000001,10.384179]
[99840,null,null,null,1.1468,0.9506,1.2839,1.5645,1.9048,2.4380000000000002,1.7138,null,null,11.0024,6,"Low",2.6669550000000002,2.0680969999999999,1.626663,1.146787,0.95057800000000003,1.283909,1.564541,1.9048149999999999,2.4380069999999998,3.4275060000000002,2.6135350000000002,2.665918]
[99901,null,null,null,7.8829000000000002,6.2857000000000003,5.3406000000000002,5.1654,7.266,9.7804000000000002,8.4703999999999997,null,null,50.191400000000002,7,"Highest",11.702977000000001,8.9221599999999999,7.7965859999999996,7.8828860000000001,6.2856690000000004,5.3405639999999996,5.1653900000000004,7.2659510000000003,9.7804020000000005,16.940763,12.242122,11.820503]
[99919,null,null,null,7.4633000000000003,6.2051999999999996,5.1943999999999999,5.2782,7.1868999999999996,10.3154,8.3047000000000004,null,null,49.948099999999997,7,"Highest",11.281933,8.5028819999999996,7.7112670000000003,7.4632550000000002,6.2051889999999998,5.1944379999999999,5.2782109999999998,7.1869490000000003,10.315427,16.609411000000001,12.116879000000001,11.474497]
[99921,null,null,null,7.6505000000000001,6.3372999999999999,5.1555,5.1101000000000001,7.1191000000000004,10.737299999999999,8.5235000000000003,null,null,50.633299999999998,7,"Highest",11.987152,8.9039429999999999,8.1067689999999999,7.650493,6.3372919999999997,5.1554640000000003,5.1100950000000003,7.1191230000000001,10.737277000000001,17.047035000000001,12.740788,12.180084000000001]
[99922,null,null,null,7.3314000000000004,5.9340999999999999,4.9252000000000002,4.7424999999999997,6.5880000000000001,9.4763000000000002,7.8304,null,null,46.8279,7,"Highest",11.112484,8.329974,7.5983330000000002,7.3313509999999997,5.9340710000000003,4.9251620000000003,4.7425369999999996,6.5879960000000004,9.4762540000000008,15.660695,11.796379,11.342736]
[99923,null,null,null,5.6234999999999999,4.5694999999999997,4.0720000000000001,3.9285999999999999,5.4103000000000003,7.7901999999999996,6.6642000000000001,null,null,38.058300000000003,7,"Highest",9.7677479999999992,6.8910489999999998,5.9400009999999996,5.6234500000000001,4.5695030000000001,4.0720419999999997,3.9286059999999998,5.4102550000000003,7.7901860000000003,13.328379999999999,9.5975870000000008,9.5206649999999993]
[99925,null,null,null,7.6576000000000004,6.3655999999999997,5.1973000000000003,5.1859999999999999,7.1958000000000002,10.806699999999999,8.5606000000000009,null,null,50.9696,7,"Highest",12.000391,8.9232549999999993,8.1199849999999998,7.6575610000000003,6.365615,5.1972670000000001,5.1860270000000002,7.1957959999999996,10.806716,17.121172999999999,12.762696,12.174339]
[99926,null,null,null,8.5957000000000008,6.7302999999999997,5.5029000000000003,5.1745999999999999,7.3967000000000001,10.107100000000001,8.8048000000000002,null,null,52.312100000000001,7,"Highest",12.485054999999999,9.5435219999999994,8.4791460000000001,8.5956969999999995,6.7302739999999996,5.5028819999999996,5.1746480000000004,7.396674,10.107115,17.609518999999999,13.192137000000001,12.613206]
[99927,null,null,null,8.1149000000000004,7.0175000000000001,5.5289999999999999,5.7301000000000002,8.1266999999999996,12.817500000000001,9.7222000000000008,null,null,57.057899999999997,7,"Highest",13.472765000000001,9.9100789999999996,8.9933530000000008,8.1149179999999994,7.0175020000000004,5.5290369999999998,5.7300930000000001,8.1266809999999996,12.817455000000001,19.444416,14.394596999999999,13.558033999999999]
[99929,null,null,null,5.8278999999999996,4.9893999999999998,4.4419000000000004,4.7195999999999998,6.1601999999999997,8.5305999999999997,6.8278999999999996,null,null,41.497500000000002,7,"Highest",9.0929380000000002,6.7333360000000004,6.108015,5.8279329999999998,4.9893559999999999,4.4418740000000003,4.7196410000000002,6.1602430000000004,8.5306139999999999,13.655848000000001,9.6127389999999995,9.1206320000000005]
[99950,null,null,null,7.8486000000000002,6.6093999999999999,5.3385999999999996,5.4170999999999996,7.5566000000000004,11.466200000000001,8.9905000000000008,null,null,53.226999999999997,7,"Highest",12.426192,9.2480550000000008,8.3833529999999996,7.8486359999999999,6.6093590000000004,5.3385899999999999,5.4171079999999998,7.5566360000000001,11.466154,17.980916000000001,13.295806000000001,12.599553]

{"sheet":"zipcode_db","index":4,"n_rows":41875,"n_cols":7,"rows_kept":4500,"cut":true,"hidden":true,"merged":[],"bounds":{"rows_first":2000,"rows_last":500,"rows_between":2000,"halvings":0}}
["Zipcode_int","ZipCodeType","City","State","LocationType","Lat","Long"]
[501,"UNIQUE","HOLTSVILLE","NY","PRIMARY",40.81,-73.040000000000006]
[544,"UNIQUE","HOLTSVILLE","NY","PRIMARY",40.81,-73.040000000000006]
[601,"STANDARD","ADJUNTAS","PR","PRIMARY",18.16,-66.72]
[602,"STANDARD","AGUADA","PR","PRIMARY",18.38,-67.180000000000007]
[603,"STANDARD","AGUADILLA","PR","PRIMARY",18.43,-67.150000000000006]
[604,"PO BOX","AGUADILLA","PR","PRIMARY",18.43,-67.150000000000006]
[605,"PO BOX","AGUADILLA","PR","PRIMARY",18.43,-67.150000000000006]
[606,"STANDARD","MARICAO","PR","PRIMARY",18.18,-66.98]
[610,"STANDARD","ANASCO","PR","PRIMARY",18.28,-67.14]
[611,"PO BOX","ANGELES","PR","PRIMARY",18.28,-66.790000000000006]
[612,"STANDARD","ARECIBO","PR","PRIMARY",18.45,-66.73]
[613,"PO BOX","ARECIBO","PR","PRIMARY",18.45,-66.73]
[614,"PO BOX","ARECIBO","PR","PRIMARY",18.45,-66.73]
[616,"STANDARD","BAJADERO","PR","PRIMARY",18.399999999999999,-66.66]
[617,"STANDARD","BARCELONETA","PR","PRIMARY",18.45,-66.53]
[622,"STANDARD","BOQUERON","PR","PRIMARY",17.989999999999998,-67.150000000000006]
[623,"STANDARD","CABO ROJO","PR","PRIMARY",18.079999999999998,-67.14]
[624,"STANDARD","PENUELAS","PR","PRIMARY",18.059999999999999,-66.72]
[627,"STANDARD","CAMUY","PR","PRIMARY",18.48,-66.84]
[631,"PO BOX","CASTANER","PR","PRIMARY",18.190000000000001,-66.819999999999993]
[636,"PO BOX","ROSARIO","PR","PRIMARY",18.149999999999999,-67.06]
[637,"STANDARD","SABANA GRANDE","PR","PRIMARY",18.079999999999998,-66.959999999999994]
[638,"STANDARD","CIALES","PR","PRIMARY",18.329999999999998,-66.47]
[641,"STANDARD","UTUADO","PR","PRIMARY",18.27,-66.7]
[646,"STANDARD","DORADO","PR","PRIMARY",18.47,-66.27]
[647,"STANDARD","ENSENADA","PR","PRIMARY",17.96,-66.94]
[650,"STANDARD","FLORIDA","PR","PRIMARY",18.36,-66.56]
[652,"STANDARD","GARROCHALES","PR","PRIMARY",18.45,-66.599999999999994]
[653,"STANDARD","GUANICA","PR","PRIMARY",17.97,-66.930000000000007]
[656,"STANDARD","GUAYANILLA","PR","PRIMARY",18.02,-66.790000000000006]
[659,"STANDARD","HATILLO","PR","PRIMARY",18.48,-66.819999999999993]
[660,"STANDARD","HORMIGUEROS","PR","PRIMARY",18.14,-67.12]
[662,"STANDARD","ISABELA","PR","PRIMARY",18.5,-67.02]
[664,"STANDARD","JAYUYA","PR","PRIMARY",18.22,-66.59]
[667,"STANDARD","LAJAS","PR","PRIMARY",18.04,-67.06]
[669,"STANDARD","LARES","PR","PRIMARY",18.29,-66.88]
[670,"STANDARD","LAS MARIAS","PR","PRIMARY",18.27,-67.06]
[674,"STANDARD","MANATI","PR","PRIMARY",18.43,-66.48]
[676,"STANDARD","MOCA","PR","PRIMARY",18.39,-67.11]
[677,"STANDARD","RINCON","PR","PRIMARY",18.34,-67.25]
[678,"STANDARD","QUEBRADILLAS","PR","PRIMARY",18.47,-66.930000000000007]
[680,"STANDARD","MAYAGUEZ","PR","PRIMARY",18.2,-67.14]
[681,"PO BOX","MAYAGUEZ","PR","PRIMARY",18.2,-67.14]
[682,"STANDARD","MAYAGUEZ","PR","PRIMARY",18.2,-67.14]
[683,"STANDARD","SAN GERMAN","PR","PRIMARY",18.079999999999998,-67.040000000000006]
[685,"STANDARD","SAN SEBASTIAN","PR","PRIMARY",18.329999999999998,-66.989999999999995]
[687,"STANDARD","MOROVIS","PR","PRIMARY",18.32,-66.400000000000006]
[688,"STANDARD","SABANA HOYOS","PR","PRIMARY",18.38,-66.62]
[690,"STANDARD","SAN ANTONIO","PR","PRIMARY",18.489999999999998,-67.09]
[692,"STANDARD","VEGA ALTA","PR","PRIMARY",18.41,-66.319999999999993]
[693,"STANDARD","VEGA BAJA","PR","PRIMARY",18.440000000000001,-66.39]
[694,"PO BOX","VEGA BAJA","PR","PRIMARY",18.440000000000001,-66.39]
[698,"STANDARD","YAUCO","PR","PRIMARY",18.03,-66.86]
[703,"STANDARD","AGUAS BUENAS","PR","PRIMARY",18.25,-66.099999999999994]
[704,"STANDARD","AGUIRRE","PR","PRIMARY",17.96,-66.22]
[705,"STANDARD","AIBONITO","PR","PRIMARY",18.14,-66.260000000000005]
[707,"STANDARD","MAUNABO","PR","PRIMARY",18,-65.900000000000006]
[714,"STANDARD","ARROYO","PR","PRIMARY",17.97,-66.06]
[715,"STANDARD","MERCEDITA","PR","PRIMARY",18,-66.56]
[716,"STANDARD","PONCE","PR","PRIMARY",17.98,-66.599999999999994]
[717,"STANDARD","PONCE","PR","PRIMARY",17.98,-66.599999999999994]
[718,"STANDARD","NAGUABO","PR","PRIMARY",18.21,-65.73]
[719,"STANDARD","NARANJITO","PR","PRIMARY",18.3,-66.239999999999995]
[720,"STANDARD","OROCOVIS","PR","PRIMARY",18.22,-66.39]
[721,"PO BOX","PALMER","PR","PRIMARY",18.37,-65.77]
[723,"STANDARD","PATILLAS","PR","PRIMARY",18,-66.010000000000005]
[725,"STANDARD","CAGUAS","PR","PRIMARY",18.23,-66.03]
[726,"PO BOX","CAGUAS","PR","PRIMARY",18.23,-66.03]
[727,"STANDARD","CAGUAS","PR","PRIMARY",18.23,-66.03]
[728,"STANDARD","PONCE","PR","PRIMARY",17.98,-66.599999999999994]
[729,"STANDARD","CANOVANAS","PR","PRIMARY",18.37,-65.900000000000006]
[730,"STANDARD","PONCE","PR","PRIMARY",17.98,-66.599999999999994]
[731,"STANDARD","PONCE","PR","PRIMARY",17.98,-66.599999999999994]
[732,"PO BOX","PONCE","PR","PRIMARY",17.98,-66.599999999999994]
[733,"PO BOX","PONCE","PR","PRIMARY",17.98,-66.599999999999994]
[734,"PO BOX","PONCE","PR","PRIMARY",17.98,-66.599999999999994]
[735,"STANDARD","CEIBA","PR","PRIMARY",18.260000000000002,-65.64]
[736,"STANDARD","CAYEY","PR","PRIMARY",18.11,-66.16]
[737,"PO BOX","CAYEY","PR","PRIMARY",18.11,-66.16]
[738,"STANDARD","FAJARDO","PR","PRIMARY",18.329999999999998,-65.650000000000006]
[739,"STANDARD","CIDRA","PR","PRIMARY",18.170000000000002,-66.150000000000006]
[740,"STANDARD","PUERTO REAL","PR","PRIMARY",18.329999999999998,-65.63]
[741,"STANDARD","PUNTA SANTIAGO","PR","PRIMARY",18.149999999999999,-65.760000000000005]
[742,"PO BOX","ROOSEVELT ROADS","PR","PRIMARY",18.27,-65.650000000000006]
[744,"PO BOX","RIO BLANCO","PR","PRIMARY",18.22,-65.790000000000006]
[745,"STANDARD","RIO GRANDE","PR","PRIMARY",18.38,-65.83]
[751,"STANDARD","SALINAS","PR","PRIMARY",17.97,-66.290000000000006]
[754,"STANDARD","SAN LORENZO","PR","PRIMARY",18.190000000000001,-65.959999999999994]
[757,"STANDARD","SANTA ISABEL","PR","PRIMARY",17.97,-66.400000000000006]
[765,"STANDARD","VIEQUES","PR","PRIMARY",18.420000000000002,-65.83]
[766,"STANDARD","VILLALBA","PR","PRIMARY",18.13,-66.48]
[767,"STANDARD","YABUCOA","PR","PRIMARY",18.04,-65.87]
[769,"STANDARD","COAMO","PR","PRIMARY",18.079999999999998,-66.36]
[771,"STANDARD","LAS PIEDRAS","PR","PRIMARY",18.18,-65.86]
[772,"STANDARD","LOIZA","PR","PRIMARY",18.43,-65.88]
[773,"STANDARD","LUQUILLO","PR","PRIMARY",18.37,-65.709999999999994]
[775,"PO BOX","CULEBRA","PR","PRIMARY",18.309999999999999,-65.3]
[777,"STANDARD","JUNCOS","PR","PRIMARY",18.22,-65.91]
[778,"STANDARD","GURABO","PR","PRIMARY",18.25,-65.97]
[780,"STANDARD","COTO LAUREL","PR","PRIMARY",18.09,-66.569999999999993]
[782,"STANDARD","COMERIO","PR","PRIMARY",18.22,-66.22]
[783,"STANDARD","COROZAL","PR","PRIMARY",18.34,-66.31]
[784,"STANDARD","GUAYAMA","PR","PRIMARY",17.97,-66.11]
[785,"PO BOX","GUAYAMA","PR","PRIMARY",17.97,-66.11]
[786,"PO BOX","LA PLATA","PR","PRIMARY",18.16,-66.23]
[791,"STANDARD","HUMACAO","PR","PRIMARY",18.149999999999999,-65.81]
[792,"PO BOX","HUMACAO","PR","PRIMARY",18.149999999999999,-65.81]
[794,"STANDARD","BARRANQUITAS","PR","PRIMARY",18.18,-66.3]
[795,"STANDARD","JUANA DIAZ","PR","PRIMARY",18.05,-66.5]
[801,"PO BOX","ST THOMAS","VI","PRIMARY",18.350000000000001,-64.930000000000007]
[802,"STANDARD","ST THOMAS","VI","PRIMARY",18.350000000000001,-64.930000000000007]
[803,"PO BOX","ST THOMAS","VI","PRIMARY",18.350000000000001,-64.930000000000007]
[804,"PO BOX","ST THOMAS","VI","PRIMARY",18.350000000000001,-64.930000000000007]
[805,"PO BOX","ST THOMAS","VI","PRIMARY",18.34,-64.930000000000007]
[820,"STANDARD","CHRISTIANSTED","VI","PRIMARY",17.739999999999998,-64.7]
[821,"PO BOX","CHRISTIANSTED","VI","PRIMARY",17.739999999999998,-64.7]
[822,"PO BOX","CHRISTIANSTED","VI","PRIMARY",17.739999999999998,-64.7]
[823,"PO BOX","CHRISTIANSTED","VI","PRIMARY",17.739999999999998,-64.7]
[824,"PO BOX","CHRISTIANSTED","VI","PRIMARY",17.739999999999998,-64.7]
[830,"STANDARD","ST JOHN","VI","PRIMARY",18.329999999999998,-64.790000000000006]
[831,"PO BOX","ST JOHN","VI","PRIMARY",18.329999999999998,-64.790000000000006]
[840,"STANDARD","FREDERIKSTED","VI","PRIMARY",17.71,-64.88]
[841,"PO BOX","FREDERIKSTED","VI","PRIMARY",17.71,-64.88]
[850,"STANDARD","KINGSHILL","VI","PRIMARY",17.760000000000002,-64.819999999999993]
[851,"PO BOX","KINGSHILL","VI","PRIMARY",17.73,-64.8]
[901,"STANDARD","SAN JUAN","PR","PRIMARY",18.399999999999999,-66.06]
[902,"PO BOX","SAN JUAN","PR","PRIMARY",18.399999999999999,-66.06]
[906,"PO BOX","SAN JUAN","PR","PRIMARY",18.399999999999999,-66.06]
[907,"STANDARD","SAN JUAN","PR","PRIMARY",18.399999999999999,-66.06]
[908,"PO BOX","SAN JUAN","PR","PRIMARY",18.399999999999999,-66.06]
[909,"STANDARD","SAN JUAN","PR","PRIMARY",18.440000000000001,-66.06]
[910,"PO BOX","SAN JUAN","PR","PRIMARY",18.399999999999999,-66.06]
[911,"STANDARD","SAN JUAN","PR","PRIMARY",18.399999999999999,-66.06]
[912,"STANDARD","SAN JUAN","PR","PRIMARY",18.399999999999999,-66.06]
[913,"STANDARD","SAN JUAN","PR","PRIMARY",18.399999999999999,-66.06]
[914,"PO BOX","SAN JUAN","PR","PRIMARY",18.399999999999999,-66.06]
[915,"STANDARD","SAN JUAN","PR","PRIMARY",18.399999999999999,-66.06]
[916,"PO BOX","SAN JUAN","PR","PRIMARY",18.399999999999999,-66.06]
[917,"STANDARD","SAN JUAN","PR","PRIMARY",18.399999999999999,-66.06]
[918,"STANDARD","SAN JUAN","PR","PRIMARY",18.399999999999999,-66.06]
[919,"PO BOX","SAN JUAN","PR","PRIMARY",18.399999999999999,-66.06]
[920,"STANDARD","SAN JUAN","PR","PRIMARY",18.399999999999999,-66.06]
[921,"STANDARD","SAN JUAN","PR","PRIMARY",18.399999999999999,-66.06]
[922,"PO BOX","SAN JUAN","PR","PRIMARY",18.399999999999999,-66.06]
[923,"STANDARD","SAN JUAN","PR","PRIMARY",18.399999999999999,-66.06]
[924,"STANDARD","SAN JUAN","PR","PRIMARY",18.399999999999999,-66.06]
[925,"STANDARD","SAN JUAN","PR","PRIMARY",18.399999999999999,-66.06]
[926,"STANDARD","SAN JUAN","PR","PRIMARY",18.399999999999999,-66.06]
[927,"STANDARD","SAN JUAN","PR","PRIMARY",18.399999999999999,-66.06]
[928,"PO BOX","SAN JUAN","PR","PRIMARY",18.399999999999999,-66.06]
[929,"PO BOX","SAN JUAN","PR","PRIMARY",18.399999999999999,-66.06]
[930,"PO BOX","SAN JUAN","PR","PRIMARY",18.399999999999999,-66.06]
[931,"PO BOX","SAN JUAN","PR","PRIMARY",18.399999999999999,-66.06]
[933,"PO BOX","SAN JUAN","PR","PRIMARY",18.399999999999999,-66.06]
[934,"STANDARD","FORT BUCHANAN","PR","PRIMARY",18.41,-66.11]
[935,"UNIQUE","SAN JUAN","PR","PRIMARY",18.399999999999999,-66.06]
[936,"PO BOX","SAN JUAN","PR","PRIMARY",18.399999999999999,-66.06]
[937,"PO BOX","SAN JUAN","PR","PRIMARY",18.399999999999999,-66.06]
[939,"UNIQUE","SAN JUAN","PR","PRIMARY",18.399999999999999,-66.06]
[940,"PO BOX","SAN JUAN","PR","PRIMARY",18.399999999999999,-66.06]
[949,"STANDARD","TOA BAJA","PR","PRIMARY",18.440000000000001,-66.25]
[950,"PO BOX","TOA BAJA","PR","PRIMARY",18.440000000000001,-66.25]
[951,"PO BOX","TOA BAJA","PR","PRIMARY",18.440000000000001,-66.25]
[952,"STANDARD","SABANA SECA","PR","PRIMARY",18.420000000000002,-66.19]
[953,"STANDARD","TOA ALTA","PR","PRIMARY",18.39,-66.25]
[954,"PO BOX","TOA ALTA","PR","PRIMARY",18.39,-66.25]
[955,"PO BOX","SAN JUAN","PR","PRIMARY",18.399999999999999,-66.06]
[956,"STANDARD","BAYAMON","PR","PRIMARY",18.28,-66.13]
[957,"STANDARD","BAYAMON","PR","PRIMARY",18.28,-66.13]
[958,"PO BOX","BAYAMON","PR","PRIMARY",18.28,-66.13]
[959,"STANDARD","BAYAMON","PR","PRIMARY",18.28,-66.13]
[960,"PO BOX","BAYAMON","PR","PRIMARY",18.28,-66.13]
[961,"STANDARD","BAYAMON","PR","PRIMARY",18.41,-66.150000000000006]
[962,"STANDARD","CATANO","PR","PRIMARY",18.43,-66.11]
[963,"PO BOX","CATANO","PR","PRIMARY",18.43,-66.11]
[965,"STANDARD","GUAYNABO","PR","PRIMARY",18.38,-66.11]
[966,"STANDARD","GUAYNABO","PR","PRIMARY",18.38,-66.11]
[968,"STANDARD","GUAYNABO","PR","PRIMARY",18.38,-66.11]
[969,"STANDARD","GUAYNABO","PR","PRIMARY",18.38,-66.11]
[970,"PO BOX","GUAYNABO","PR","PRIMARY",18.38,-66.11]
[971,"STANDARD","GUAYNABO","PR","PRIMARY",18.38,-66.11]
[975,"UNIQUE","SAN JUAN","PR","PRIMARY",18.399999999999999,-66.06]
[976,"STANDARD","TRUJILLO ALTO","PR","PRIMARY",18.36,-66.010000000000005]
[977,"PO BOX","TRUJILLO ALTO","PR","PRIMARY",18.36,-66.010000000000005]
[978,"PO BOX","SAINT JUST","PR","PRIMARY",18.37,-66.010000000000005]
[979,"STANDARD","CAROLINA","PR","PRIMARY",18.399999999999999,-65.98]
[981,"PO BOX","CAROLINA","PR","PRIMARY",18.399999999999999,-65.98]
[982,"STANDARD","CAROLINA","PR","PRIMARY",18.399999999999999,-65.98]
[983,"STANDARD","CAROLINA","PR","PRIMARY",18.399999999999999,-65.98]
[984,"PO BOX","CAROLINA","PR","PRIMARY",18.399999999999999,-65.98]
[985,"STANDARD","CAROLINA","PR","PRIMARY",18.399999999999999,-65.98]
[986,"PO BOX","CAROLINA","PR","PRIMARY",18.399999999999999,-65.98]
[987,"STANDARD","CAROLINA","PR","PRIMARY",18.399999999999999,-65.98]
[988,"PO BOX","CAROLINA","PR","PRIMARY",18.399999999999999,-65.98]
[1001,"STANDARD","AGAWAM","MA","PRIMARY",42.06,-72.61]
[1002,"STANDARD","AMHERST","MA","PRIMARY",42.37,-72.52]
[1003,"PO BOX","AMHERST","MA","PRIMARY",42.37,-72.52]
[1004,"PO BOX","AMHERST","MA","PRIMARY",42.37,-72.52]
[1005,"STANDARD","BARRE","MA","PRIMARY",42.42,-72.099999999999994]
[1007,"STANDARD","BELCHERTOWN","MA","PRIMARY",42.27,-72.400000000000006]
[1008,"STANDARD","BLANDFORD","MA","PRIMARY",42.18,-72.930000000000007]
[1009,"PO BOX","BONDSVILLE","MA","PRIMARY",42.2,-72.34]
[1010,"STANDARD","BRIMFIELD","MA","PRIMARY",42.11,-72.2]
[1011,"STANDARD","CHESTER","MA","PRIMARY",42.28,-72.98]
[1012,"STANDARD","CHESTERFIELD","MA","PRIMARY",42.4,-72.849999999999994]
[1013,"STANDARD","CHICOPEE","MA","PRIMARY",42.17,-72.569999999999993]
[1014,"PO BOX","CHICOPEE","MA","PRIMARY",42.17,-72.569999999999993]
[1020,"STANDARD","CHICOPEE","MA","PRIMARY",42.17,-72.569999999999993]
[1021,"PO BOX","CHICOPEE","MA","PRIMARY",42.17,-72.569999999999993]
[1022,"STANDARD","CHICOPEE","MA","PRIMARY",42.17,-72.569999999999993]
[1026,"STANDARD","CUMMINGTON","MA","PRIMARY",42.46,-72.900000000000006]
[1027,"STANDARD","EASTHAMPTON","MA","PRIMARY",42.26,-72.680000000000007]
[1028,"STANDARD","EAST LONGMEADOW","MA","PRIMARY",42.06,-72.510000000000005]
[1029,"PO BOX","EAST OTIS","MA","PRIMARY",42.17,-73.03]
[1030,"STANDARD","FEEDING HILLS","MA","PRIMARY",42.06,-72.67]
[1031,"STANDARD","GILBERTVILLE","MA","PRIMARY",42.35,-72.209999999999994]
[1032,"STANDARD","GOSHEN","MA","PRIMARY",42.43,-72.8]
[1033,"STANDARD","GRANBY","MA","PRIMARY",42.26,-72.52]
[1034,"STANDARD","GRANVILLE","MA","PRIMARY",42.06,-72.86]
[1035,"STANDARD","HADLEY","MA","PRIMARY",42.35,-72.58]
[1036,"STANDARD","HAMPDEN","MA","PRIMARY",42.06,-72.41]
[1037,"PO BOX","HARDWICK","MA","PRIMARY",42.35,-72.2]
[1038,"STANDARD","HATFIELD","MA","PRIMARY",42.37,-72.599999999999994]
[1039,"STANDARD","HAYDENVILLE","MA","PRIMARY",42.39,-72.7]
[1040,"STANDARD","HOLYOKE","MA","PRIMARY",42.21,-72.64]
[1041,"PO BOX","HOLYOKE","MA","PRIMARY",42.21,-72.64]
[1050,"STANDARD","HUNTINGTON","MA","PRIMARY",42.23,-72.88]
[1053,"STANDARD","LEEDS","MA","PRIMARY",42.35,-72.709999999999994]
[1054,"STANDARD","LEVERETT","MA","PRIMARY",42.45,-72.5]
[1056,"STANDARD","LUDLOW","MA","PRIMARY",42.16,-72.48]
[1057,"STANDARD","MONSON","MA","PRIMARY",42.09,-72.31]
[1059,"PO BOX","NORTH AMHERST","MA","PRIMARY",42.4,-72.52]
[1060,"STANDARD","NORTHAMPTON","MA","PRIMARY",42.32,-72.67]
[1061,"PO BOX","NORTHAMPTON","MA","PRIMARY",42.32,-72.67]
[1062,"STANDARD","FLORENCE","MA","PRIMARY",42.32,-72.67]
[1063,"UNIQUE","NORTHAMPTON","MA","PRIMARY",42.32,-72.67]
[1066,"PO BOX","NORTH HATFIELD","MA","PRIMARY",42.4,-72.599999999999994]
[1068,"STANDARD","OAKHAM","MA","PRIMARY",42.35,-72.05]
[1069,"STANDARD","PALMER","MA","PRIMARY",42.16,-72.319999999999993]
[1070,"STANDARD","PLAINFIELD","MA","PRIMARY",42.51,-72.91]
[1071,"STANDARD","RUSSELL","MA","PRIMARY",42.18,-72.849999999999994]
[1072,"STANDARD","SHUTESBURY","MA","PRIMARY",42.45,-72.400000000000006]
[1073,"STANDARD","SOUTHAMPTON","MA","PRIMARY",42.23,-72.73]
[1074,"PO BOX","SOUTH BARRE","MA","PRIMARY",42.38,-72.09]
[1075,"STANDARD","SOUTH HADLEY","MA","PRIMARY",42.26,-72.56]
[1077,"STANDARD","SOUTHWICK","MA","PRIMARY",42.05,-72.760000000000005]
[1079,"PO BOX","THORNDIKE","MA","PRIMARY",42.18,-72.33]
[1080,"STANDARD","THREE RIVERS","MA","PRIMARY",42.18,-72.37]
[1081,"STANDARD","WALES","MA","PRIMARY",42.06,-72.209999999999994]
[1082,"STANDARD","WARE","MA","PRIMARY",42.25,-72.239999999999995]
[1083,"PO BOX","WARREN","MA","PRIMARY",42.21,-72.19]
[1084,"STANDARD","WEST CHESTERFIELD","MA","PRIMARY",42.41,-72.87]
[1085,"STANDARD","WESTFIELD","MA","PRIMARY",42.13,-72.75]
[1086,"PO BOX","WESTFIELD","MA","PRIMARY",42.13,-72.75]
[1088,"STANDARD","WEST HATFIELD","MA","PRIMARY",42.39,-72.64]
[1089,"STANDARD","WEST SPRINGFIELD","MA","PRIMARY",42.12,-72.650000000000006]
[1090,"PO BOX","WEST SPRINGFIELD","MA","PRIMARY",42.12,-72.650000000000006]
[1092,"PO BOX","WEST WARREN","MA","PRIMARY",42.2,-72.2]
[1093,"PO BOX","WHATELY","MA","PRIMARY",42.45,-72.61]
[1094,"PO BOX","WHEELWRIGHT","MA","PRIMARY",42.35,-72.14]
[1095,"STANDARD","WILBRAHAM","MA","PRIMARY",42.13,-72.430000000000007]
[1096,"STANDARD","WILLIAMSBURG","MA","PRIMARY",42.4,-72.709999999999994]
[1097,"PO BOX","WORONOCO","MA","PRIMARY",42.19,-72.819999999999993]
[1098,"STANDARD","WORTHINGTON","MA","PRIMARY",42.41,-72.930000000000007]
[1101,"PO BOX","SPRINGFIELD","MA","PRIMARY",42.11,-72.53]
[1102,"PO BOX","SPRINGFIELD","MA","PRIMARY",42.11,-72.53]
[1103,"STANDARD","SPRINGFIELD","MA","PRIMARY",42.11,-72.53]
[1104,"STANDARD","SPRINGFIELD","MA","PRIMARY",42.11,-72.53]
[1105,"STANDARD","SPRINGFIELD","MA","PRIMARY",42.11,-72.53]
[1106,"STANDARD","LONGMEADOW","MA","PRIMARY",42.04,-72.569999999999993]
[1107,"STANDARD","SPRINGFIELD","MA","PRIMARY",42.11,-72.53]
[1108,"STANDARD","SPRINGFIELD","MA","PRIMARY",42.11,-72.53]
[1109,"STANDARD","SPRINGFIELD","MA","PRIMARY",42.11,-72.53]
[1111,"UNIQUE","SPRINGFIELD","MA","PRIMARY",42.11,-72.53]
[1115,"PO BOX","SPRINGFIELD","MA","PRIMARY",42.11,-72.53]
[1116,"PO BOX","LONGMEADOW","MA","PRIMARY",42.04,-72.569999999999993]
[1118,"STANDARD","SPRINGFIELD","MA","PRIMARY",42.11,-72.53]
[1119,"STANDARD","SPRINGFIELD","MA","PRIMARY",42.11,-72.53]
[1128,"STANDARD","SPRINGFIELD","MA","PRIMARY",42.11,-72.53]
[1129,"STANDARD","SPRINGFIELD","MA","PRIMARY",42.11,-72.53]
[1133,"UNIQUE","SPRINGFIELD","MA","PRIMARY",42.1,-72.59]
[1138,"PO BOX","SPRINGFIELD","MA","PRIMARY",42.11,-72.53]
[1139,"PO BOX","SPRINGFIELD","MA","PRIMARY",42.11,-72.53]
[1144,"STANDARD","SPRINGFIELD","MA","PRIMARY",42.11,-72.53]
[1151,"STANDARD","INDIAN ORCHARD","MA","PRIMARY",42.15,-72.510000000000005]
[1152,"STANDARD","SPRINGFIELD","MA","PRIMARY",42.11,-72.53]
[1195,"STANDARD","SPRINGFIELD","MA","PRIMARY",42.1,-72.58]
[1199,"UNIQUE","SPRINGFIELD","MA","PRIMARY",42.11,-72.53]
[1201,"STANDARD","PITTSFIELD","MA","PRIMARY",42.45,-73.260000000000005]
[1202,"PO BOX","PITTSFIELD","MA","PRIMARY",42.45,-73.260000000000005]
[1203,"PO BOX","PITTSFIELD","MA","PRIMARY",42.45,-73.260000000000005]
[1220,"STANDARD","ADAMS","MA","PRIMARY",42.62,-73.11]
[1222,"STANDARD","ASHLEY FALLS","MA","PRIMARY",42.05,-73.33]
[1223,"STANDARD","BECKET","MA","PRIMARY",42.33,-73.069999999999993]
[1224,"STANDARD","BERKSHIRE","MA","PRIMARY",42.51,-73.19]
[1225,"STANDARD","CHESHIRE","MA","PRIMARY",42.55,-73.150000000000006]
[1226,"STANDARD","DALTON","MA","PRIMARY",42.47,-73.16]
[1227,"PO BOX","DALTON","MA","PRIMARY",42.47,-73.16]
[1229,"PO BOX","GLENDALE","MA","PRIMARY",42.3,-73.319999999999993]
[1230,"STANDARD","GREAT BARRINGTON","MA","PRIMARY",42.19,-73.349999999999994]
[1235,"STANDARD","HINSDALE","MA","PRIMARY",42.42,-73.069999999999993]
[1236,"STANDARD","HOUSATONIC","MA","PRIMARY",42.25,-73.36]
[1237,"STANDARD","LANESBORO","MA","PRIMARY",42.51,-73.22]
[1238,"STANDARD","LEE","MA","PRIMARY",42.3,-73.25]
[1240,"STANDARD","LENOX","MA","PRIMARY",42.35,-73.28]
[1242,"PO BOX","LENOX DALE","MA","PRIMARY",42.36,-73.27]
[1243,"PO BOX","MIDDLEFIELD","MA","PRIMARY",42.35,-73.010000000000005]
[1244,"PO BOX","MILL RIVER","MA","PRIMARY",42.12,-73.27]
[1245,"STANDARD","MONTEREY","MA","PRIMARY",42.18,-73.209999999999994]
[1247,"STANDARD","NORTH ADAMS","MA","PRIMARY",42.68,-73.11]
[1252,"PO BOX","NORTH EGREMONT","MA","PRIMARY",42.17,-73.44]
[1253,"STANDARD","OTIS","MA","PRIMARY",42.19,-73.069999999999993]
[1254,"STANDARD","RICHMOND","MA","PRIMARY",42.37,-73.36]
[1255,"STANDARD","SANDISFIELD","MA","PRIMARY",42.11,-73.13]
[1256,"STANDARD","SAVOY","MA","PRIMARY",42.56,-73.02]
[1257,"STANDARD","SHEFFIELD","MA","PRIMARY",42.1,-73.34]
[1258,"STANDARD","SOUTH EGREMONT","MA","PRIMARY",42.16,-73.41]
[1259,"STANDARD","SOUTHFIELD","MA","PRIMARY",42.07,-73.23]
[1260,"PO BOX","SOUTH LEE","MA","PRIMARY",42.3,-73.23]
[1262,"PO BOX","STOCKBRIDGE","MA","PRIMARY",42.3,-73.319999999999993]
[1263,"UNIQUE","STOCKBRIDGE","MA","PRIMARY",42.3,-73.319999999999993]
[1264,"PO BOX","TYRINGHAM","MA","PRIMARY",42.24,-73.19]
[1266,"STANDARD","WEST STOCKBRIDGE","MA","PRIMARY",42.31,-73.39]
[1267,"STANDARD","WILLIAMSTOWN","MA","PRIMARY",42.7,-73.2]
[1270,"STANDARD","WINDSOR","MA","PRIMARY",42.51,-73.040000000000006]
[1301,"STANDARD","GREENFIELD","MA","PRIMARY",42.58,-72.59]
[1302,"PO BOX","GREENFIELD","MA","PRIMARY",42.58,-72.59]
[1330,"STANDARD","ASHFIELD","MA","PRIMARY",42.53,-72.78]
[1331,"STANDARD","ATHOL","MA","PRIMARY",42.59,-72.23]
[1337,"STANDARD","BERNARDSTON","MA","PRIMARY",42.66,-72.55]
[1338,"STANDARD","BUCKLAND","MA","PRIMARY",42.6,-72.78]
[1339,"STANDARD","CHARLEMONT","MA","PRIMARY",42.63,-72.88]
[1340,"STANDARD","COLRAIN","MA","PRIMARY",42.66,-72.680000000000007]
[1341,"STANDARD","CONWAY","MA","PRIMARY",42.51,-72.680000000000007]
[1342,"STANDARD","DEERFIELD","MA","PRIMARY",42.55,-72.599999999999994]
[1343,"STANDARD","DRURY","MA","PRIMARY",42.68,-72.98]
[1344,"STANDARD","ERVING","MA","PRIMARY",42.6,-72.400000000000006]
[1346,"STANDARD","HEATH","MA","PRIMARY",42.66,-72.83]
[1347,"PO BOX","LAKE PLEASANT","MA","PRIMARY",42.53,-72.540000000000006]
[1349,"STANDARD","MILLERS FALLS","MA","PRIMARY",42.59,-72.55]
[1350,"PO BOX","MONROE BRIDGE","MA","PRIMARY",42.72,-72.98]
[1351,"STANDARD","MONTAGUE","MA","PRIMARY",42.53,-72.53]
[1354,"STANDARD","GILL","MA","PRIMARY",42.7,-72.430000000000007]
[1355,"STANDARD","NEW SALEM","MA","PRIMARY",42.5,-72.33]
[1360,"STANDARD","NORTHFIELD","MA","PRIMARY",42.7,-72.430000000000007]
[1364,"STANDARD","ORANGE","MA","PRIMARY",42.59,-72.3]
[1366,"STANDARD","PETERSHAM","MA","PRIMARY",42.48,-72.180000000000007]
[1367,"STANDARD","ROWE","MA","PRIMARY",42.7,-72.900000000000006]
[1368,"STANDARD","ROYALSTON","MA","PRIMARY",42.68,-72.180000000000007]
[1370,"STANDARD","SHELBURNE FALLS","MA","PRIMARY",42.6,-72.739999999999995]
[1373,"STANDARD","SOUTH DEERFIELD","MA","PRIMARY",42.47,-72.59]
[1375,"STANDARD","SUNDERLAND","MA","PRIMARY",42.46,-72.58]
[1376,"STANDARD","TURNERS FALLS","MA","PRIMARY",42.59,-72.55]
[1378,"STANDARD","WARWICK","MA","PRIMARY",42.68,-72.33]
[1379,"STANDARD","WENDELL","MA","PRIMARY",42.55,-72.400000000000006]
[1380,"STANDARD","WENDELL DEPOT","MA","PRIMARY",42.58,-72.37]
[1420,"STANDARD","FITCHBURG","MA","PRIMARY",42.58,-71.81]
[1430,"STANDARD","ASHBURNHAM","MA","PRIMARY",42.63,-71.900000000000006]
[1431,"STANDARD","ASHBY","MA","PRIMARY",42.68,-71.81]
[1432,"STANDARD","AYER","MA","PRIMARY",42.56,-71.58]
[1434,"STANDARD","DEVENS","MA","PRIMARY",42.53,-71.61]
[1436,"STANDARD","BALDWINVILLE","MA","PRIMARY",42.6,-72.069999999999993]
[1438,"PO BOX","EAST TEMPLETON","MA","PRIMARY",42.53,-72.05]
[1440,"STANDARD","GARDNER","MA","PRIMARY",42.58,-71.98]
[1441,"UNIQUE","WESTMINSTER","MA","PRIMARY",42.58,-71.98]
[1450,"STANDARD","GROTON","MA","PRIMARY",42.6,-71.569999999999993]
[1451,"STANDARD","HARVARD","MA","PRIMARY",42.5,-71.58]
[1452,"STANDARD","HUBBARDSTON","MA","PRIMARY",42.48,-72.010000000000005]
[1453,"STANDARD","LEOMINSTER","MA","PRIMARY",42.51,-71.77]
[1460,"STANDARD","LITTLETON","MA","PRIMARY",42.53,-71.47]
[1462,"STANDARD","LUNENBURG","MA","PRIMARY",42.59,-71.72]
[1463,"STANDARD","PEPPERELL","MA","PRIMARY",42.66,-71.58]
[1464,"STANDARD","SHIRLEY","MA","PRIMARY",42.54,-71.650000000000006]
[1467,"PO BOX","STILL RIVER","MA","PRIMARY",42.49,-71.61]
[1468,"STANDARD","TEMPLETON","MA","PRIMARY",42.55,-72.06]
[1469,"STANDARD","TOWNSEND","MA","PRIMARY",42.66,-71.7]
[1470,"UNIQUE","GROTON","MA","PRIMARY",42.6,-71.569999999999993]
[1471,"UNIQUE","GROTON","MA","PRIMARY",42.6,-71.569999999999993]
[1472,"PO BOX","WEST GROTON","MA","PRIMARY",42.61,-71.62]
[1473,"STANDARD","WESTMINSTER","MA","PRIMARY",42.55,-71.900000000000006]
[1474,"STANDARD","WEST TOWNSEND","MA","PRIMARY",42.66,-71.739999999999995]
[1475,"STANDARD","WINCHENDON","MA","PRIMARY",42.68,-72.040000000000006]
[1477,"PO BOX","WINCHENDON SPRINGS","MA","PRIMARY",42.69,-72.010000000000005]
[1501,"STANDARD","AUBURN","MA","PRIMARY",42.2,-71.83]
[1503,"STANDARD","BERLIN","MA","PRIMARY",42.38,-71.63]
[1504,"STANDARD","BLACKSTONE","MA","PRIMARY",42.01,-71.5]
[1505,"STANDARD","BOYLSTON","MA","PRIMARY",42.35,-71.73]
[1506,"STANDARD","BROOKFIELD","MA","PRIMARY",42.21,-72.099999999999994]
[1507,"STANDARD","CHARLTON","MA","PRIMARY",42.13,-71.959999999999994]
[1508,"PO BOX","CHARLTON CITY","MA","PRIMARY",42.13,-71.959999999999994]
[1509,"PO BOX","CHARLTON DEPOT","MA","PRIMARY",42.13,-71.959999999999994]
[1510,"STANDARD","CLINTON","MA","PRIMARY",42.41,-71.680000000000007]
[1515,"STANDARD","EAST BROOKFIELD","MA","PRIMARY",42.22,-72.040000000000006]
[1516,"STANDARD","DOUGLAS","MA","PRIMARY",42.05,-71.73]
[1517,"PO BOX","EAST PRINCETON","MA","PRIMARY",42.46,-71.89]
[1518,"STANDARD","FISKDALE","MA","PRIMARY",42.12,-72.11]
[1519,"STANDARD","GRAFTON","MA","PRIMARY",42.2,-71.680000000000007]
[1520,"STANDARD","HOLDEN","MA","PRIMARY",42.35,-71.849999999999994]
[1521,"STANDARD","HOLLAND","MA","PRIMARY",42.05,-72.150000000000006]
[1522,"STANDARD","JEFFERSON","MA","PRIMARY",42.38,-71.87]
[1523,"STANDARD","LANCASTER","MA","PRIMARY",42.45,-71.66]
[1524,"STANDARD","LEICESTER","MA","PRIMARY",42.25,-71.900000000000006]
[1525,"PO BOX","LINWOOD","MA","PRIMARY",42.05,-71.64]
[1526,"PO BOX","MANCHAUG","MA","PRIMARY",42.12,-71.760000000000005]
[1527,"STANDARD","MILLBURY","MA","PRIMARY",42.19,-71.760000000000005]
[1529,"STANDARD","MILLVILLE","MA","PRIMARY",42.03,-71.58]
[1531,"STANDARD","NEW BRAINTREE","MA","PRIMARY",42.31,-72.13]
[1532,"STANDARD","NORTHBOROUGH","MA","PRIMARY",42.31,-71.64]
[1534,"STANDARD","NORTHBRIDGE","MA","PRIMARY",42.15,-71.650000000000006]
[1535,"STANDARD","NORTH BROOKFIELD","MA","PRIMARY",42.27,-72.08]
[1536,"STANDARD","NORTH GRAFTON","MA","PRIMARY",42.23,-71.69]
[1537,"STANDARD","NORTH OXFORD","MA","PRIMARY",42.16,-71.88]
[1538,"PO BOX","NORTH UXBRIDGE","MA","PRIMARY",42.05,-71.64]
[1540,"STANDARD","OXFORD","MA","PRIMARY",42.11,-71.87]
[1541,"STANDARD","PRINCETON","MA","PRIMARY",42.45,-71.86]
[1542,"STANDARD","ROCHDALE","MA","PRIMARY",42.2,-71.900000000000006]
[1543,"STANDARD","RUTLAND","MA","PRIMARY",42.36,-71.95]
[1545,"STANDARD","SHREWSBURY","MA","PRIMARY",42.3,-71.709999999999994]
[1546,"UNIQUE","SHREWSBURY","MA","PRIMARY",42.3,-71.709999999999994]
[1550,"STANDARD","SOUTHBRIDGE","MA","PRIMARY",42.08,-72.03]
[1560,"STANDARD","SOUTH GRAFTON","MA","PRIMARY",42.17,-71.680000000000007]
[1561,"PO BOX","SOUTH LANCASTER","MA","PRIMARY",42.43,-71.69]
[1562,"STANDARD","SPENCER","MA","PRIMARY",42.24,-71.989999999999995]
[1564,"STANDARD","STERLING","MA","PRIMARY",42.43,-71.75]
[1566,"STANDARD","STURBRIDGE","MA","PRIMARY",42.09,-72.06]
[1568,"STANDARD","UPTON","MA","PRIMARY",42.17,-71.61]
[1569,"STANDARD","UXBRIDGE","MA","PRIMARY",42.08,-71.599999999999994]
[1570,"STANDARD","WEBSTER","MA","PRIMARY",42.04,-71.87]
[1571,"STANDARD","DUDLEY","MA","PRIMARY",42.05,-71.930000000000007]
[1580,"UNIQUE","WESTBOROUGH","MA","PRIMARY",42.26,-71.61]
[1581,"STANDARD","WESTBOROUGH","MA","PRIMARY",42.26,-71.61]
[1582,"UNIQUE","WESTBOROUGH","MA","PRIMARY",42.26,-71.61]
[1583,"STANDARD","WEST BOYLSTON","MA","PRIMARY",42.36,-71.78]
[1585,"STANDARD","WEST BROOKFIELD","MA","PRIMARY",42.23,-72.14]
[1586,"PO BOX","WEST MILLBURY","MA","PRIMARY",42.19,-71.760000000000005]
[1588,"STANDARD","WHITINSVILLE","MA","PRIMARY",42.11,-71.67]
[1590,"STANDARD","SUTTON","MA","PRIMARY",42.15,-71.760000000000005]
[1601,"PO BOX","WORCESTER","MA","PRIMARY",42.26,-71.8]
[1602,"STANDARD","WORCESTER","MA","PRIMARY",42.26,-71.8]
[1603,"STANDARD","WORCESTER","MA","PRIMARY",42.26,-71.8]
[1604,"STANDARD","WORCESTER","MA","PRIMARY",42.26,-71.8]
[1605,"STANDARD","WORCESTER","MA","PRIMARY",42.26,-71.8]
[1606,"STANDARD","WORCESTER","MA","PRIMARY",42.26,-71.8]
[1607,"STANDARD","WORCESTER","MA","PRIMARY",42.26,-71.8]
[1608,"STANDARD","WORCESTER","MA","PRIMARY",42.26,-71.8]
[1609,"STANDARD","WORCESTER","MA","PRIMARY",42.26,-71.8]
[1610,"STANDARD","WORCESTER","MA","PRIMARY",42.26,-71.8]
[1611,"STANDARD","CHERRY VALLEY","MA","PRIMARY",42.23,-71.87]
[1612,"STANDARD","PAXTON","MA","PRIMARY",42.31,-71.930000000000007]
[1613,"PO BOX","WORCESTER","MA","PRIMARY",42.26,-71.8]
[1614,"PO BOX","WORCESTER","MA","PRIMARY",42.26,-71.8]
[1615,"PO BOX","WORCESTER","MA","PRIMARY",42.26,-71.8]
[1653,"UNIQUE","WORCESTER","MA","PRIMARY",42.26,-71.8]
[1654,"UNIQUE","WORCESTER","MA","PRIMARY",42.26,-71.8]
[1655,"STANDARD","WORCESTER","MA","PRIMARY",42.26,-71.8]
[1701,"STANDARD","FRAMINGHAM","MA","PRIMARY",42.3,-71.430000000000007]
[1702,"STANDARD","FRAMINGHAM","MA","PRIMARY",42.3,-71.430000000000007]
[1703,"PO BOX","FRAMINGHAM","MA","PRIMARY",42.3,-71.430000000000007]
[1704,"PO BOX","FRAMINGHAM","MA","PRIMARY",42.3,-71.430000000000007]
[1705,"PO BOX","FRAMINGHAM","MA","PRIMARY",42.3,-71.430000000000007]
[1718,"STANDARD","VILLAGE OF NAGOG WOODS","MA","PRIMARY",42.51,-71.41]
[1719,"STANDARD","BOXBOROUGH","MA","PRIMARY",42.5,-71.5]
[1720,"STANDARD","ACTON","MA","PRIMARY",42.48,-71.459999999999994]
[1721,"STANDARD","ASHLAND","MA","PRIMARY",42.25,-71.459999999999994]
[1730,"STANDARD","BEDFORD","MA","PRIMARY",42.48,-71.260000000000005]
[1731,"STANDARD","HANSCOM AFB","MA","PRIMARY",42.46,-71.28]
[1740,"STANDARD","BOLTON","MA","PRIMARY",42.43,-71.599999999999994]
[1741,"STANDARD","CARLISLE","MA","PRIMARY",42.53,-71.349999999999994]
[1742,"STANDARD","CONCORD","MA","PRIMARY",42.45,-71.349999999999994]
[1745,"STANDARD","FAYVILLE","MA","PRIMARY",42.29,-71.5]
[1746,"STANDARD","HOLLISTON","MA","PRIMARY",42.2,-71.430000000000007]
[1747,"STANDARD","HOPEDALE","MA","PRIMARY",42.12,-71.540000000000006]
[1748,"STANDARD","HOPKINTON","MA","PRIMARY",42.22,-71.52]
[1749,"STANDARD","HUDSON","MA","PRIMARY",42.39,-71.56]
[1752,"STANDARD","MARLBOROUGH","MA","PRIMARY",42.34,-71.540000000000006]
[1754,"STANDARD","MAYNARD","MA","PRIMARY",42.42,-71.45]
[1756,"STANDARD","MENDON","MA","PRIMARY",42.1,-71.55]
[1757,"STANDARD","MILFORD","MA","PRIMARY",42.14,-71.510000000000005]
[1760,"STANDARD","NATICK","MA","PRIMARY",42.28,-71.349999999999994]
[1770,"STANDARD","SHERBORN","MA","PRIMARY",42.23,-71.36]
[1772,"STANDARD","SOUTHBOROUGH","MA","PRIMARY",42.3,-71.510000000000005]
[1773,"STANDARD","LINCOLN","MA","PRIMARY",42.41,-71.3]
[1775,"STANDARD","STOW","MA","PRIMARY",42.43,-71.5]
[1776,"STANDARD","SUDBURY","MA","PRIMARY",42.36,-71.400000000000006]
[1778,"STANDARD","WAYLAND","MA","PRIMARY",42.36,-71.36]
[1784,"PO BOX","WOODVILLE","MA","PRIMARY",42.23,-71.55]
[1801,"STANDARD","WOBURN","MA","PRIMARY",42.48,-71.150000000000006]
[1803,"STANDARD","BURLINGTON","MA","PRIMARY",42.5,-71.2]
[1805,"UNIQUE","BURLINGTON","MA","PRIMARY",42.5,-71.2]
[1806,"UNIQUE","WOBURN","MA","PRIMARY",42.47,-71.150000000000006]
[1807,"UNIQUE","WOBURN","MA","PRIMARY",42.48,-71.150000000000006]
[1808,"UNIQUE","WOBURN","MA","PRIMARY",42.5,-71.12]
[1810,"STANDARD","ANDOVER","MA","PRIMARY",42.65,-71.14]
[1812,"UNIQUE","ANDOVER","MA","PRIMARY",42.65,-71.14]
[1813,"UNIQUE","WOBURN","MA","PRIMARY",42.48,-71.150000000000006]
[1815,"UNIQUE","WOBURN","MA","PRIMARY",42.48,-71.150000000000006]
[1821,"STANDARD","BILLERICA","MA","PRIMARY",42.55,-71.260000000000005]
[1822,"PO BOX","BILLERICA","MA","PRIMARY",42.55,-71.260000000000005]
[1824,"STANDARD","CHELMSFORD","MA","PRIMARY",42.59,-71.36]
[1826,"STANDARD","DRACUT","MA","PRIMARY",42.66,-71.3]
[1827,"STANDARD","DUNSTABLE","MA","PRIMARY",42.66,-71.48]
[1830,"STANDARD","HAVERHILL","MA","PRIMARY",42.78,-71.08]
[1831,"PO BOX","HAVERHILL","MA","PRIMARY",42.78,-71.08]
[1832,"STANDARD","HAVERHILL","MA","PRIMARY",42.78,-71.08]
[1833,"STANDARD","GEORGETOWN","MA","PRIMARY",42.73,-70.98]
[1834,"STANDARD","GROVELAND","MA","PRIMARY",42.75,-71.03]
[1835,"STANDARD","HAVERHILL","MA","PRIMARY",42.78,-71.08]
[1840,"STANDARD","LAWRENCE","MA","PRIMARY",42.7,-71.16]
[1841,"STANDARD","LAWRENCE","MA","PRIMARY",42.7,-71.16]
[1842,"PO BOX","LAWRENCE","MA","PRIMARY",42.7,-71.16]
[1843,"STANDARD","LAWRENCE","MA","PRIMARY",42.7,-71.16]
[1844,"STANDARD","METHUEN","MA","PRIMARY",42.71,-71.180000000000007]
[1845,"STANDARD","NORTH ANDOVER","MA","PRIMARY",42.7,-71.11]
[1850,"STANDARD","LOWELL","MA","PRIMARY",42.63,-71.319999999999993]
[1851,"STANDARD","LOWELL","MA","PRIMARY",42.63,-71.319999999999993]
[1852,"STANDARD","LOWELL","MA","PRIMARY",42.63,-71.319999999999993]
[1853,"PO BOX","LOWELL","MA","PRIMARY",42.63,-71.319999999999993]
[1854,"STANDARD","LOWELL","MA","PRIMARY",42.63,-71.319999999999993]
[1860,"STANDARD","MERRIMAC","MA","PRIMARY",42.83,-71]
[1862,"STANDARD","NORTH BILLERICA","MA","PRIMARY",42.57,-71.290000000000006]
[1863,"STANDARD","NORTH CHELMSFORD","MA","PRIMARY",42.63,-71.39]
[1864,"STANDARD","NORTH READING","MA","PRIMARY",42.56,-71.06]
[1865,"PO BOX","NUTTING LAKE","MA","PRIMARY",42.54,-71.25]
[1866,"PO BOX","PINEHURST","MA","PRIMARY",42.53,-71.23]
[1867,"STANDARD","READING","MA","PRIMARY",42.53,-71.099999999999994]
[1876,"STANDARD","TEWKSBURY","MA","PRIMARY",42.61,-71.23]
[1879,"STANDARD","TYNGSBORO","MA","PRIMARY",42.68,-71.41]
[1880,"STANDARD","WAKEFIELD","MA","PRIMARY",42.5,-71.06]
[1885,"PO BOX","WEST BOXFORD","MA","PRIMARY",42.67,-71.03]
[1886,"STANDARD","WESTFORD","MA","PRIMARY",42.58,-71.430000000000007]
[1887,"STANDARD","WILMINGTON","MA","PRIMARY",42.55,-71.16]
[1888,"PO BOX","WOBURN","MA","PRIMARY",42.48,-71.150000000000006]
[1889,"UNIQUE","NORTH READING","MA","PRIMARY",42.56,-71.06]
[1890,"STANDARD","WINCHESTER","MA","PRIMARY",42.45,-71.14]
[1899,"UNIQUE","ANDOVER","MA","PRIMARY",42.65,-71.14]
[1901,"STANDARD","LYNN","MA","PRIMARY",42.47,-70.959999999999994]
[1902,"STANDARD","LYNN","MA","PRIMARY",42.47,-70.959999999999994]
[1903,"PO BOX","LYNN","MA","PRIMARY",42.47,-70.959999999999994]
[1904,"STANDARD","LYNN","MA","PRIMARY",42.47,-70.959999999999994]
[1905,"STANDARD","LYNN","MA","PRIMARY",42.47,-70.959999999999994]
[1906,"STANDARD","SAUGUS","MA","PRIMARY",42.46,-71.010000000000005]
[1907,"STANDARD","SWAMPSCOTT","MA","PRIMARY",42.46,-70.89]
[1908,"STANDARD","NAHANT","MA","PRIMARY",42.42,-70.92]
[1910,"UNIQUE","LYNN","MA","PRIMARY",42.47,-70.959999999999994]
[1913,"STANDARD","AMESBURY","MA","PRIMARY",42.85,-70.92]
[1915,"STANDARD","BEVERLY","MA","PRIMARY",42.55,-70.84]
[1921,"STANDARD","BOXFORD","MA","PRIMARY",42.67,-70.98]
[1922,"STANDARD","BYFIELD","MA","PRIMARY",42.75,-70.930000000000007]
[1923,"STANDARD","DANVERS","MA","PRIMARY",42.57,-70.95]
[1929,"STANDARD","ESSEX","MA","PRIMARY",42.63,-70.77]
[1930,"STANDARD","GLOUCESTER","MA","PRIMARY",42.62,-70.66]
[1931,"PO BOX","GLOUCESTER","MA","PRIMARY",42.62,-70.66]
[1936,"PO BOX","HAMILTON","MA","PRIMARY",42.61,-70.86]
[1937,"PO BOX","HATHORNE","MA","PRIMARY",42.57,-70.95]
[1938,"STANDARD","IPSWICH","MA","PRIMARY",42.67,-70.83]
[1940,"STANDARD","LYNNFIELD","MA","PRIMARY",42.53,-71.040000000000006]
[1944,"STANDARD","MANCHESTER","MA","PRIMARY",42.56,-70.760000000000005]
[1945,"STANDARD","MARBLEHEAD","MA","PRIMARY",42.5,-70.849999999999994]
[1949,"STANDARD","MIDDLETON","MA","PRIMARY",42.6,-71.010000000000005]
[1950,"STANDARD","NEWBURYPORT","MA","PRIMARY",42.81,-70.88]
[1951,"STANDARD","NEWBURY","MA","PRIMARY",42.8,-71]
[1952,"STANDARD","SALISBURY","MA","PRIMARY",42.83,-70.84]
[1960,"STANDARD","PEABODY","MA","PRIMARY",42.53,-70.97]
[1961,"PO BOX","PEABODY","MA","PRIMARY",42.53,-70.97]
[1965,"PO BOX","PRIDES CROSSING","MA","PRIMARY",42.56,-70.86]
[1966,"STANDARD","ROCKPORT","MA","PRIMARY",42.64,-70.61]
[1969,"STANDARD","ROWLEY","MA","PRIMARY",42.71,-70.87]
[1970,"STANDARD","SALEM","MA","PRIMARY",42.51,-70.900000000000006]
[1971,"PO BOX","SALEM","MA","PRIMARY",42.51,-70.89]
[1982,"STANDARD","SOUTH HAMILTON","MA","PRIMARY",42.62,-70.86]
[1983,"STANDARD","TOPSFIELD","MA","PRIMARY",42.63,-70.95]
[1984,"STANDARD","WENHAM","MA","PRIMARY",42.6,-70.88]
[1985,"STANDARD","WEST NEWBURY","MA","PRIMARY",42.8,-71]
[2018,"PO BOX","ACCORD","MA","PRIMARY",42.17,-70.88]
[2019,"STANDARD","BELLINGHAM","MA","PRIMARY",42.09,-71.47]
[2020,"PO BOX","BRANT ROCK","MA","PRIMARY",42.08,-70.64]
[2021,"STANDARD","CANTON","MA","PRIMARY",42.15,-71.13]
[2025,"STANDARD","COHASSET","MA","PRIMARY",42.23,-70.8]
[2026,"STANDARD","DEDHAM","MA","PRIMARY",42.24,-71.17]
[2027,"PO BOX","DEDHAM","MA","PRIMARY",42.24,-71.17]
[2030,"STANDARD","DOVER","MA","PRIMARY",42.24,-71.27]
[2031,"STANDARD","EAST MANSFIELD","MA","PRIMARY",42.02,-71.17]
[2032,"STANDARD","EAST WALPOLE","MA","PRIMARY",42.15,-71.209999999999994]
[2035,"STANDARD","FOXBORO","MA","PRIMARY",42.06,-71.239999999999995]
[2038,"STANDARD","FRANKLIN","MA","PRIMARY",42.08,-71.38]
[2040,"PO BOX","GREENBUSH","MA","PRIMARY",42.19,-70.760000000000005]
[2041,"PO BOX","GREEN HARBOR","MA","PRIMARY",42.1,-70.709999999999994]
[2043,"STANDARD","HINGHAM","MA","PRIMARY",42.23,-70.88]
[2044,"UNIQUE","HINGHAM","MA","PRIMARY",42.23,-70.88]
[2045,"STANDARD","HULL","MA","PRIMARY",42.3,-70.900000000000006]
[2047,"PO BOX","HUMAROCK","MA","PRIMARY",42.19,-70.760000000000005]
[2048,"STANDARD","MANSFIELD","MA","PRIMARY",42.02,-71.209999999999994]
[2050,"STANDARD","MARSHFIELD","MA","PRIMARY",42.09,-70.7]
[2051,"PO BOX","MARSHFIELD HILLS","MA","PRIMARY",42.15,-70.73]
[2052,"STANDARD","MEDFIELD","MA","PRIMARY",42.18,-71.3]
[2053,"STANDARD","MEDWAY","MA","PRIMARY",42.13,-71.400000000000006]
[2054,"STANDARD","MILLIS","MA","PRIMARY",42.16,-71.349999999999994]
[2055,"PO BOX","MINOT","MA","PRIMARY",42.19,-70.760000000000005]
[2056,"STANDARD","NORFOLK","MA","PRIMARY",42.11,-71.31]
[2059,"PO BOX","NORTH MARSHFIELD","MA","PRIMARY",42.1,-70.709999999999994]
[2060,"PO BOX","NORTH SCITUATE","MA","PRIMARY",42.21,-70.760000000000005]
[2061,"STANDARD","NORWELL","MA","PRIMARY",42.16,-70.78]
[2062,"STANDARD","NORWOOD","MA","PRIMARY",42.18,-71.19]
[2065,"PO BOX","OCEAN BLUFF","MA","PRIMARY",42.1,-70.709999999999994]
[2066,"STANDARD","SCITUATE","MA","PRIMARY",42.18,-70.73]
[2067,"STANDARD","SHARON","MA","PRIMARY",42.11,-71.180000000000007]
[2070,"PO BOX","SHELDONVILLE","MA","PRIMARY",42.05,-71.349999999999994]
[2071,"STANDARD","SOUTH WALPOLE","MA","PRIMARY",42.09,-71.27]
[2072,"STANDARD","STOUGHTON","MA","PRIMARY",42.11,-71.099999999999994]
[2081,"STANDARD","WALPOLE","MA","PRIMARY",42.13,-71.239999999999995]
[2090,"STANDARD","WESTWOOD","MA","PRIMARY",42.21,-71.209999999999994]
[2093,"STANDARD","WRENTHAM","MA","PRIMARY",42.06,-71.33]
[2108,"STANDARD","BOSTON","MA","PRIMARY",42.35,-71.06]
[2109,"STANDARD","BOSTON","MA","PRIMARY",42.35,-71.06]
[2110,"STANDARD","BOSTON","MA","PRIMARY",42.35,-71.06]
[2111,"STANDARD","BOSTON","MA","PRIMARY",42.35,-71.06]
[2112,"PO BOX","BOSTON","MA","PRIMARY",42.35,-71.06]
[2113,"STANDARD","BOSTON","MA","PRIMARY",42.35,-71.06]
[2114,"STANDARD","BOSTON","MA","PRIMARY",42.35,-71.06]
[2115,"STANDARD","BOSTON","MA","PRIMARY",42.35,-71.06]
[2116,"STANDARD","BOSTON","MA","PRIMARY",42.35,-71.06]
[2117,"PO BOX","BOSTON","MA","PRIMARY",42.35,-71.06]
[2118,"STANDARD","BOSTON","MA","PRIMARY",42.35,-71.06]
[2119,"STANDARD","ROXBURY","MA","PRIMARY",42.35,-71.06]
[2120,"STANDARD","ROXBURY CROSSING","MA","PRIMARY",42.35,-71.06]
[2121,"STANDARD","DORCHESTER","MA","PRIMARY",42.35,-71.06]
[2122,"STANDARD","DORCHESTER","MA","PRIMARY",42.35,-71.06]
[2123,"PO BOX","BOSTON","MA","PRIMARY",42.35,-71.06]
[2124,"STANDARD","DORCHESTER CENTER","MA","PRIMARY",42.35,-71.06]
[2125,"STANDARD","DORCHESTER","MA","PRIMARY",42.35,-71.06]
[2126,"STANDARD","MATTAPAN","MA","PRIMARY",42.26,-71.099999999999994]
[2127,"STANDARD","BOSTON","MA","PRIMARY",42.35,-71.06]
[2128,"STANDARD","BOSTON","MA","PRIMARY",42.35,-71.06]
[2129,"STANDARD","CHARLESTOWN","MA","PRIMARY",42.38,-71.06]
[2130,"STANDARD","JAMAICA PLAIN","MA","PRIMARY",42.3,-71.11]
[2131,"STANDARD","ROSLINDALE","MA","PRIMARY",42.28,-71.13]
[2132,"STANDARD","WEST ROXBURY","MA","PRIMARY",42.28,-71.16]
[2133,"STANDARD","BOSTON","MA","PRIMARY",42.35,-71.06]
[2134,"STANDARD","ALLSTON","MA","PRIMARY",42.35,-71.13]
[2135,"STANDARD","BRIGHTON","MA","PRIMARY",42.35,-71.150000000000006]
[2136,"STANDARD","HYDE PARK","MA","PRIMARY",42.26,-71.11]
[2137,"PO BOX","READVILLE","MA","PRIMARY",42.25,-71.12]
[2138,"STANDARD","CAMBRIDGE","MA","PRIMARY",42.37,-71.11]
[2139,"STANDARD","CAMBRIDGE","MA","PRIMARY",42.37,-71.11]
[2140,"STANDARD","CAMBRIDGE","MA","PRIMARY",42.37,-71.11]
[2141,"STANDARD","CAMBRIDGE","MA","PRIMARY",42.37,-71.11]
[2142,"STANDARD","CAMBRIDGE","MA","PRIMARY",42.37,-71.11]
[2143,"STANDARD","SOMERVILLE","MA","PRIMARY",42.39,-71.099999999999994]
[2144,"STANDARD","SOMERVILLE","MA","PRIMARY",42.39,-71.099999999999994]
[2145,"STANDARD","SOMERVILLE","MA","PRIMARY",42.39,-71.099999999999994]
[2148,"STANDARD","MALDEN","MA","PRIMARY",42.43,-71.05]
[2149,"STANDARD","EVERETT","MA","PRIMARY",42.4,-71.05]
[2150,"STANDARD","CHELSEA","MA","PRIMARY",42.39,-71.03]
[2151,"STANDARD","REVERE","MA","PRIMARY",42.41,-70.989999999999995]
[2152,"STANDARD","WINTHROP","MA","PRIMARY",42.37,-70.98]
[2153,"PO BOX","MEDFORD","MA","PRIMARY",42.42,-71.099999999999994]
[2155,"STANDARD","MEDFORD","MA","PRIMARY",42.42,-71.099999999999994]
[2156,"PO BOX","WEST MEDFORD","MA","PRIMARY",42.42,-71.13]
[2163,"STANDARD","BOSTON","MA","PRIMARY",42.35,-71.06]
[2169,"STANDARD","QUINCY","MA","PRIMARY",42.26,-71]
[2170,"STANDARD","QUINCY","MA","PRIMARY",42.26,-71]
[2171,"STANDARD","QUINCY","MA","PRIMARY",42.26,-71]
[2176,"STANDARD","MELROSE","MA","PRIMARY",42.45,-71.05]
[2180,"STANDARD","STONEHAM","MA","PRIMARY",42.47,-71.09]
[2184,"STANDARD","BRAINTREE","MA","PRIMARY",42.2,-71]
[2185,"PO BOX","BRAINTREE","MA","PRIMARY",42.2,-71]
[2186,"STANDARD","MILTON","MA","PRIMARY",42.24,-71.08]
[2187,"PO BOX","MILTON VILLAGE","MA","PRIMARY",42.26,-71.08]
[2188,"STANDARD","WEYMOUTH","MA","PRIMARY",42.2,-70.94]
[2189,"STANDARD","EAST WEYMOUTH","MA","PRIMARY",42.2,-70.94]
[2190,"STANDARD","SOUTH WEYMOUTH","MA","PRIMARY",42.2,-70.94]
[2191,"STANDARD","NORTH WEYMOUTH","MA","PRIMARY",42.2,-70.94]
[2196,"PO BOX","BOSTON","MA","PRIMARY",42.35,-71.06]
[2199,"STANDARD","BOSTON","MA","PRIMARY",42.35,-71.06]
[2201,"UNIQUE","BOSTON","MA","PRIMARY",42.35,-71.06]
[2203,"STANDARD","BOSTON","MA","PRIMARY",42.35,-71.06]
[2204,"UNIQUE","BOSTON","MA","PRIMARY",42.35,-71.06]
[2205,"PO BOX","BOSTON","MA","PRIMARY",42.35,-71.06]
[2206,"UNIQUE","BOSTON","MA","PRIMARY",42.35,-71.06]
[2207,"UNIQUE","BOSTON","MA","PRIMARY",42.35,-71.05]
[2210,"STANDARD","BOSTON","MA","PRIMARY",42.35,-71.06]
[2211,"UNIQUE","BOSTON","MA","PRIMARY",42.35,-71.06]
[2212,"UNIQUE","BOSTON","MA","PRIMARY",42.35,-71.06]
[2215,"STANDARD","BOSTON","MA","PRIMARY",42.35,-71.06]
[2216,"UNIQUE","BOSTON","MA","PRIMARY",42.34,-71.069999999999993]
[2217,"UNIQUE","BOSTON","MA","PRIMARY",42.35,-71.06]
[2222,"STANDARD","BOSTON","MA","PRIMARY",42.35,-71.06]
[2228,"PO BOX","EAST BOSTON","MA","PRIMARY",42.35,-71.06]
[2238,"PO BOX","CAMBRIDGE","MA","PRIMARY",42.37,-71.11]
[2239,"UNIQUE","CAMBRIDGE","MA","PRIMARY",42.36,-71.099999999999994]
[2241,"UNIQUE","BOSTON","MA","PRIMARY",42.35,-71.06]
[2266,"UNIQUE","BOSTON","MA","PRIMARY",42.35,-71.06]
[2269,"PO BOX","QUINCY","MA","PRIMARY",42.26,-71]
[2283,"STANDARD","BOSTON","MA","PRIMARY",42.35,-71.06]
[2284,"STANDARD","BOSTON","MA","PRIMARY",42.35,-71.06]
[2293,"UNIQUE","BOSTON","MA","PRIMARY",42.35,-71.06]
[2295,"UNIQUE","BOSTON","MA","PRIMARY",42.35,-71.06]
[2297,"UNIQUE","BOSTON","MA","PRIMARY",42.35,-71.06]
[2298,"PO BOX","BOSTON","MA","PRIMARY",42.34,-71.05]
[2301,"STANDARD","BROCKTON","MA","PRIMARY",42.08,-71.02]
[2302,"STANDARD","BROCKTON","MA","PRIMARY",42.08,-71.02]
[2303,"PO BOX","BROCKTON","MA","PRIMARY",42.08,-71.02]
[2304,"PO BOX","BROCKTON","MA","PRIMARY",42.08,-71.02]
[2305,"PO BOX","BROCKTON","MA","PRIMARY",42.08,-71.02]
[2322,"STANDARD","AVON","MA","PRIMARY",42.11,-71.03]
[2324,"STANDARD","BRIDGEWATER","MA","PRIMARY",41.98,-70.97]
[2325,"UNIQUE","BRIDGEWATER","MA","PRIMARY",41.98,-70.97]
[2327,"PO BOX","BRYANTVILLE","MA","PRIMARY",42.06,-70.8]
[2330,"STANDARD","CARVER","MA","PRIMARY",41.88,-70.760000000000005]
[2331,"PO BOX","DUXBURY","MA","PRIMARY",42.04,-70.67]
[2332,"STANDARD","DUXBURY","MA","PRIMARY",42.04,-70.67]
[2333,"STANDARD","EAST BRIDGEWATER","MA","PRIMARY",42.03,-70.95]
[2334,"PO BOX","EASTON","MA","PRIMARY",42.03,-71.099999999999994]
[2337,"PO BOX","ELMWOOD","MA","PRIMARY",42.01,-70.959999999999994]
[2338,"STANDARD","HALIFAX","MA","PRIMARY",41.98,-70.86]
[2339,"STANDARD","HANOVER","MA","PRIMARY",42.11,-70.81]
[2340,"UNIQUE","HANOVER","MA","PRIMARY",42.11,-70.81]
[2341,"STANDARD","HANSON","MA","PRIMARY",42.06,-70.849999999999994]
[2343,"STANDARD","HOLBROOK","MA","PRIMARY",42.14,-71]
[2344,"UNIQUE","MIDDLEBORO","MA","PRIMARY",41.86,-70.900000000000006]
[2345,"PO BOX","MANOMET","MA","PRIMARY",41.92,-70.56]
[2346,"STANDARD","MIDDLEBORO","MA","PRIMARY",41.86,-70.900000000000006]
[2347,"STANDARD","LAKEVILLE","MA","PRIMARY",41.85,-70.95]
[2348,"UNIQUE","LAKEVILLE","MA","PRIMARY",41.86,-70.900000000000006]
[2349,"UNIQUE","MIDDLEBORO","MA","PRIMARY",41.86,-70.900000000000006]
[2350,"PO BOX","MONPONSETT","MA","PRIMARY",42.02,-70.84]
[2351,"STANDARD","ABINGTON","MA","PRIMARY",42.11,-70.95]
[2355,"PO BOX","NORTH CARVER","MA","PRIMARY",41.91,-70.790000000000006]
[2356,"STANDARD","NORTH EASTON","MA","PRIMARY",42.05,-71.099999999999994]
[2357,"UNIQUE","NORTH EASTON","MA","PRIMARY",42.05,-71.099999999999994]
[2358,"PO BOX","NORTH PEMBROKE","MA","PRIMARY",42.09,-70.78]
[2359,"STANDARD","PEMBROKE","MA","PRIMARY",42.06,-70.8]
[2360,"STANDARD","PLYMOUTH","MA","PRIMARY",41.95,-70.66]
[2361,"PO BOX","PLYMOUTH","MA","PRIMARY",41.95,-70.66]
[2362,"PO BOX","PLYMOUTH","MA","PRIMARY",41.95,-70.66]
[2364,"STANDARD","KINGSTON","MA","PRIMARY",41.99,-70.709999999999994]
[2366,"PO BOX","SOUTH CARVER","MA","PRIMARY",41.83,-70.72]
[2367,"STANDARD","PLYMPTON","MA","PRIMARY",41.95,-70.81]
[2368,"STANDARD","RANDOLPH","MA","PRIMARY",42.17,-71.05]
[2370,"STANDARD","ROCKLAND","MA","PRIMARY",42.13,-70.91]
[2375,"STANDARD","SOUTH EASTON","MA","PRIMARY",42.03,-71.099999999999994]
[2379,"STANDARD","WEST BRIDGEWATER","MA","PRIMARY",42.01,-71]
[2381,"PO BOX","WHITE HORSE BEACH","MA","PRIMARY",41.93,-70.59]
[2382,"STANDARD","WHITMAN","MA","PRIMARY",42.08,-70.930000000000007]
[2420,"STANDARD","LEXINGTON","MA","PRIMARY",42.44,-71.23]
[2421,"STANDARD","LEXINGTON","MA","PRIMARY",42.44,-71.23]
[2445,"STANDARD","BROOKLINE","MA","PRIMARY",42.32,-71.14]
[2446,"STANDARD","BROOKLINE","MA","PRIMARY",42.32,-71.14]
[2447,"PO BOX","BROOKLINE VILLAGE","MA","PRIMARY",42.33,-71.13]
[2451,"STANDARD","WALTHAM","MA","PRIMARY",42.38,-71.239999999999995]
[2452,"STANDARD","WALTHAM","MA","PRIMARY",42.38,-71.239999999999995]
[2453,"STANDARD","WALTHAM","MA","PRIMARY",42.38,-71.239999999999995]
[2454,"PO BOX","WALTHAM","MA","PRIMARY",42.38,-71.239999999999995]
[2455,"PO BOX","NORTH WALTHAM","MA","PRIMARY",42.39,-71.22]
[2456,"PO BOX","NEW TOWN","MA","PRIMARY",42.33,-71.2]
[2457,"PO BOX","BABSON PARK","MA","PRIMARY",42.29,-71.260000000000005]
[2458,"STANDARD","NEWTON","MA","PRIMARY",42.33,-71.2]
[2459,"STANDARD","NEWTON CENTER","MA","PRIMARY",42.31,-71.19]
[2460,"STANDARD","NEWTONVILLE","MA","PRIMARY",42.35,-71.2]
[2461,"STANDARD","NEWTON HIGHLANDS","MA","PRIMARY",42.31,-71.2]
[2462,"STANDARD","NEWTON LOWER FALLS","MA","PRIMARY",42.33,-71.25]
[2464,"STANDARD","NEWTON UPPER FALLS","MA","PRIMARY",42.31,-71.22]
[2465,"STANDARD","WEST NEWTON","MA","PRIMARY",42.35,-71.22]
[2466,"STANDARD","AUBURNDALE","MA","PRIMARY",42.34,-71.239999999999995]
[2467,"STANDARD","CHESTNUT HILL","MA","PRIMARY",42.31,-71.16]
[2468,"STANDARD","WABAN","MA","PRIMARY",42.32,-71.23]
[2471,"PO BOX","WATERTOWN","MA","PRIMARY",42.36,-71.17]
[2472,"STANDARD","WATERTOWN","MA","PRIMARY",42.36,-71.17]
[2474,"STANDARD","ARLINGTON","MA","PRIMARY",42.41,-71.16]
[2475,"PO BOX","ARLINGTON HEIGHTS","MA","PRIMARY",42.41,-71.180000000000007]
[2476,"STANDARD","ARLINGTON","MA","PRIMARY",42.41,-71.16]
[2477,"UNIQUE","WATERTOWN","MA","PRIMARY",42.36,-71.17]
[2478,"STANDARD","BELMONT","MA","PRIMARY",42.39,-71.180000000000007]
[2479,"PO BOX","WAVERLEY","MA","PRIMARY",42.39,-71.17]
[2481,"STANDARD","WELLESLEY HILLS","MA","PRIMARY",42.31,-71.27]
[2482,"STANDARD","WELLESLEY","MA","PRIMARY",42.3,-71.28]
[2492,"STANDARD","NEEDHAM","MA","PRIMARY",42.28,-71.239999999999995]
[2493,"STANDARD","WESTON","MA","PRIMARY",42.36,-71.260000000000005]
[2494,"STANDARD","NEEDHAM HEIGHTS","MA","PRIMARY",42.28,-71.239999999999995]
[2495,"PO BOX","NONANTUM","MA","PRIMARY",42.33,-71.2]
[2532,"STANDARD","BUZZARDS BAY","MA","PRIMARY",41.75,-70.61]
[2534,"PO BOX","CATAUMET","MA","PRIMARY",41.66,-70.61]
[2535,"STANDARD","CHILMARK","MA","PRIMARY",41.34,-70.739999999999995]
[2536,"STANDARD","EAST FALMOUTH","MA","PRIMARY",41.56,-70.55]
[2537,"STANDARD","EAST SANDWICH","MA","PRIMARY",41.73,-70.430000000000007]
[2538,"STANDARD","EAST WAREHAM","MA","PRIMARY",41.77,-70.64]
[2539,"STANDARD","EDGARTOWN","MA","PRIMARY",41.38,-70.53]
[2540,"STANDARD","FALMOUTH","MA","PRIMARY",41.56,-70.62]
[2541,"PO BOX","FALMOUTH","MA","PRIMARY",41.54,-70.599999999999994]
[2542,"STANDARD","BUZZARDS BAY","MA","PRIMARY",41.75,-70.61]
[2543,"STANDARD","WOODS HOLE","MA","PRIMARY",41.52,-70.66]
[2552,"PO BOX","MENEMSHA","MA","PRIMARY",41.34,-70.73]
[2553,"PO BOX","MONUMENT BEACH","MA","PRIMARY",41.71,-70.599999999999994]
[2554,"STANDARD","NANTUCKET","MA","PRIMARY",41.27,-70.099999999999994]
[2556,"STANDARD","NORTH FALMOUTH","MA","PRIMARY",41.64,-70.63]
[2557,"STANDARD","OAK BLUFFS","MA","PRIMARY",41.45,-70.56]
[2558,"PO BOX","ONSET","MA","PRIMARY",41.74,-70.66]
[2559,"STANDARD","POCASSET","MA","PRIMARY",41.69,-70.63]
[2561,"PO BOX","SAGAMORE","MA","PRIMARY",41.78,-70.53]
[2562,"STANDARD","SAGAMORE BEACH","MA","PRIMARY",41.79,-70.53]
[2563,"STANDARD","SANDWICH","MA","PRIMARY",41.75,-70.489999999999995]
[2564,"PO BOX","SIASCONSET","MA","PRIMARY",41.27,-70]
[2565,"PO BOX","SILVER BEACH","MA","PRIMARY",41.63,-70.64]
[2568,"STANDARD","VINEYARD HAVEN","MA","PRIMARY",41.45,-70.599999999999994]
[2571,"STANDARD","WAREHAM","MA","PRIMARY",41.76,-70.709999999999994]
[2573,"PO BOX","WEST CHOP","MA","PRIMARY",41.45,-70.599999999999994]
[2574,"PO BOX","WEST FALMOUTH","MA","PRIMARY",41.6,-70.64]
[2575,"PO BOX","WEST TISBURY","MA","PRIMARY",41.38,-70.67]
[2576,"STANDARD","WEST WAREHAM","MA","PRIMARY",41.78,-70.75]
[2584,"PO BOX","NANTUCKET","MA","PRIMARY",41.27,-70.099999999999994]
[2601,"STANDARD","HYANNIS","MA","PRIMARY",41.65,-70.290000000000006]
[2630,"STANDARD","BARNSTABLE","MA","PRIMARY",41.7,-70.3]
[2631,"STANDARD","BREWSTER","MA","PRIMARY",41.76,-70.08]
[2632,"STANDARD","CENTERVILLE","MA","PRIMARY",41.66,-70.34]
[2633,"STANDARD","CHATHAM","MA","PRIMARY",41.67,-69.959999999999994]
[2634,"PO BOX","CENTERVILLE","MA","PRIMARY",41.66,-70.34]
[2635,"STANDARD","COTUIT","MA","PRIMARY",41.62,-70.44]
[2636,"STANDARD","CENTERVILLE","MA","PRIMARY",41.64,-70.34]
[2637,"PO BOX","CUMMAQUID","MA","PRIMARY",41.7,-70.239999999999995]
[2638,"STANDARD","DENNIS","MA","PRIMARY",41.73,-70.2]
[2639,"STANDARD","DENNIS PORT","MA","PRIMARY",41.66,-70.13]
[2641,"PO BOX","EAST DENNIS","MA","PRIMARY",41.74,-70.150000000000006]
[2642,"STANDARD","EASTHAM","MA","PRIMARY",41.83,-69.959999999999994]
[2643,"PO BOX","EAST ORLEANS","MA","PRIMARY",41.74,-69.98]
[2644,"STANDARD","FORESTDALE","MA","PRIMARY",41.68,-70.5]
[2645,"STANDARD","HARWICH","MA","PRIMARY",41.69,-70.069999999999993]
[2646,"STANDARD","HARWICH PORT","MA","PRIMARY",41.66,-70.06]
[2647,"PO BOX","HYANNIS PORT","MA","PRIMARY",41.64,-70.3]
[2648,"STANDARD","MARSTONS MILLS","MA","PRIMARY",41.67,-70.400000000000006]
[2649,"STANDARD","MASHPEE","MA","PRIMARY",41.65,-70.48]
[2650,"STANDARD","NORTH CHATHAM","MA","PRIMARY",41.7,-69.95]
[2651,"PO BOX","NORTH EASTHAM","MA","PRIMARY",41.84,-69.97]
[2652,"PO BOX","NORTH TRURO","MA","PRIMARY",42.04,-70.09]
[2653,"STANDARD","ORLEANS","MA","PRIMARY",41.79,-70]
[2655,"STANDARD","OSTERVILLE","MA","PRIMARY",41.62,-70.38]
[2657,"STANDARD","PROVINCETOWN","MA","PRIMARY",42.06,-70.2]
[2659,"STANDARD","SOUTH CHATHAM","MA","PRIMARY",41.68,-70.02]
[2660,"STANDARD","SOUTH DENNIS","MA","PRIMARY",41.7,-70.150000000000006]
[2661,"PO BOX","SOUTH HARWICH","MA","PRIMARY",41.67,-70.040000000000006]
[2662,"PO BOX","SOUTH ORLEANS","MA","PRIMARY",41.75,-69.989999999999995]
[2663,"PO BOX","SOUTH WELLFLEET","MA","PRIMARY",41.89,-69.98]
[2664,"STANDARD","SOUTH YARMOUTH","MA","PRIMARY",41.67,-70.2]
[2666,"PO BOX","TRURO","MA","PRIMARY",42,-70.06]
[2667,"STANDARD","WELLFLEET","MA","PRIMARY",41.93,-70.03]
[2668,"STANDARD","WEST BARNSTABLE","MA","PRIMARY",41.7,-70.37]
[2669,"PO BOX","WEST CHATHAM","MA","PRIMARY",41.68,-69.989999999999995]
[2670,"STANDARD","WEST DENNIS","MA","PRIMARY",41.66,-70.16]
[2671,"STANDARD","WEST HARWICH","MA","PRIMARY",41.67,-70.11]
[2672,"PO BOX","WEST HYANNISPORT","MA","PRIMARY",41.66,-70.33]
[2673,"STANDARD","WEST YARMOUTH","MA","PRIMARY",41.65,-70.239999999999995]
[2675,"STANDARD","YARMOUTH PORT","MA","PRIMARY",41.7,-70.22]
[2702,"STANDARD","ASSONET","MA","PRIMARY",41.78,-71.06]
[2703,"STANDARD","ATTLEBORO","MA","PRIMARY",41.93,-71.290000000000006]
[2712,"PO BOX","CHARTLEY","MA","PRIMARY",41.97,-71.180000000000007]
[2713,"PO BOX","CUTTYHUNK","MA","PRIMARY",41.45,-70.8]
[2714,"PO BOX","DARTMOUTH","MA","PRIMARY",41.56,-71]
[2715,"STANDARD","DIGHTON","MA","PRIMARY",41.81,-71.11]
[2717,"STANDARD","EAST FREETOWN","MA","PRIMARY",41.75,-70.97]
[2718,"STANDARD","EAST TAUNTON","MA","PRIMARY",41.87,-71.010000000000005]
[2719,"STANDARD","FAIRHAVEN","MA","PRIMARY",41.63,-70.900000000000006]
[2720,"STANDARD","FALL RIVER","MA","PRIMARY",41.71,-71.099999999999994]
[2721,"STANDARD","FALL RIVER","MA","PRIMARY",41.71,-71.099999999999994]
[2722,"PO BOX","FALL RIVER","MA","PRIMARY",41.71,-71.099999999999994]
[2723,"STANDARD","FALL RIVER","MA","PRIMARY",41.71,-71.099999999999994]
[2724,"STANDARD","FALL RIVER","MA","PRIMARY",41.71,-71.099999999999994]
[2725,"STANDARD","SOMERSET","MA","PRIMARY",41.73,-71.150000000000006]
[2726,"STANDARD","SOMERSET","MA","PRIMARY",41.73,-71.150000000000006]
[2738,"STANDARD","MARION","MA","PRIMARY",41.7,-70.760000000000005]
[2739,"STANDARD","MATTAPOISETT","MA","PRIMARY",41.66,-70.8]
[2740,"STANDARD","NEW BEDFORD","MA","PRIMARY",41.66,-70.930000000000007]
[2741,"PO BOX","NEW BEDFORD","MA","PRIMARY",41.66,-70.930000000000007]
[2742,"PO BOX","NEW BEDFORD","MA","PRIMARY",41.66,-70.930000000000007]
[2743,"STANDARD","ACUSHNET","MA","PRIMARY",41.68,-70.900000000000006]
[2744,"STANDARD","NEW BEDFORD","MA","PRIMARY",41.66,-70.930000000000007]
[2745,"STANDARD","NEW BEDFORD","MA","PRIMARY",41.66,-70.930000000000007]
[2746,"STANDARD","NEW BEDFORD","MA","PRIMARY",41.66,-70.930000000000007]
[2747,"STANDARD","NORTH DARTMOUTH","MA","PRIMARY",41.64,-71]
[2748,"STANDARD","SOUTH DARTMOUTH","MA","PRIMARY",41.55,-70.98]
[2760,"STANDARD","NORTH ATTLEBORO","MA","PRIMARY",41.97,-71.33]
[2761,"PO BOX","NORTH ATTLEBORO","MA","PRIMARY",41.97,-71.33]
[2762,"STANDARD","PLAINVILLE","MA","PRIMARY",42,-71.33]
[2763,"STANDARD","ATTLEBORO FALLS","MA","PRIMARY",41.97,-71.3]
[2764,"STANDARD","NORTH DIGHTON","MA","PRIMARY",41.85,-71.150000000000006]
[2766,"STANDARD","NORTON","MA","PRIMARY",41.96,-71.180000000000007]
[2767,"STANDARD","RAYNHAM","MA","PRIMARY",41.93,-71.040000000000006]
[2768,"PO BOX","RAYNHAM CENTER","MA","PRIMARY",41.93,-71.040000000000006]
[2769,"STANDARD","REHOBOTH","MA","PRIMARY",41.83,-71.260000000000005]
[2770,"STANDARD","ROCHESTER","MA","PRIMARY",41.73,-70.81]
[2771,"STANDARD","SEEKONK","MA","PRIMARY",41.81,-71.33]
[2777,"STANDARD","SWANSEA","MA","PRIMARY",41.75,-71.180000000000007]
[2779,"STANDARD","BERKLEY","MA","PRIMARY",41.85,-71.08]
[2780,"STANDARD","TAUNTON","MA","PRIMARY",41.9,-71.09]
[2783,"UNIQUE","TAUNTON","MA","PRIMARY",41.9,-71.09]
[2790,"STANDARD","WESTPORT","MA","PRIMARY",41.66,-71.099999999999994]
[2791,"PO BOX","WESTPORT POINT","MA","PRIMARY",41.52,-71.069999999999993]
[2801,"PO BOX","ADAMSVILLE","RI","PRIMARY",41.51,-71.16]
[2802,"PO BOX","ALBION","RI","PRIMARY",41.95,-71.45]
[2804,"STANDARD","ASHAWAY","RI","PRIMARY",41.42,-71.78]
[2806,"STANDARD","BARRINGTON","RI","PRIMARY",41.73,-71.31]
[2807,"PO BOX","BLOCK ISLAND","RI","PRIMARY",41.16,-71.58]
[2808,"STANDARD","BRADFORD","RI","PRIMARY",41.39,-71.75]
[2809,"STANDARD","BRISTOL","RI","PRIMARY",41.67,-71.27]
[2812,"STANDARD","CAROLINA","RI","PRIMARY",41.47,-71.64]
[2813,"STANDARD","CHARLESTOWN","RI","PRIMARY",41.38,-71.650000000000006]
[2814,"STANDARD","CHEPACHET","RI","PRIMARY",41.91,-71.7]
[2815,"STANDARD","CLAYVILLE","RI","PRIMARY",41.77,-71.66]
[2816,"STANDARD","COVENTRY","RI","PRIMARY",41.68,-71.66]
[2817,"STANDARD","WEST GREENWICH","RI","PRIMARY",41.63,-71.650000000000006]
[2818,"STANDARD","EAST GREENWICH","RI","PRIMARY",41.63,-71.5]
[2822,"STANDARD","EXETER","RI","PRIMARY",41.56,-71.680000000000007]
[2823,"PO BOX","FISKEVILLE","RI","PRIMARY",41.73,-71.540000000000006]
[2824,"PO BOX","FORESTDALE","RI","PRIMARY",41.97,-71.55]
[2825,"STANDARD","FOSTER","RI","PRIMARY",41.85,-71.760000000000005]
[2826,"PO BOX","GLENDALE","RI","PRIMARY",41.97,-71.69]
[2827,"STANDARD","GREENE","RI","PRIMARY",41.69,-71.739999999999995]
[2828,"STANDARD","GREENVILLE","RI","PRIMARY",41.87,-71.55]
[2829,"PO BOX","HARMONY","RI","PRIMARY",41.88,-71.61]
[2830,"STANDARD","HARRISVILLE","RI","PRIMARY",41.96,-71.67]
[2831,"STANDARD","HOPE","RI","PRIMARY",41.75,-71.56]
[2832,"STANDARD","HOPE VALLEY","RI","PRIMARY",41.51,-71.72]
[2833,"STANDARD","HOPKINTON","RI","PRIMARY",41.45,-71.78]
[2835,"STANDARD","JAMESTOWN","RI","PRIMARY",41.48,-71.36]
[2836,"STANDARD","KENYON","RI","PRIMARY",41.48,-71.680000000000007]
[2837,"STANDARD","LITTLE COMPTON","RI","PRIMARY",41.5,-71.16]
[2838,"STANDARD","MANVILLE","RI","PRIMARY",41.96,-71.47]
[2839,"STANDARD","MAPLEVILLE","RI","PRIMARY",41.97,-71.69]
[2840,"STANDARD","NEWPORT","RI","PRIMARY",41.47,-71.3]
[2841,"STANDARD","NEWPORT","RI","PRIMARY",41.52,-71.3]
[2842,"STANDARD","MIDDLETOWN","RI","PRIMARY",41.51,-71.27]
[2852,"STANDARD","NORTH KINGSTOWN","RI","PRIMARY",41.55,-71.459999999999994]
[2854,"STANDARD","NORTH KINGSTOWN","RI","PRIMARY",41.59,-71.45]
[2857,"STANDARD","NORTH SCITUATE","RI","PRIMARY",41.83,-71.63]
[2858,"STANDARD","OAKLAND","RI","PRIMARY",41.96,-71.64]
[2859,"STANDARD","PASCOAG","RI","PRIMARY",41.95,-71.7]
[2860,"STANDARD","PAWTUCKET","RI","PRIMARY",41.87,-71.37]
[2861,"STANDARD","PAWTUCKET","RI","PRIMARY",41.87,-71.37]
[2862,"PO BOX","PAWTUCKET","RI","PRIMARY",41.87,-71.37]
[2863,"STANDARD","CENTRAL FALLS","RI","PRIMARY",41.88,-71.39]
[2864,"STANDARD","CUMBERLAND","RI","PRIMARY",41.94,-71.41]
[2865,"STANDARD","LINCOLN","RI","PRIMARY",41.91,-71.45]
[2871,"STANDARD","PORTSMOUTH","RI","PRIMARY",41.6,-71.25]
[2872,"PO BOX","PRUDENCE ISLAND","RI","PRIMARY",41.6,-71.31]
[2873,"PO BOX","ROCKVILLE","RI","PRIMARY",41.44,-71.77]
[2874,"STANDARD","SAUNDERSTOWN","RI","PRIMARY",41.51,-71.44]
[2875,"STANDARD","SHANNOCK","RI","PRIMARY",41.46,-71.67]
[2876,"STANDARD","SLATERSVILLE","RI","PRIMARY",41.97,-71.55]
[2877,"STANDARD","SLOCUM","RI","PRIMARY",41.52,-71.540000000000006]
[2878,"STANDARD","TIVERTON","RI","PRIMARY",41.65,-71.2]
[2879,"STANDARD","WAKEFIELD","RI","PRIMARY",41.45,-71.510000000000005]
[2880,"PO BOX","WAKEFIELD","RI","PRIMARY",41.45,-71.510000000000005]
[2881,"STANDARD","KINGSTON","RI","PRIMARY",41.47,-71.52]
[2882,"STANDARD","NARRAGANSETT","RI","PRIMARY",41.39,-71.48]
[2883,"PO BOX","PEACE DALE","RI","PRIMARY",41.45,-71.5]
[2885,"STANDARD","WARREN","RI","PRIMARY",41.71,-71.260000000000005]
[2886,"STANDARD","WARWICK","RI","PRIMARY",41.7,-71.42]
[2887,"PO BOX","WARWICK","RI","PRIMARY",41.7,-71.42]
[2888,"STANDARD","WARWICK","RI","PRIMARY",41.7,-71.42]
[2889,"STANDARD","WARWICK","RI","PRIMARY",41.7,-71.42]
[2891,"STANDARD","WESTERLY","RI","PRIMARY",41.37,-71.81]
[2892,"STANDARD","WEST KINGSTON","RI","PRIMARY",41.5,-71.59]
[2893,"STANDARD","WEST WARWICK","RI","PRIMARY",41.69,-71.510000000000005]
[2894,"STANDARD","WOOD RIVER JUNCTION","RI","PRIMARY",41.45,-71.7]
[2895,"STANDARD","WOONSOCKET","RI","PRIMARY",41.99,-71.5]
[2896,"STANDARD","NORTH SMITHFIELD","RI","PRIMARY",41.95,-71.55]
[2898,"STANDARD","WYOMING","RI","PRIMARY",41.52,-71.67]
[2901,"PO BOX","PROVIDENCE","RI","PRIMARY",41.82,-71.41]
[2902,"UNIQUE","PROVIDENCE","RI","PRIMARY",41.82,-71.41]
[2903,"STANDARD","PROVIDENCE","RI","PRIMARY",41.82,-71.41]
[2904,"STANDARD","PROVIDENCE","RI","PRIMARY",41.82,-71.41]
[2905,"STANDARD","PROVIDENCE","RI","PRIMARY",41.82,-71.41]
[2906,"STANDARD","PROVIDENCE","RI","PRIMARY",41.82,-71.41]
[2907,"STANDARD","PROVIDENCE","RI","PRIMARY",41.82,-71.41]
[2908,"STANDARD","PROVIDENCE","RI","PRIMARY",41.82,-71.41]
[2909,"STANDARD","PROVIDENCE","RI","PRIMARY",41.82,-71.41]
[2910,"STANDARD","CRANSTON","RI","PRIMARY",41.76,-71.48]
[2911,"STANDARD","NORTH PROVIDENCE","RI","PRIMARY",41.86,-71.45]
[2912,"UNIQUE","PROVIDENCE","RI","PRIMARY",41.82,-71.41]
[2914,"STANDARD","EAST PROVIDENCE","RI","PRIMARY",41.8,-71.349999999999994]
[2915,"STANDARD","RIVERSIDE","RI","PRIMARY",41.77,-71.349999999999994]
[2916,"STANDARD","RUMFORD","RI","PRIMARY",41.84,-71.349999999999994]
[2917,"STANDARD","SMITHFIELD","RI","PRIMARY",41.9,-71.53]
[2918,"UNIQUE","PROVIDENCE","RI","PRIMARY",41.82,-71.41]
[2919,"STANDARD","JOHNSTON","RI","PRIMARY",41.81,-71.459999999999994]
[2920,"STANDARD","CRANSTON","RI","PRIMARY",41.76,-71.48]
[2921,"STANDARD","CRANSTON","RI","PRIMARY",41.76,-71.48]
[2940,"PO BOX","PROVIDENCE","RI","PRIMARY",41.82,-71.41]
[3031,"STANDARD","AMHERST","NH","PRIMARY",42.86,-71.61]
[3032,"STANDARD","AUBURN","NH","PRIMARY",43,-71.34]
[3033,"STANDARD","BROOKLINE","NH","PRIMARY",42.73,-71.66]
[3034,"STANDARD","CANDIA","NH","PRIMARY",43.07,-71.27]
[3036,"STANDARD","CHESTER","NH","PRIMARY",42.95,-71.25]
[3037,"STANDARD","DEERFIELD","NH","PRIMARY",43.14,-71.209999999999994]
[3038,"STANDARD","DERRY","NH","PRIMARY",42.89,-71.28]
[3040,"PO BOX","EAST CANDIA","NH","PRIMARY",43.05,-71.27]
[3041,"PO BOX","EAST DERRY","NH","PRIMARY",42.88,-71.27]
[3042,"STANDARD","EPPING","NH","PRIMARY",43.03,-71.069999999999993]
[3043,"STANDARD","FRANCESTOWN","NH","PRIMARY",42.98,-71.8]
[3044,"STANDARD","FREMONT","NH","PRIMARY",42.99,-71.14]
[3045,"STANDARD","GOFFSTOWN","NH","PRIMARY",43.01,-71.599999999999994]
[3046,"STANDARD","DUNBARTON","NH","PRIMARY",43.1,-71.59]
[3047,"STANDARD","GREENFIELD","NH","PRIMARY",42.95,-71.849999999999994]
[3048,"STANDARD","GREENVILLE","NH","PRIMARY",42.76,-71.790000000000006]
[3049,"STANDARD","HOLLIS","NH","PRIMARY",42.73,-71.58]
[3051,"STANDARD","HUDSON","NH","PRIMARY",42.76,-71.430000000000007]
[3052,"STANDARD","LITCHFIELD","NH","PRIMARY",42.83,-71.459999999999994]
[3053,"STANDARD","LONDONDERRY","NH","PRIMARY",42.85,-71.36]
[3054,"STANDARD","MERRIMACK","NH","PRIMARY",42.86,-71.48]
[3055,"STANDARD","MILFORD","NH","PRIMARY",42.83,-71.66]
[3057,"STANDARD","MONT VERNON","NH","PRIMARY",42.9,-71.66]
[3060,"STANDARD","NASHUA","NH","PRIMARY",42.74,-71.489999999999995]
[3061,"PO BOX","NASHUA","NH","PRIMARY",42.74,-71.489999999999995]
[3062,"STANDARD","NASHUA","NH","PRIMARY",42.74,-71.489999999999995]
[3063,"STANDARD","NASHUA","NH","PRIMARY",42.74,-71.489999999999995]
[3064,"STANDARD","NASHUA","NH","PRIMARY",42.74,-71.489999999999995]
[3070,"STANDARD","NEW BOSTON","NH","PRIMARY",42.96,-71.680000000000007]
[3071,"STANDARD","NEW IPSWICH","NH","PRIMARY",42.75,-71.849999999999994]
[3073,"PO BOX","NORTH SALEM","NH","PRIMARY",42.83,-71.22]
[3076,"STANDARD","PELHAM","NH","PRIMARY",42.73,-71.31]
[3077,"STANDARD","RAYMOND","NH","PRIMARY",43.03,-71.17]
[3079,"STANDARD","SALEM","NH","PRIMARY",42.78,-71.2]
[3082,"STANDARD","LYNDEBOROUGH","NH","PRIMARY",42.9,-71.75]
[3084,"STANDARD","TEMPLE","NH","PRIMARY",42.81,-71.83]
[3086,"STANDARD","WILTON","NH","PRIMARY",42.84,-71.73]
[3087,"STANDARD","WINDHAM","NH","PRIMARY",42.8,-71.3]
[3101,"STANDARD","MANCHESTER","NH","PRIMARY",42.99,-71.45]
[3102,"STANDARD","MANCHESTER","NH","PRIMARY",42.99,-71.45]
[3103,"STANDARD","MANCHESTER","NH","PRIMARY",42.99,-71.45]
[3104,"STANDARD","MANCHESTER","NH","PRIMARY",42.99,-71.45]
[3105,"PO BOX","MANCHESTER","NH","PRIMARY",42.99,-71.45]
[3106,"STANDARD","HOOKSETT","NH","PRIMARY",43.09,-71.45]
[3107,"UNIQUE","MANCHESTER","NH","PRIMARY",42.99,-71.45]
[3108,"PO BOX","MANCHESTER","NH","PRIMARY",42.99,-71.45]
[3109,"STANDARD","MANCHESTER","NH","PRIMARY",42.99,-71.45]
[3110,"STANDARD","BEDFORD","NH","PRIMARY",42.95,-71.5]
[3111,"UNIQUE","MANCHESTER","NH","PRIMARY",42.99,-71.45]
[3215,"PO BOX","WATERVILLE VALLEY","NH","PRIMARY",43.95,-71.5]
[3216,"STANDARD","ANDOVER","NH","PRIMARY",43.43,-71.819999999999993]
[3217,"STANDARD","ASHLAND","NH","PRIMARY",43.69,-71.63]
[3218,"STANDARD","BARNSTEAD","NH","PRIMARY",43.33,-71.290000000000006]
[3220,"STANDARD","BELMONT","NH","PRIMARY",43.44,-71.47]
[3221,"STANDARD","BRADFORD","NH","PRIMARY",43.27,-71.959999999999994]
[3222,"STANDARD","BRISTOL","NH","PRIMARY",43.6,-71.739999999999995]
[3223,"STANDARD","CAMPTON","NH","PRIMARY",43.86,-71.63]
[3224,"STANDARD","CANTERBURY","NH","PRIMARY",43.33,-71.56]
[3225,"STANDARD","CENTER BARNSTEAD","NH","PRIMARY",43.33,-71.23]
[3226,"STANDARD","CENTER HARBOR","NH","PRIMARY",43.7,-71.22]
[3227,"STANDARD","CENTER SANDWICH","NH","PRIMARY",43.83,-71.47]
[3229,"STANDARD","CONTOOCOOK","NH","PRIMARY",43.22,-71.709999999999994]
[3230,"STANDARD","DANBURY","NH","PRIMARY",43.52,-71.86]
[3231,"PO BOX","EAST ANDOVER","NH","PRIMARY",43.48,-71.760000000000005]
[3233,"STANDARD","ELKINS","NH","PRIMARY",43.4,-71.94]
[3234,"STANDARD","EPSOM","NH","PRIMARY",43.22,-71.33]
[3235,"STANDARD","FRANKLIN","NH","PRIMARY",43.45,-71.66]
[3237,"STANDARD","GILMANTON","NH","PRIMARY",43.42,-71.41]
[3238,"PO BOX","GLENCLIFF","NH","PRIMARY",43.98,-71.900000000000006]
[3240,"STANDARD","GRAFTON","NH","PRIMARY",43.55,-71.94]
[3241,"STANDARD","HEBRON","NH","PRIMARY",43.69,-71.8]
[3242,"STANDARD","HENNIKER","NH","PRIMARY",43.17,-71.81]
[3243,"STANDARD","HILL","NH","PRIMARY",43.52,-71.7]
[3244,"STANDARD","HILLSBOROUGH","NH","PRIMARY",43.12,-71.92]
[3245,"STANDARD","HOLDERNESS","NH","PRIMARY",43.73,-71.58]
[3246,"STANDARD","LACONIA","NH","PRIMARY",43.56,-71.48]
[3247,"PO BOX","LACONIA","NH","PRIMARY",43.56,-71.48]
[3249,"STANDARD","GILFORD","NH","PRIMARY",43.53,-71.38]
[3251,"STANDARD","LINCOLN","NH","PRIMARY",44.04,-71.67]
[3252,"PO BOX","LOCHMERE","NH","PRIMARY",43.47,-71.56]
[3253,"STANDARD","MEREDITH","NH","PRIMARY",43.65,-71.5]
[3254,"STANDARD","MOULTONBOROUGH","NH","PRIMARY",43.75,-71.39]
[3255,"STANDARD","NEWBURY","NH","PRIMARY",43.32,-72.03]
[3256,"STANDARD","NEW HAMPTON","NH","PRIMARY",43.6,-71.650000000000006]
[3257,"STANDARD","NEW LONDON","NH","PRIMARY",43.41,-71.98]
[3258,"STANDARD","CHICHESTER","NH","PRIMARY",43.25,-71.39]
[3259,"STANDARD","NORTH SANDWICH","NH","PRIMARY",43.86,-71.38]
[3260,"PO BOX","NORTH SUTTON","NH","PRIMARY",43.36,-71.94]
[3261,"STANDARD","NORTHWOOD","NH","PRIMARY",43.19,-71.150000000000006]
[3262,"STANDARD","NORTH WOODSTOCK","NH","PRIMARY",44.01,-71.73]
[3263,"STANDARD","PITTSFIELD","NH","PRIMARY",43.3,-71.33]
[3264,"STANDARD","PLYMOUTH","NH","PRIMARY",43.73,-71.69]
[3266,"STANDARD","RUMNEY","NH","PRIMARY",43.8,-71.81]
[3268,"STANDARD","SALISBURY","NH","PRIMARY",43.38,-71.709999999999994]
[3269,"STANDARD","SANBORNTON","NH","PRIMARY",43.48,-71.58]
[3272,"PO BOX","SOUTH NEWBURY","NH","PRIMARY",43.29,-72]
[3273,"PO BOX","SOUTH SUTTON","NH","PRIMARY",43.31,-71.92]
[3274,"PO BOX","STINSON LAKE","NH","PRIMARY",43.86,-71.8]
[3275,"STANDARD","SUNCOOK","NH","PRIMARY",43.13,-71.45]
[3276,"STANDARD","TILTON","NH","PRIMARY",43.44,-71.58]
[3278,"STANDARD","WARNER","NH","PRIMARY",43.28,-71.81]
[3279,"STANDARD","WARREN","NH","PRIMARY",43.92,-71.89]
[3280,"STANDARD","WASHINGTON","NH","PRIMARY",43.17,-72.09]
[3281,"STANDARD","WEARE","NH","PRIMARY",43.1,-71.73]
[3282,"STANDARD","WENTWORTH","NH","PRIMARY",43.87,-71.91]
[3284,"STANDARD","SPRINGFIELD","NH","PRIMARY",43.49,-72.03]
[3285,"STANDARD","THORNTON","NH","PRIMARY",43.93,-71.62]
[3287,"STANDARD","WILMOT","NH","PRIMARY",43.45,-71.91]
[3289,"PO BOX","WINNISQUAM","NH","PRIMARY",43.5,-71.489999999999995]
[3290,"STANDARD","NOTTINGHAM","NH","PRIMARY",43.11,-71.099999999999994]
[3291,"STANDARD","WEST NOTTINGHAM","NH","PRIMARY",43.13,-71.12]
[3293,"PO BOX","WOODSTOCK","NH","PRIMARY",43.97,-71.680000000000007]
[3298,"UNIQUE","TILTON","NH","PRIMARY",43.44,-71.58]
[3299,"UNIQUE","TILTON","NH","PRIMARY",43.44,-71.58]
[3301,"STANDARD","CONCORD","NH","PRIMARY",43.23,-71.56]
[3302,"PO BOX","CONCORD","NH","PRIMARY",43.23,-71.56]
[3303,"STANDARD","CONCORD","NH","PRIMARY",43.23,-71.56]
[3304,"STANDARD","BOW","NH","PRIMARY",43.13,-71.540000000000006]
[3305,"UNIQUE","CONCORD","NH","PRIMARY",43.23,-71.56]
[3307,"STANDARD","LOUDON","NH","PRIMARY",43.28,-71.459999999999994]
[3431,"STANDARD","KEENE","NH","PRIMARY",42.95,-72.290000000000006]
[3435,"UNIQUE","KEENE","NH","PRIMARY",42.95,-72.290000000000006]
[3440,"STANDARD","ANTRIM","NH","PRIMARY",43.03,-71.94]
[3441,"STANDARD","ASHUELOT","NH","PRIMARY",42.81,-72.44]
[3442,"STANDARD","BENNINGTON","NH","PRIMARY",43,-71.930000000000007]
[3443,"STANDARD","CHESTERFIELD","NH","PRIMARY",42.88,-72.459999999999994]
[3444,"STANDARD","DUBLIN","NH","PRIMARY",42.91,-72.06]
[3445,"STANDARD","SULLIVAN","NH","PRIMARY",43.01,-72.209999999999994]
[3446,"STANDARD","SWANZEY","NH","PRIMARY",42.86,-72.28]
[3447,"STANDARD","FITZWILLIAM","NH","PRIMARY",42.78,-72.150000000000006]
[3448,"STANDARD","GILSUM","NH","PRIMARY",43.05,-72.260000000000005]
[3449,"STANDARD","HANCOCK","NH","PRIMARY",42.96,-71.98]
[3450,"STANDARD","HARRISVILLE","NH","PRIMARY",42.95,-72.099999999999994]
[3451,"STANDARD","HINSDALE","NH","PRIMARY",42.78,-72.48]
[3452,"STANDARD","JAFFREY","NH","PRIMARY",42.81,-72.02]
[3455,"STANDARD","MARLBOROUGH","NH","PRIMARY",42.9,-72.209999999999994]
[3456,"STANDARD","MARLOW","NH","PRIMARY",43.11,-72.2]
[3457,"STANDARD","NELSON","NH","PRIMARY",42.99,-72.12]
[3458,"STANDARD","PETERBOROUGH","NH","PRIMARY",42.87,-71.959999999999994]
[3461,"STANDARD","RINDGE","NH","PRIMARY",42.75,-72.010000000000005]
[3462,"STANDARD","SPOFFORD","NH","PRIMARY",42.9,-72.400000000000006]
[3464,"STANDARD","STODDARD","NH","PRIMARY",43.08,-72.099999999999994]
[3465,"STANDARD","TROY","NH","PRIMARY",42.83,-72.180000000000007]
[3466,"STANDARD","WEST CHESTERFIELD","NH","PRIMARY",42.87,-72.510000000000005]
[3467,"STANDARD","WESTMORELAND","NH","PRIMARY",42.96,-72.45]
[3468,"PO BOX","WEST PETERBOROUGH","NH","PRIMARY",42.85,-71.959999999999994]
[3469,"PO BOX","WEST SWANZEY","NH","PRIMARY",42.87,-72.319999999999993]
[3470,"STANDARD","WINCHESTER","NH","PRIMARY",42.77,-72.38]
[3561,"STANDARD","LITTLETON","NH","PRIMARY",44.31,-71.760000000000005]
[3570,"STANDARD","BERLIN","NH","PRIMARY",44.48,-71.25]
[3574,"STANDARD","BETHLEHEM","NH","PRIMARY",44.28,-71.680000000000007]
[3575,"PO BOX","BRETTON WOODS","NH","PRIMARY",44.34,-71.55]
[3576,"STANDARD","COLEBROOK","NH","PRIMARY",44.89,-71.489999999999995]
[3579,"STANDARD","ERROL","NH","PRIMARY",44.78,-71.13]
[3580,"STANDARD","FRANCONIA","NH","PRIMARY",44.22,-71.739999999999995]
[3581,"STANDARD","GORHAM","NH","PRIMARY",44.39,-71.180000000000007]
[3582,"STANDARD","GROVETON","NH","PRIMARY",44.59,-71.510000000000005]
[3583,"STANDARD","JEFFERSON","NH","PRIMARY",44.41,-71.47]
[3584,"STANDARD","LANCASTER","NH","PRIMARY",44.48,-71.56]
[3585,"STANDARD","LISBON","NH","PRIMARY",44.21,-71.900000000000006]
[3586,"STANDARD","SUGAR HILL","NH","PRIMARY",44.23,-71.78]
[3588,"STANDARD","MILAN","NH","PRIMARY",44.57,-71.180000000000007]
[3589,"PO BOX","MOUNT WASHINGTON","NH","PRIMARY",44.27,-71.3]
[3590,"STANDARD","NORTH STRATFORD","NH","PRIMARY",44.76,-71.58]
[3592,"STANDARD","PITTSBURG","NH","PRIMARY",45.05,-71.39]
[3593,"STANDARD","RANDOLPH","NH","PRIMARY",44.37,-71.25]
[3595,"PO BOX","TWIN MOUNTAIN","NH","PRIMARY",44.3,-71.5]
[3597,"PO BOX","WEST STEWARTSTOWN","NH","PRIMARY",44.95,-71.489999999999995]
[3598,"STANDARD","WHITEFIELD","NH","PRIMARY",44.37,-71.61]
[3601,"STANDARD","ACWORTH","NH","PRIMARY",43.21,-72.290000000000006]
[3602,"STANDARD","ALSTEAD","NH","PRIMARY",43.15,-72.36]
[3603,"STANDARD","CHARLESTOWN","NH","PRIMARY",43.23,-72.42]
[3604,"PO BOX","DREWSVILLE","NH","PRIMARY",43.12,-72.39]
[3605,"STANDARD","LEMPSTER","NH","PRIMARY",43.23,-72.209999999999994]
[3607,"STANDARD","SOUTH ACWORTH","NH","PRIMARY",43.18,-72.319999999999993]
[3608,"STANDARD","WALPOLE","NH","PRIMARY",43.08,-72.430000000000007]
[3609,"STANDARD","NORTH WALPOLE","NH","PRIMARY",43.14,-72.44]
[3740,"STANDARD","BATH","NH","PRIMARY",44.16,-71.959999999999994]
[3741,"STANDARD","CANAAN","NH","PRIMARY",43.64,-72.010000000000005]
[3743,"STANDARD","CLAREMONT","NH","PRIMARY",43.37,-72.33]
[3745,"STANDARD","CORNISH","NH","PRIMARY",43.48,-72.319999999999993]
[3746,"PO BOX","CORNISH FLAT","NH","PRIMARY",43.49,-72.27]
[3748,"STANDARD","ENFIELD","NH","PRIMARY",43.64,-72.14]
[3749,"PO BOX","ENFIELD CENTER","NH","PRIMARY",43.57,-72.11]
[3750,"STANDARD","ETNA","NH","PRIMARY",43.71,-72.19]
[3751,"PO BOX","GEORGES MILLS","NH","PRIMARY",43.42,-72.069999999999993]
[3752,"STANDARD","GOSHEN","NH","PRIMARY",43.3,-72.14]
[3753,"STANDARD","GRANTHAM","NH","PRIMARY",43.48,-72.13]
[3754,"PO BOX","GUILD","NH","PRIMARY",43.37,-72.14]
[3755,"STANDARD","HANOVER","NH","PRIMARY",43.7,-72.27]
[3756,"PO BOX","LEBANON","NH","PRIMARY",43.63,-72.25]
[3765,"STANDARD","HAVERHILL","NH","PRIMARY",44.03,-72.06]
[3766,"STANDARD","LEBANON","NH","PRIMARY",43.63,-72.25]
[3768,"STANDARD","LYME","NH","PRIMARY",43.8,-72.150000000000006]
[3769,"PO BOX","LYME CENTER","NH","PRIMARY",43.83,-72.099999999999994]
[3770,"STANDARD","MERIDEN","NH","PRIMARY",43.52,-72.27]
[3771,"STANDARD","MONROE","NH","PRIMARY",44.28,-72.010000000000005]
[3773,"STANDARD","NEWPORT","NH","PRIMARY",43.37,-72.17]
[3774,"STANDARD","NORTH HAVERHILL","NH","PRIMARY",44.09,-71.989999999999995]
[3777,"STANDARD","ORFORD","NH","PRIMARY",43.89,-72.06]
[3779,"STANDARD","PIERMONT","NH","PRIMARY",43.96,-72.08]
[3780,"STANDARD","PIKE","NH","PRIMARY",44,-72]
[3781,"STANDARD","PLAINFIELD","NH","PRIMARY",43.53,-72.349999999999994]
[3782,"STANDARD","SUNAPEE","NH","PRIMARY",43.38,-72.08]
[3784,"STANDARD","WEST LEBANON","NH","PRIMARY",43.62,-72.290000000000006]
[3785,"STANDARD","WOODSVILLE","NH","PRIMARY",44.14,-72.02]
[3801,"STANDARD","PORTSMOUTH","NH","PRIMARY",43.05,-70.78]
[3802,"PO BOX","PORTSMOUTH","NH","PRIMARY",43.05,-70.78]
[3803,"UNIQUE","PORTSMOUTH","NH","PRIMARY",43.05,-70.78]
[3804,"PO BOX","PORTSMOUTH","NH","PRIMARY",43.05,-70.78]
[3805,"STANDARD","NEWINGTON","NH","PRIMARY",43.23,-70.819999999999993]
[3809,"STANDARD","ALTON","NH","PRIMARY",43.45,-71.209999999999994]
[3810,"STANDARD","ALTON BAY","NH","PRIMARY",43.48,-71.239999999999995]
[3811,"STANDARD","ATKINSON","NH","PRIMARY",42.83,-71.14]
[3812,"STANDARD","BARTLETT","NH","PRIMARY",44.08,-71.27]
[3813,"STANDARD","CENTER CONWAY","NH","PRIMARY",43.97,-71.040000000000006]
[3814,"STANDARD","CENTER OSSIPEE","NH","PRIMARY",43.76,-71.12]
[3815,"STANDARD","CENTER STRAFFORD","NH","PRIMARY",43.26,-71.11]
[3816,"STANDARD","CENTER TUFTONBORO","NH","PRIMARY",43.71,-71.25]
[3817,"STANDARD","CHOCORUA","NH","PRIMARY",43.89,-71.239999999999995]
[3818,"STANDARD","CONWAY","NH","PRIMARY",43.97,-71.12]
[3819,"STANDARD","DANVILLE","NH","PRIMARY",42.91,-71.12]
[3820,"STANDARD","DOVER","NH","PRIMARY",43.19,-70.87]
[3821,"PO BOX","DOVER","NH","PRIMARY",43.19,-70.87]
[3822,"UNIQUE","DOVER","NH","PRIMARY",43.19,-70.87]
[3823,"STANDARD","MADBURY","NH","PRIMARY",43.17,-70.930000000000007]
[3824,"STANDARD","DURHAM","NH","PRIMARY",43.13,-70.92]
[3825,"STANDARD","BARRINGTON","NH","PRIMARY",43.22,-71.040000000000006]
[3826,"STANDARD","EAST HAMPSTEAD","NH","PRIMARY",42.88,-71.13]
[3827,"STANDARD","EAST KINGSTON","NH","PRIMARY",42.92,-71.010000000000005]
[3830,"STANDARD","EAST WAKEFIELD","NH","PRIMARY",43.64,-71]
[3832,"PO BOX","EATON CENTER","NH","PRIMARY",43.9,-71.06]
[3833,"STANDARD","EXETER","NH","PRIMARY",42.97,-70.94]
[3835,"STANDARD","FARMINGTON","NH","PRIMARY",43.4,-71.069999999999993]
[3836,"STANDARD","FREEDOM","NH","PRIMARY",43.81,-71.03]
[3837,"STANDARD","GILMANTON IRON WORKS","NH","PRIMARY",43.43,-71.34]
[3838,"STANDARD","GLEN","NH","PRIMARY",44.1,-71.17]
[3839,"STANDARD","ROCHESTER","NH","PRIMARY",43.3,-70.97]
[3840,"STANDARD","GREENLAND","NH","PRIMARY",43.03,-70.83]
[3841,"STANDARD","HAMPSTEAD","NH","PRIMARY",42.87,-71.180000000000007]
[3842,"STANDARD","HAMPTON","NH","PRIMARY",42.94,-70.819999999999993]
[3843,"PO BOX","HAMPTON","NH","PRIMARY",42.94,-70.819999999999993]
[3844,"STANDARD","HAMPTON FALLS","NH","PRIMARY",42.91,-70.86]
[3845,"STANDARD","INTERVALE","NH","PRIMARY",44.15,-71.06]
[3846,"STANDARD","JACKSON","NH","PRIMARY",44.14,-71.180000000000007]
[3847,"PO BOX","KEARSARGE","NH","PRIMARY",44.06,-71.06]
[3848,"STANDARD","KINGSTON","NH","PRIMARY",42.93,-71.05]
[3849,"STANDARD","MADISON","NH","PRIMARY",43.89,-71.14]
[3850,"PO BOX","MELVIN VILLAGE","NH","PRIMARY",43.69,-71.28]
[3851,"STANDARD","MILTON","NH","PRIMARY",43.4,-70.98]
[3852,"STANDARD","MILTON MILLS","NH","PRIMARY",43.5,-70.97]
[3853,"STANDARD","MIRROR LAKE","NH","PRIMARY",43.63,-71.28]
[3854,"PO BOX","NEW CASTLE","NH","PRIMARY",43.05,-70.72]
[3855,"STANDARD","NEW DURHAM","NH","PRIMARY",43.43,-71.17]
[3856,"STANDARD","NEWFIELDS","NH","PRIMARY",43.03,-70.930000000000007]
[3857,"STANDARD","NEWMARKET","NH","PRIMARY",43.07,-70.94]
[3858,"STANDARD","NEWTON","NH","PRIMARY",42.86,-71.03]
[3859,"PO BOX","NEWTON JUNCTION","NH","PRIMARY",42.86,-71.040000000000006]
[3860,"STANDARD","NORTH CONWAY","NH","PRIMARY",44.05,-71.12]
[3861,"STANDARD","LEE","NH","PRIMARY",43.1,-71.010000000000005]
[3862,"STANDARD","NORTH HAMPTON","NH","PRIMARY",42.97,-70.83]
[3864,"STANDARD","OSSIPEE","NH","PRIMARY",43.68,-71.11]
[3865,"STANDARD","PLAISTOW","NH","PRIMARY",42.83,-71.09]
[3866,"PO BOX","ROCHESTER","NH","PRIMARY",43.3,-70.97]
[3867,"STANDARD","ROCHESTER","NH","PRIMARY",43.3,-70.97]
[3868,"STANDARD","ROCHESTER","NH","PRIMARY",43.3,-70.97]
[3869,"STANDARD","ROLLINSFORD","NH","PRIMARY",43.23,-70.819999999999993]
[3870,"STANDARD","RYE","NH","PRIMARY",43.01,-70.77]
[3871,"PO BOX","RYE BEACH","NH","PRIMARY",43.01,-70.760000000000005]
[3872,"STANDARD","SANBORNVILLE","NH","PRIMARY",43.56,-71.010000000000005]
[3873,"STANDARD","SANDOWN","NH","PRIMARY",42.92,-71.180000000000007]
[3874,"STANDARD","SEABROOK","NH","PRIMARY",42.89,-70.87]
[3875,"STANDARD","SILVER LAKE","NH","PRIMARY",43.87,-71.19]
[3878,"STANDARD","SOMERSWORTH","NH","PRIMARY",43.25,-70.88]
[3882,"STANDARD","EFFINGHAM","NH","PRIMARY",43.71,-71]
[3883,"STANDARD","SOUTH TAMWORTH","NH","PRIMARY",43.83,-71.31]
[3884,"STANDARD","STRAFFORD","NH","PRIMARY",43.32,-71.180000000000007]
[3885,"STANDARD","STRATHAM","NH","PRIMARY",43.02,-70.91]
[3886,"STANDARD","TAMWORTH","NH","PRIMARY",43.85,-71.260000000000005]
[3887,"STANDARD","UNION","NH","PRIMARY",43.45,-71.03]
[3890,"STANDARD","WEST OSSIPEE","NH","PRIMARY",43.83,-71.2]
[3894,"STANDARD","WOLFEBORO","NH","PRIMARY",43.58,-71.2]
[3896,"PO BOX","WOLFEBORO FALLS","NH","PRIMARY",43.59,-71.239999999999995]
[3897,"STANDARD","WONALANCET","NH","PRIMARY",43.87,-71.28]
[3901,"STANDARD","BERWICK","ME","PRIMARY",43.26,-70.86]
[3902,"STANDARD","CAPE NEDDICK","ME","PRIMARY",43.17,-70.61]
[3903,"STANDARD","ELIOT","ME","PRIMARY",43.15,-70.8]
[3904,"STANDARD","KITTERY","ME","PRIMARY",43.09,-70.73]
[3905,"STANDARD","KITTERY POINT","ME","PRIMARY",43.08,-70.69]
[3906,"STANDARD","NORTH BERWICK","ME","PRIMARY",43.3,-70.73]
[3907,"STANDARD","OGUNQUIT","ME","PRIMARY",43.24,-70.59]
[3908,"STANDARD","SOUTH BERWICK","ME","PRIMARY",43.23,-70.81]
[3909,"STANDARD","YORK","ME","PRIMARY",43.14,-70.650000000000006]
[3910,"PO BOX","YORK BEACH","ME","PRIMARY",43.18,-70.67]
[3911,"PO BOX","YORK HARBOR","ME","PRIMARY",43.14,-70.64]
[4001,"STANDARD","ACTON","ME","PRIMARY",43.53,-70.91]
[4002,"STANDARD","ALFRED","ME","PRIMARY",43.47,-70.709999999999994]
[4003,"STANDARD","BAILEY ISLAND","ME","PRIMARY",43.73,-69.989999999999995]
[4004,"PO BOX","BAR MILLS","ME","PRIMARY",43.61,-70.540000000000006]
[4005,"STANDARD","BIDDEFORD","ME","PRIMARY",43.46,-70.44]
[4006,"PO BOX","BIDDEFORD POOL","ME","PRIMARY",43.44,-70.34]
[4007,"PO BOX","BIDDEFORD","ME","PRIMARY",43.46,-70.44]
[4008,"STANDARD","BOWDOINHAM","ME","PRIMARY",44.01,-69.89]
[4009,"STANDARD","BRIDGTON","ME","PRIMARY",44.06,-70.72]
[4010,"STANDARD","BROWNFIELD","ME","PRIMARY",43.93,-70.900000000000006]
[4011,"STANDARD","BRUNSWICK","ME","PRIMARY",43.91,-69.959999999999994]
[4013,"STANDARD","BUSTINS ISLAND","ME","PRIMARY",43.79,-70.069999999999993]
[4014,"PO BOX","CAPE PORPOISE","ME","PRIMARY",43.37,-70.430000000000007]
[4015,"STANDARD","CASCO","ME","PRIMARY",44,-70.52]
[4016,"PO BOX","CENTER LOVELL","ME","PRIMARY",44.17,-70.87]
[4017,"STANDARD","CHEBEAGUE ISLAND","ME","PRIMARY",43.73,-70.11]
[4019,"PO BOX","CLIFF ISLAND","ME","PRIMARY",43.69,-70.099999999999994]
[4020,"STANDARD","CORNISH","ME","PRIMARY",43.8,-70.8]
[4021,"STANDARD","CUMBERLAND CENTER","ME","PRIMARY",43.8,-70.25]
[4022,"STANDARD","DENMARK","ME","PRIMARY",43.97,-70.8]
[4024,"STANDARD","EAST BALDWIN","ME","PRIMARY",43.88,-70.69]
[4027,"STANDARD","LEBANON","ME","PRIMARY",43.39,-70.849999999999994]
[4028,"PO BOX","EAST PARSONSFIELD","ME","PRIMARY",43.72,-70.91]
[4029,"STANDARD","SEBAGO","ME","PRIMARY",43.89,-70.64]
[4030,"STANDARD","EAST WATERBORO","ME","PRIMARY",43.6,-70.69]
[4032,"STANDARD","FREEPORT","ME","PRIMARY",43.85,-70.099999999999994]
[4033,"UNIQUE","FREEPORT","ME","PRIMARY",43.85,-70.099999999999994]
[4034,"UNIQUE","FREEPORT","ME","PRIMARY",43.85,-70.099999999999994]
[4037,"STANDARD","FRYEBURG","ME","PRIMARY",44.01,-70.97]
[4038,"STANDARD","GORHAM","ME","PRIMARY",43.68,-70.44]
[4039,"STANDARD","GRAY","ME","PRIMARY",43.88,-70.33]
[4040,"STANDARD","HARRISON","ME","PRIMARY",44.11,-70.67]
[4041,"STANDARD","HIRAM","ME","PRIMARY",43.87,-70.8]
[4042,"STANDARD","HOLLIS CENTER","ME","PRIMARY",43.59,-70.599999999999994]
[4043,"STANDARD","KENNEBUNK","ME","PRIMARY",43.38,-70.540000000000006]
[4046,"STANDARD","KENNEBUNKPORT","ME","PRIMARY",43.35,-70.459999999999994]
[4047,"STANDARD","PARSONSFIELD","ME","PRIMARY",43.72,-70.92]
[4048,"STANDARD","LIMERICK","ME","PRIMARY",43.68,-70.790000000000006]
[4049,"STANDARD","LIMINGTON","ME","PRIMARY",43.73,-70.709999999999994]
[4050,"STANDARD","LONG ISLAND","ME","PRIMARY",43.69,-70.150000000000006]
[4051,"STANDARD","LOVELL","ME","PRIMARY",44.12,-70.89]
[4054,"PO BOX","MOODY","ME","PRIMARY",43.3,-70.59]
[4055,"STANDARD","NAPLES","ME","PRIMARY",43.97,-70.599999999999994]
[4056,"PO BOX","NEWFIELD","ME","PRIMARY",43.64,-70.84]
[4057,"PO BOX","NORTH BRIDGTON","ME","PRIMARY",44.1,-70.7]
[4061,"STANDARD","NORTH WATERBORO","ME","PRIMARY",43.63,-70.73]
[4062,"STANDARD","WINDHAM","ME","PRIMARY",43.79,-70.400000000000006]
[4063,"PO BOX","OCEAN PARK","ME","PRIMARY",43.51,-70.38]
[4064,"STANDARD","OLD ORCHARD BEACH","ME","PRIMARY",43.52,-70.38]
[4066,"STANDARD","ORRS ISLAND","ME","PRIMARY",43.77,-69.959999999999994]
[4068,"STANDARD","PORTER","ME","PRIMARY",43.79,-70.930000000000007]
[4069,"STANDARD","POWNAL","ME","PRIMARY",43.89,-70.180000000000007]
[4070,"PO BOX","SCARBOROUGH","ME","PRIMARY",43.59,-70.33]
[4071,"STANDARD","RAYMOND","ME","PRIMARY",43.9,-70.47]
[4072,"STANDARD","SACO","ME","PRIMARY",43.53,-70.45]
[4073,"STANDARD","SANFORD","ME","PRIMARY",43.44,-70.78]
[4074,"STANDARD","SCARBOROUGH","ME","PRIMARY",43.59,-70.33]
[4075,"STANDARD","SEBAGO LAKE","ME","PRIMARY",43.85,-70.63]
[4076,"STANDARD","SHAPLEIGH","ME","PRIMARY",43.54,-70.84]
[4077,"PO BOX","SOUTH CASCO","ME","PRIMARY",43.87,-70.510000000000005]
[4078,"PO BOX","SOUTH FREEPORT","ME","PRIMARY",43.86,-70.099999999999994]
[4079,"STANDARD","HARPSWELL","ME","PRIMARY",43.8,-69.98]
[4082,"PO BOX","SOUTH WINDHAM","ME","PRIMARY",43.73,-70.42]
[4083,"STANDARD","SPRINGVALE","ME","PRIMARY",43.46,-70.8]
[4084,"STANDARD","STANDISH","ME","PRIMARY",43.73,-70.55]
[4085,"STANDARD","STEEP FALLS","ME","PRIMARY",43.76,-70.64]
[4086,"STANDARD","TOPSHAM","ME","PRIMARY",43.93,-69.94]
[4087,"STANDARD","WATERBORO","ME","PRIMARY",43.53,-70.709999999999994]
[4088,"STANDARD","WATERFORD","ME","PRIMARY",44.18,-70.709999999999994]
[4090,"STANDARD","WELLS","ME","PRIMARY",43.32,-70.58]
[4091,"STANDARD","WEST BALDWIN","ME","PRIMARY",43.83,-70.77]
[4092,"STANDARD","WESTBROOK","ME","PRIMARY",43.69,-70.349999999999994]
[4093,"STANDARD","BUXTON","ME","PRIMARY",43.66,-70.599999999999994]
[4094,"PO BOX","WEST KENNEBUNK","ME","PRIMARY",43.41,-70.62]
[4095,"STANDARD","WEST NEWFIELD","ME","PRIMARY",43.64,-70.92]
[4096,"STANDARD","YARMOUTH","ME","PRIMARY",43.79,-70.2]
[4097,"STANDARD","NORTH YARMOUTH","ME","PRIMARY",43.84,-70.209999999999994]
[4098,"PO BOX","WESTBROOK","ME","PRIMARY",43.69,-70.349999999999994]
[4101,"STANDARD","PORTLAND","ME","PRIMARY",43.66,-70.25]
[4102,"STANDARD","PORTLAND","ME","PRIMARY",43.66,-70.25]
[4103,"STANDARD","PORTLAND","ME","PRIMARY",43.66,-70.25]
[4104,"PO BOX","PORTLAND","ME","PRIMARY",43.66,-70.25]
[4105,"STANDARD","FALMOUTH","ME","PRIMARY",43.72,-70.239999999999995]
[4106,"STANDARD","SOUTH PORTLAND","ME","PRIMARY",43.63,-70.28]
[4107,"STANDARD","CAPE ELIZABETH","ME","PRIMARY",43.56,-70.2]
[4108,"STANDARD","PEAKS ISLAND","ME","PRIMARY",43.66,-70.180000000000007]
[4109,"STANDARD","PORTLAND","ME","PRIMARY",43.66,-70.25]
[4110,"STANDARD","CUMBERLAND FORESIDE","ME","PRIMARY",43.75,-70.2]
[4112,"PO BOX","PORTLAND","ME","PRIMARY",43.66,-70.25]
[4116,"PO BOX","SOUTH PORTLAND","ME","PRIMARY",43.63,-70.28]
[4122,"UNIQUE","PORTLAND","ME","PRIMARY",43.66,-70.25]
[4123,"UNIQUE","PORTLAND","ME","PRIMARY",43.66,-70.25]
[4124,"UNIQUE","PORTLAND","ME","PRIMARY",43.66,-70.25]
[4210,"STANDARD","AUBURN","ME","PRIMARY",44.08,-70.239999999999995]
[4211,"PO BOX","AUBURN","ME","PRIMARY",44.08,-70.239999999999995]
[4212,"PO BOX","AUBURN","ME","PRIMARY",44.08,-70.239999999999995]
[4216,"STANDARD","ANDOVER","ME","PRIMARY",44.63,-70.75]
[4217,"STANDARD","BETHEL","ME","PRIMARY",44.4,-70.790000000000006]
[4219,"STANDARD","BRYANT POND","ME","PRIMARY",44.37,-70.64]
[4220,"STANDARD","BUCKFIELD","ME","PRIMARY",44.28,-70.36]
[4221,"STANDARD","CANTON","ME","PRIMARY",44.44,-70.31]
[4222,"STANDARD","DURHAM","ME","PRIMARY",43.92,-70.12]
[4223,"PO BOX","DANVILLE","ME","PRIMARY",44.03,-70.27]
[4224,"STANDARD","DIXFIELD","ME","PRIMARY",44.53,-70.45]
[4225,"STANDARD","DRYDEN","ME","PRIMARY",44.62,-70.25]
[4226,"STANDARD","EAST ANDOVER","ME","PRIMARY",44.6,-70.72]
[4227,"PO BOX","EAST DIXFIELD","ME","PRIMARY",44.57,-70.3]
[4228,"STANDARD","EAST LIVERMORE","ME","PRIMARY",44.39,-70.12]
[4230,"PO BOX","EAST POLAND","ME","PRIMARY",44.06,-70.33]
[4231,"STANDARD","STONEHAM","ME","PRIMARY",44.25,-70.81]
[4234,"PO BOX","EAST WILTON","ME","PRIMARY",44.61,-70.180000000000007]
[4236,"STANDARD","GREENE","ME","PRIMARY",44.18,-70.14]
[4237,"STANDARD","HANOVER","ME","PRIMARY",44.49,-70.69]
[4238,"STANDARD","HEBRON","ME","PRIMARY",44.19,-70.400000000000006]
[4239,"STANDARD","JAY","ME","PRIMARY",44.5,-70.209999999999994]
[4240,"STANDARD","LEWISTON","ME","PRIMARY",44.08,-70.17]
[4241,"PO BOX","LEWISTON","ME","PRIMARY",44.08,-70.17]
[4243,"PO BOX","LEWISTON","ME","PRIMARY",44.08,-70.17]
[4250,"STANDARD","LISBON","ME","PRIMARY",44.01,-70.12]
[4252,"STANDARD","LISBON FALLS","ME","PRIMARY",44,-70.05]
[4253,"STANDARD","LIVERMORE","ME","PRIMARY",44.33,-70.239999999999995]
[4254,"STANDARD","LIVERMORE FALLS","ME","PRIMARY",44.47,-70.180000000000007]
[4255,"STANDARD","GREENWOOD","ME","PRIMARY",44.4,-70.7]
[4256,"STANDARD","MECHANIC FALLS","ME","PRIMARY",44.11,-70.39]
[4257,"STANDARD","MEXICO","ME","PRIMARY",44.56,-70.540000000000006]
[4258,"STANDARD","MINOT","ME","PRIMARY",44.08,-70.319999999999993]
[4259,"STANDARD","MONMOUTH","ME","PRIMARY",44.23,-70.010000000000005]
[4260,"STANDARD","NEW GLOUCESTER","ME","PRIMARY",43.96,-70.28]
[4261,"STANDARD","NEWRY","ME","PRIMARY",44.48,-70.78]
[4262,"PO BOX","NORTH JAY","ME","PRIMARY",44.53,-70.209999999999994]
[4263,"STANDARD","LEEDS","ME","PRIMARY",44.3,-70.12]
[4265,"STANDARD","NORTH MONMOUTH","ME","PRIMARY",44.27,-70.05]
[4266,"PO BOX","NORTH TURNER","ME","PRIMARY",44.33,-70.25]
[4267,"PO BOX","NORTH WATERFORD","ME","PRIMARY",44.2,-70.72]
[4268,"STANDARD","NORWAY","ME","PRIMARY",44.21,-70.55]
[4270,"STANDARD","OXFORD","ME","PRIMARY",44.14,-70.5]
[4271,"PO BOX","PARIS","ME","PRIMARY",44.26,-70.489999999999995]
[4274,"STANDARD","POLAND","ME","PRIMARY",44.06,-70.39]
[4275,"STANDARD","ROXBURY","ME","PRIMARY",44.66,-70.59]
[4276,"STANDARD","RUMFORD","ME","PRIMARY",44.54,-70.56]
[4280,"STANDARD","SABATTUS","ME","PRIMARY",44.11,-70.099999999999994]
[4281,"STANDARD","SOUTH PARIS","ME","PRIMARY",44.21,-70.510000000000005]
[4282,"STANDARD","TURNER","ME","PRIMARY",44.25,-70.25]
[4284,"STANDARD","WAYNE","ME","PRIMARY",44.34,-70.06]
[4285,"STANDARD","WELD","ME","PRIMARY",44.69,-70.42]
[4286,"PO BOX","WEST BETHEL","ME","PRIMARY",44.4,-70.86]
[4287,"STANDARD","BOWDOIN","ME","PRIMARY",44.04,-70.02]
[4288,"PO BOX","WEST MINOT","ME","PRIMARY",44.17,-70.33]
[4289,"STANDARD","WEST PARIS","ME","PRIMARY",44.32,-70.569999999999993]
[4290,"STANDARD","PERU","ME","PRIMARY",44.5,-70.400000000000006]
[4291,"PO BOX","WEST POLAND","ME","PRIMARY",44.05,-70.45]
[4292,"STANDARD","SUMNER","ME","PRIMARY",44.39,-70.430000000000007]
[4294,"STANDARD","WILTON","ME","PRIMARY",44.59,-70.23]
[4330,"STANDARD","AUGUSTA","ME","PRIMARY",44.33,-69.72]
[4332,"PO BOX","AUGUSTA","ME","PRIMARY",44.33,-69.72]
[4333,"UNIQUE","AUGUSTA","ME","PRIMARY",44.33,-69.72]
[4336,"UNIQUE","AUGUSTA","ME","PRIMARY",44.33,-69.72]
[4338,"PO BOX","AUGUSTA","ME","PRIMARY",44.33,-69.72]
[4341,"PO BOX","COOPERS MILLS","ME","PRIMARY",44.27,-69.489999999999995]
[4342,"STANDARD","DRESDEN","ME","PRIMARY",44.1,-69.72]
[4343,"PO BOX","EAST WINTHROP","ME","PRIMARY",44.33,-69.900000000000006]
[4344,"STANDARD","FARMINGDALE","ME","PRIMARY",44.25,-69.78]
[4345,"STANDARD","GARDINER","ME","PRIMARY",44.19,-69.78]
[4346,"STANDARD","RANDOLPH","ME","PRIMARY",44.23,-69.75]
[4347,"STANDARD","HALLOWELL","ME","PRIMARY",44.29,-69.81]
[4348,"STANDARD","JEFFERSON","ME","PRIMARY",44.2,-69.45]
[4349,"STANDARD","KENTS HILL","ME","PRIMARY",44.43,-70.069999999999993]
[4350,"STANDARD","LITCHFIELD","ME","PRIMARY",44.13,-69.959999999999994]
[4351,"STANDARD","MANCHESTER","ME","PRIMARY",44.32,-69.86]
[4352,"STANDARD","MOUNT VERNON","ME","PRIMARY",44.5,-69.98]
[4353,"STANDARD","WHITEFIELD","ME","PRIMARY",44.17,-69.62]
[4354,"STANDARD","PALERMO","ME","PRIMARY",44.4,-69.47]
[4355,"STANDARD","READFIELD","ME","PRIMARY",44.38,-69.959999999999994]
[4357,"STANDARD","RICHMOND","ME","PRIMARY",44.08,-69.790000000000006]
[4358,"STANDARD","SOUTH CHINA","ME","PRIMARY",44.39,-69.58]
[4359,"PO BOX","SOUTH GARDINER","ME","PRIMARY",44.17,-69.78]
[4360,"STANDARD","VIENNA","ME","PRIMARY",44.53,-69.98]
[4363,"STANDARD","WINDSOR","ME","PRIMARY",44.31,-69.58]
[4364,"STANDARD","WINTHROP","ME","PRIMARY",44.31,-69.959999999999994]
[4401,"STANDARD","BANGOR","ME","PRIMARY",44.83,-68.78]
[4402,"PO BOX","BANGOR","ME","PRIMARY",44.83,-68.78]
[4406,"STANDARD","ABBOT","ME","PRIMARY",45.18,-69.45]
[4408,"STANDARD","AURORA","ME","PRIMARY",44.85,-68.319999999999993]
[4410,"STANDARD","BRADFORD","ME","PRIMARY",45.06,-68.930000000000007]
[4411,"STANDARD","BRADLEY","ME","PRIMARY",44.92,-68.62]
[4412,"STANDARD","BREWER","ME","PRIMARY",44.77,-68.73]
[4413,"STANDARD","BROOKTON","ME","PRIMARY",45.52,-67.760000000000005]
[4414,"STANDARD","BROWNVILLE","ME","PRIMARY",45.3,-69.03]
[4415,"PO BOX","BROWNVILLE JUNCTION","ME","PRIMARY",45.35,-69.05]
[4416,"STANDARD","BUCKSPORT","ME","PRIMARY",44.6,-68.790000000000006]
[4417,"STANDARD","BURLINGTON","ME","PRIMARY",45.2,-68.42]
[4418,"STANDARD","GREENBUSH","ME","PRIMARY",45.08,-68.59]
[4419,"STANDARD","CARMEL","ME","PRIMARY",44.79,-69.05]
[4420,"UNIQUE","CASTINE","ME","PRIMARY",44.38,-68.8]
[4421,"STANDARD","CASTINE","ME","PRIMARY",44.38,-68.8]
[4422,"STANDARD","CHARLESTON","ME","PRIMARY",45.08,-69.040000000000006]
[4424,"STANDARD","DANFORTH","ME","PRIMARY",45.66,-67.86]
[4426,"STANDARD","DOVER FOXCROFT","ME","PRIMARY",45.21,-69.180000000000007]
[4427,"STANDARD","CORINTH","ME","PRIMARY",44.98,-69.010000000000005]
[4428,"STANDARD","EDDINGTON","ME","PRIMARY",44.82,-68.69]
[4429,"STANDARD","HOLDEN","ME","PRIMARY",44.75,-68.67]
[4430,"STANDARD","EAST MILLINOCKET","ME","PRIMARY",45.62,-68.569999999999993]
[4431,"PO BOX","EAST ORLAND","ME","PRIMARY",44.58,-68.66]
[4434,"STANDARD","ETNA","ME","PRIMARY",44.82,-69.11]
[4435,"STANDARD","EXETER","ME","PRIMARY",44.97,-69.14]
[4438,"STANDARD","FRANKFORT","ME","PRIMARY",44.6,-68.87]
[4441,"STANDARD","GREENVILLE","ME","PRIMARY",45.46,-69.59]
[4442,"STANDARD","GREENVILLE JUNCTION","ME","PRIMARY",45.47,-69.69]
[4443,"STANDARD","GUILFORD","ME","PRIMARY",45.16,-69.38]
[4444,"STANDARD","HAMPDEN","ME","PRIMARY",44.74,-68.83]
[4448,"STANDARD","HOWLAND","ME","PRIMARY",45.25,-68.66]
[4449,"STANDARD","HUDSON","ME","PRIMARY",45,-68.88]
[4450,"STANDARD","KENDUSKEAG","ME","PRIMARY",44.91,-68.930000000000007]
[4451,"STANDARD","KINGMAN","ME","PRIMARY",45.54,-68.2]
[4453,"STANDARD","LAGRANGE","ME","PRIMARY",45.16,-68.84]
[4454,"PO BOX","LAMBERT LAKE","ME","PRIMARY",45.54,-67.52]
[4455,"STANDARD","LEE","ME","PRIMARY",45.36,-68.28]
[4456,"STANDARD","LEVANT","ME","PRIMARY",44.86,-68.930000000000007]
[4457,"STANDARD","LINCOLN","ME","PRIMARY",45.36,-68.5]
[4459,"STANDARD","MATTAWAMKEAG","ME","PRIMARY",45.51,-68.349999999999994]
[4460,"STANDARD","MEDWAY","ME","PRIMARY",45.6,-68.53]
[4461,"STANDARD","MILFORD","ME","PRIMARY",44.94,-68.64]
[4462,"STANDARD","MILLINOCKET","ME","PRIMARY",45.65,-68.69]
[4463,"STANDARD","MILO","ME","PRIMARY",45.25,-68.98]
[4464,"STANDARD","MONSON","ME","PRIMARY",45.28,-69.5]
[4467,"PO BOX","OLAMON","ME","PRIMARY",45.12,-68.61]
[4468,"STANDARD","OLD TOWN","ME","PRIMARY",44.95,-68.73]
[4469,"UNIQUE","ORONO","ME","PRIMARY",44.88,-68.680000000000007]
[4471,"STANDARD","ORIENT","ME","PRIMARY",45.81,-67.84]
[4472,"STANDARD","ORLAND","ME","PRIMARY",44.57,-68.73]
[4473,"STANDARD","ORONO","ME","PRIMARY",44.88,-68.680000000000007]
[4474,"STANDARD","ORRINGTON","ME","PRIMARY",44.73,-68.819999999999993]
[4475,"STANDARD","PASSADUMKEAG","ME","PRIMARY",45.18,-68.61]
[4476,"STANDARD","PENOBSCOT","ME","PRIMARY",44.46,-68.709999999999994]
[4478,"STANDARD","ROCKWOOD","ME","PRIMARY",45.67,-69.739999999999995]
[4479,"STANDARD","SANGERVILLE","ME","PRIMARY",45.16,-69.349999999999994]
[4481,"PO BOX","SEBEC","ME","PRIMARY",45.27,-69.11]
[4485,"PO BOX","SHIRLEY MILLS","ME","PRIMARY",45.35,-69.63]
[4487,"STANDARD","SPRINGFIELD","ME","PRIMARY",45.39,-68.13]
[4488,"STANDARD","STETSON","ME","PRIMARY",44.89,-69.14]
[4489,"PO BOX","STILLWATER","ME","PRIMARY",45.01,-68.72]
[4490,"STANDARD","TOPSFIELD","ME","PRIMARY",45.41,-67.73]
[4491,"PO BOX","VANCEBORO","ME","PRIMARY",45.56,-67.430000000000007]
[4492,"STANDARD","WAITE","ME","PRIMARY",45.32,-67.69]
[4493,"STANDARD","WEST ENFIELD","ME","PRIMARY",45.26,-68.58]
[4495,"STANDARD","WINN","ME","PRIMARY",45.48,-68.37]
[4496,"STANDARD","WINTERPORT","ME","PRIMARY",44.65,-68.849999999999994]
[4497,"STANDARD","WYTOPITLOCK","ME","PRIMARY",45.64,-68.069999999999993]
[4530,"STANDARD","BATH","ME","PRIMARY",43.93,-69.83]
[4535,"STANDARD","ALNA","ME","PRIMARY",44.1,-69.599999999999994]
[4537,"STANDARD","BOOTHBAY","ME","PRIMARY",43.87,-69.63]
[4538,"STANDARD","BOOTHBAY HARBOR","ME","PRIMARY",43.85,-69.62]
[4539,"STANDARD","BRISTOL","ME","PRIMARY",43.95,-69.5]
[4541,"STANDARD","CHAMBERLAIN","ME","PRIMARY",43.88,-69.489999999999995]
[4543,"STANDARD","DAMARISCOTTA","ME","PRIMARY",44.03,-69.510000000000005]
[4544,"STANDARD","EAST BOOTHBAY","ME","PRIMARY",43.82,-69.59]
[4547,"STANDARD","FRIENDSHIP","ME","PRIMARY",43.98,-69.33]
[4548,"STANDARD","GEORGETOWN","ME","PRIMARY",43.8,-69.739999999999995]
[4549,"STANDARD","ISLE OF SPRINGS","ME","PRIMARY",43.89,-69.62]
[4551,"STANDARD","BREMEN","ME","PRIMARY",44,-69.42]
[4553,"STANDARD","NEWCASTLE","ME","PRIMARY",44.03,-69.53]
[4554,"STANDARD","NEW HARBOR","ME","PRIMARY",43.85,-69.5]
[4555,"STANDARD","NOBLEBORO","ME","PRIMARY",44.07,-69.48]
[4556,"STANDARD","EDGECOMB","ME","PRIMARY",43.95,-69.63]
[4558,"STANDARD","PEMAQUID","ME","PRIMARY",43.89,-69.52]
[4562,"STANDARD","PHIPPSBURG","ME","PRIMARY",43.82,-69.81]
[4563,"STANDARD","CUSHING","ME","PRIMARY",44.01,-69.239999999999995]
[4564,"STANDARD","ROUND POND","ME","PRIMARY",43.91,-69.459999999999994]
[4565,"PO BOX","SEBASCO ESTATES","ME","PRIMARY",43.77,-69.84]
[4568,"STANDARD","SOUTH BRISTOL","ME","PRIMARY",43.86,-69.56]
[4570,"PO BOX","SQUIRREL ISLAND","ME","PRIMARY",43.8,-69.63]
[4571,"STANDARD","TREVETT","ME","PRIMARY",43.89,-69.67]
[4572,"STANDARD","WALDOBORO","ME","PRIMARY",44.09,-69.38]
[4573,"STANDARD","WALPOLE","ME","PRIMARY",43.94,-69.55]
[4574,"STANDARD","WASHINGTON","ME","PRIMARY",44.27,-69.36]
[4575,"PO BOX","WEST BOOTHBAY HARBOR","ME","PRIMARY",43.85,-69.650000000000006]
[4576,"STANDARD","SOUTHPORT","ME","PRIMARY",43.84,-69.650000000000006]
[4578,"STANDARD","WISCASSET","ME","PRIMARY",44.01,-69.67]
[4579,"STANDARD","WOOLWICH","ME","PRIMARY",43.96,-69.78]
[4605,"STANDARD","ELLSWORTH","ME","PRIMARY",44.58,-68.489999999999995]
[4606,"STANDARD","ADDISON","ME","PRIMARY",45.08,-67.459999999999994]
[4607,"STANDARD","GOULDSBORO","ME","PRIMARY",44.47,-68.03]
[4609,"STANDARD","BAR HARBOR","ME","PRIMARY",44.38,-68.209999999999994]
[4611,"PO BOX","BEALS","ME","PRIMARY",44.48,-67.58]
[4612,"STANDARD","BERNARD","ME","PRIMARY",44.24,-68.349999999999994]
[4613,"STANDARD","BIRCH HARBOR","ME","PRIMARY",44.38,-68.040000000000006]
[4614,"STANDARD","BLUE HILL","ME","PRIMARY",44.41,-68.58]
[4616,"STANDARD","BROOKLIN","ME","PRIMARY",44.26,-68.56]
[4617,"STANDARD","BROOKSVILLE","ME","PRIMARY",44.34,-68.680000000000007]
[4619,"STANDARD","CALAIS","ME","PRIMARY",45.13,-67.2]
[4622,"STANDARD","CHERRYFIELD","ME","PRIMARY",44.6,-67.92]
[4623,"STANDARD","COLUMBIA FALLS","ME","PRIMARY",44.65,-67.72]
[4624,"STANDARD","COREA","ME","PRIMARY",44.41,-67.989999999999995]
[4625,"PO BOX","CRANBERRY ISLES","ME","PRIMARY",44.24,-68.260000000000005]
[4626,"STANDARD","CUTLER","ME","PRIMARY",44.69,-67.209999999999994]
[4627,"STANDARD","DEER ISLE","ME","PRIMARY",44.22,-68.67]
[4628,"STANDARD","DENNYSVILLE","ME","PRIMARY",44.9,-67.22]
[4629,"PO BOX","EAST BLUE HILL","ME","PRIMARY",44.44,-68.540000000000006]
[4630,"STANDARD","EAST MACHIAS","ME","PRIMARY",44.73,-67.39]
[4631,"STANDARD","EASTPORT","ME","PRIMARY",44.91,-67.010000000000005]
[4634,"STANDARD","FRANKLIN","ME","PRIMARY",44.58,-68.23]
[4635,"PO BOX","FRENCHBORO","ME","PRIMARY",44.11,-68.36]
[4637,"PO BOX","GRAND LAKE STREAM","ME","PRIMARY",45.17,-67.77]
[4640,"STANDARD","HANCOCK","ME","PRIMARY",44.52,-68.25]
[4642,"STANDARD","HARBORSIDE","ME","PRIMARY",44.33,-68.790000000000006]
[4643,"STANDARD","HARRINGTON","ME","PRIMARY",44.61,-67.81]
[4644,"PO BOX","HULLS COVE","ME","PRIMARY",44.42,-68.27]
[4645,"PO BOX","ISLE AU HAUT","ME","PRIMARY",44.04,-68.62]
[4646,"PO BOX","ISLESFORD","ME","PRIMARY",44.3,-68.27]
[4648,"STANDARD","JONESBORO","ME","PRIMARY",44.66,-67.569999999999993]
[4649,"STANDARD","JONESPORT","ME","PRIMARY",44.53,-67.59]
[4650,"STANDARD","LITTLE DEER ISLE","ME","PRIMARY",44.28,-68.709999999999994]
[4652,"STANDARD","LUBEC","ME","PRIMARY",44.79,-67.11]
[4653,"STANDARD","BASS HARBOR","ME","PRIMARY",44.15,-68.430000000000007]
[4654,"STANDARD","MACHIAS","ME","PRIMARY",44.7,-67.47]
[4655,"STANDARD","MACHIASPORT","ME","PRIMARY",44.69,-67.39]
[4657,"STANDARD","MEDDYBEMPS","ME","PRIMARY",45.03,-67.349999999999994]
[4658,"STANDARD","MILBRIDGE","ME","PRIMARY",44.52,-67.88]
[4660,"STANDARD","MOUNT DESERT","ME","PRIMARY",44.31,-68.36]
[4662,"PO BOX","NORTHEAST HARBOR","ME","PRIMARY",44.3,-68.36]
[4664,"STANDARD","SULLIVAN","ME","PRIMARY",44.53,-68.150000000000006]
[4666,"STANDARD","PEMBROKE","ME","PRIMARY",44.95,-67.16]
[4667,"STANDARD","PERRY","ME","PRIMARY",44.97,-67.069999999999993]
[4668,"STANDARD","PRINCETON","ME","PRIMARY",45.22,-67.569999999999993]
[4669,"STANDARD","PROSPECT HARBOR","ME","PRIMARY",44.42,-68.03]
[4671,"STANDARD","ROBBINSTON","ME","PRIMARY",45.06,-67.16]
[4672,"PO BOX","SALSBURY COVE","ME","PRIMARY",44.43,-68.319999999999993]
[4673,"STANDARD","SARGENTVILLE","ME","PRIMARY",44.32,-68.7]
[4674,"STANDARD","SEAL COVE","ME","PRIMARY",44.3,-68.41]
[4675,"PO BOX","SEAL HARBOR","ME","PRIMARY",44.29,-68.239999999999995]
[4676,"STANDARD","SEDGWICK","ME","PRIMARY",44.3,-68.61]
[4677,"STANDARD","SORRENTO","ME","PRIMARY",44.49,-68.180000000000007]
[4679,"STANDARD","SOUTHWEST HARBOR","ME","PRIMARY",44.27,-68.33]
[4680,"STANDARD","STEUBEN","ME","PRIMARY",44.51,-67.959999999999994]
[4681,"STANDARD","STONINGTON","ME","PRIMARY",44.18,-68.67]
[4683,"STANDARD","SUNSET","ME","PRIMARY",44.22,-68.7]
[4684,"STANDARD","SURRY","ME","PRIMARY",44.49,-68.5]
[4685,"STANDARD","SWANS ISLAND","ME","PRIMARY",44.14,-68.45]
[4686,"STANDARD","WESLEY","ME","PRIMARY",44.95,-67.66]
[4691,"STANDARD","WHITING","ME","PRIMARY",44.79,-67.17]
[4693,"STANDARD","WINTER HARBOR","ME","PRIMARY",44.39,-68.08]
[4694,"STANDARD","BAILEYVILLE","ME","PRIMARY",45.09,-67.459999999999994]
[4730,"STANDARD","HOULTON","ME","PRIMARY",46.11,-67.83]
[4732,"STANDARD","ASHLAND","ME","PRIMARY",46.63,-68.400000000000006]
[4733,"STANDARD","BENEDICTA","ME","PRIMARY",45.8,-68.41]
[4734,"PO BOX","BLAINE","ME","PRIMARY",46.5,-67.86]
[4735,"STANDARD","BRIDGEWATER","ME","PRIMARY",46.42,-67.84]
[4736,"STANDARD","CARIBOU","ME","PRIMARY",46.86,-67.989999999999995]
[4737,"STANDARD","CLAYTON LAKE","ME","PRIMARY",46.61,-69.52]
[4738,"PO BOX","CROUSEVILLE","ME","PRIMARY",46.76,-68.08]
[4739,"STANDARD","EAGLE LAKE","ME","PRIMARY",47.04,-68.59]
[4740,"STANDARD","EASTON","ME","PRIMARY",46.64,-67.91]
[4741,"PO BOX","ESTCOURT STATION","ME","PRIMARY",47.4,-69.17]
[4742,"STANDARD","FORT FAIRFIELD","ME","PRIMARY",46.76,-67.83]
[4743,"STANDARD","FORT KENT","ME","PRIMARY",47.26,-68.569999999999993]
[4744,"PO BOX","FORT KENT MILLS","ME","PRIMARY",47.23,-68.58]
[4745,"STANDARD","FRENCHVILLE","ME","PRIMARY",47.28,-68.38]
[4746,"STANDARD","GRAND ISLE","ME","PRIMARY",47.3,-68.150000000000006]
[4747,"STANDARD","ISLAND FALLS","ME","PRIMARY",46,-68.27]
[4750,"STANDARD","LIMESTONE","ME","PRIMARY",46.91,-67.83]
[4751,"UNIQUE","LIMESTONE","ME","PRIMARY",46.91,-67.83]
[4756,"STANDARD","MADAWASKA","ME","PRIMARY",47.34,-68.33]
[4757,"STANDARD","MAPLETON","ME","PRIMARY",46.68,-68.16]
[4758,"STANDARD","MARS HILL","ME","PRIMARY",46.51,-67.86]
[4760,"STANDARD","MONTICELLO","ME","PRIMARY",46.3,-67.84]
[4761,"PO BOX","NEW LIMERICK","ME","PRIMARY",46.1,-67.959999999999994]
[4762,"STANDARD","NEW SWEDEN","ME","PRIMARY",46.94,-68.12]
[4763,"STANDARD","OAKFIELD","ME","PRIMARY",46.09,-68.150000000000006]
[4764,"STANDARD","OXBOW","ME","PRIMARY",46.41,-68.489999999999995]
[4765,"STANDARD","PATTEN","ME","PRIMARY",45.99,-68.44]
[4766,"STANDARD","PERHAM","ME","PRIMARY",46.84,-68.19]
[4768,"STANDARD","PORTAGE","ME","PRIMARY",46.76,-68.47]
[4769,"STANDARD","PRESQUE ISLE","ME","PRIMARY",46.68,-67.98]
[4772,"STANDARD","SAINT AGATHA","ME","PRIMARY",47.24,-68.31]
[4773,"STANDARD","SAINT DAVID","ME","PRIMARY",47.31,-68.22]
[4774,"STANDARD","SAINT FRANCIS","ME","PRIMARY",47.17,-68.89]
[4775,"PO BOX","SHERIDAN","ME","PRIMARY",46.66,-68.41]
[4776,"STANDARD","SHERMAN","ME","PRIMARY",45.81,-68.31]
[4777,"STANDARD","STACYVILLE","ME","PRIMARY",45.89,-68.430000000000007]
[4779,"STANDARD","SINCLAIR","ME","PRIMARY",47.16,-68.3]
[4780,"STANDARD","SMYRNA MILLS","ME","PRIMARY",46.12,-68.16]
[4781,"STANDARD","WALLAGRASS","ME","PRIMARY",47.15,-68.569999999999993]
[4783,"STANDARD","STOCKHOLM","ME","PRIMARY",47.04,-68.14]
[4785,"STANDARD","VAN BUREN","ME","PRIMARY",47.16,-67.95]
[4786,"STANDARD","WASHBURN","ME","PRIMARY",46.79,-68.150000000000006]
[4787,"STANDARD","WESTFIELD","ME","PRIMARY",46.57,-67.92]
[4841,"STANDARD","ROCKLAND","ME","PRIMARY",44.12,-69.13]
[4843,"STANDARD","CAMDEN","ME","PRIMARY",44.2,-69.06]
[4846,"PO BOX","GLEN COVE","ME","PRIMARY",44.11,-69.08]
[4847,"STANDARD","HOPE","ME","PRIMARY",44.26,-69.150000000000006]
[4848,"STANDARD","ISLESBORO","ME","PRIMARY",44.3,-68.900000000000006]
[4849,"STANDARD","LINCOLNVILLE","ME","PRIMARY",44.28,-69]
[4850,"PO BOX","LINCOLNVILLE CENTER","ME","PRIMARY",44.3,-69.069999999999993]
[4851,"PO BOX","MATINICUS","ME","PRIMARY",43.86,-68.88]
[4852,"PO BOX","MONHEGAN","ME","PRIMARY",43.76,-69.319999999999993]
[4853,"STANDARD","NORTH HAVEN","ME","PRIMARY",44.15,-68.86]
[4854,"STANDARD","OWLS HEAD","ME","PRIMARY",44.08,-69.05]
[4855,"PO BOX","PORT CLYDE","ME","PRIMARY",43.93,-69.25]
[4856,"STANDARD","ROCKPORT","ME","PRIMARY",44.18,-69.069999999999993]
[4858,"STANDARD","SOUTH THOMASTON","ME","PRIMARY",44.05,-69.12]
[4859,"STANDARD","SPRUCE HEAD","ME","PRIMARY",44.01,-69.17]
[4860,"STANDARD","TENANTS HARBOR","ME","PRIMARY",43.95,-69.23]
[4861,"STANDARD","THOMASTON","ME","PRIMARY",44.08,-69.180000000000007]
[4862,"STANDARD","UNION","ME","PRIMARY",44.21,-69.27]
[4863,"STANDARD","VINALHAVEN","ME","PRIMARY",44.04,-68.83]
[4864,"STANDARD","WARREN","ME","PRIMARY",44.12,-69.239999999999995]
[4865,"PO BOX","WEST ROCKPORT","ME","PRIMARY",44.19,-69.150000000000006]
[4901,"STANDARD","WATERVILLE","ME","PRIMARY",44.56,-69.55]
[4903,"PO BOX","WATERVILLE","ME","PRIMARY",44.54,-69.66]
[4910,"STANDARD","ALBION","ME","PRIMARY",44.53,-69.44]
[4911,"STANDARD","ANSON","ME","PRIMARY",44.79,-69.88]
[4912,"STANDARD","ATHENS","ME","PRIMARY",44.92,-69.67]
[4915,"STANDARD","BELFAST","ME","PRIMARY",44.42,-69.02]
[4917,"STANDARD","BELGRADE","ME","PRIMARY",44.44,-69.83]
[4918,"STANDARD","BELGRADE LAKES","ME","PRIMARY",44.51,-69.84]
[4920,"STANDARD","BINGHAM","ME","PRIMARY",45.05,-69.87]
[4921,"STANDARD","BROOKS","ME","PRIMARY",44.55,-69.12]
[4922,"STANDARD","BURNHAM","ME","PRIMARY",44.69,-69.42]
[4923,"STANDARD","CAMBRIDGE","ME","PRIMARY",45.02,-69.47]
[4924,"STANDARD","CANAAN","ME","PRIMARY",44.76,-69.56]
[4925,"STANDARD","CARATUNK","ME","PRIMARY",45.23,-69.989999999999995]
[4926,"PO BOX","CHINA VILLAGE","ME","PRIMARY",44.47,-69.510000000000005]
[4927,"STANDARD","CLINTON","ME","PRIMARY",44.63,-69.5]
[4928,"STANDARD","CORINNA","ME","PRIMARY",44.92,-69.260000000000005]
[4929,"STANDARD","DETROIT","ME","PRIMARY",44.79,-69.290000000000006]
[4930,"STANDARD","DEXTER","ME","PRIMARY",45.01,-69.290000000000006]
[4932,"STANDARD","DIXMONT","ME","PRIMARY",44.68,-69.16]
[4933,"PO BOX","EAST NEWPORT","ME","PRIMARY",44.81,-69.22]
[4935,"PO BOX","EAST VASSALBORO","ME","PRIMARY",44.44,-69.599999999999994]
[4936,"STANDARD","EUSTIS","ME","PRIMARY",45.21,-70.47]
[4937,"STANDARD","FAIRFIELD","ME","PRIMARY",44.59,-69.599999999999994]
[4938,"STANDARD","FARMINGTON","ME","PRIMARY",44.66,-70.14]
[4939,"STANDARD","GARLAND","ME","PRIMARY",45.03,-69.16]
[4940,"PO BOX","FARMINGTON FALLS","ME","PRIMARY",44.62,-70.069999999999993]
[4941,"STANDARD","FREEDOM","ME","PRIMARY",44.53,-69.290000000000006]
[4942,"STANDARD","HARMONY","ME","PRIMARY",44.97,-69.540000000000006]
[4943,"STANDARD","HARTLAND","ME","PRIMARY",44.88,-69.45]
[4944,"PO BOX","HINCKLEY","ME","PRIMARY",44.67,-69.650000000000006]
[4945,"STANDARD","JACKMAN","ME","PRIMARY",45.62,-70.25]
[4947,"STANDARD","KINGFIELD","ME","PRIMARY",44.95,-70.150000000000006]
[4949,"STANDARD","LIBERTY","ME","PRIMARY",44.38,-69.3]
[4950,"STANDARD","MADISON","ME","PRIMARY",44.79,-69.88]
[4951,"STANDARD","MONROE","ME","PRIMARY",44.61,-69.010000000000005]
[4952,"STANDARD","MORRILL","ME","PRIMARY",44.44,-69.14]
[4953,"STANDARD","NEWPORT","ME","PRIMARY",44.83,-69.260000000000005]
[4954,"PO BOX","NEW PORTLAND","ME","PRIMARY",44.88,-70.09]
[4955,"STANDARD","NEW SHARON","ME","PRIMARY",44.63,-70.010000000000005]
[4956,"STANDARD","NEW VINEYARD","ME","PRIMARY",44.8,-70.12]
[4957,"STANDARD","NORRIDGEWOCK","ME","PRIMARY",44.71,-69.790000000000006]
[4958,"STANDARD","NORTH ANSON","ME","PRIMARY",44.95,-69.94]
[4961,"STANDARD","NEW PORTLAND","ME","PRIMARY",45.01,-70.08]
[4962,"STANDARD","NORTH VASSALBORO","ME","PRIMARY",44.48,-69.56]
[4963,"STANDARD","OAKLAND","ME","PRIMARY",44.55,-69.709999999999994]
[4964,"PO BOX","OQUOSSOC","ME","PRIMARY",44.96,-70.77]
[4965,"STANDARD","PALMYRA","ME","PRIMARY",44.84,-69.349999999999994]
[4966,"STANDARD","PHILLIPS","ME","PRIMARY",44.82,-70.34]
[4967,"STANDARD","PITTSFIELD","ME","PRIMARY",44.77,-69.38]
[4969,"STANDARD","PLYMOUTH","ME","PRIMARY",44.76,-69.209999999999994]
[4970,"STANDARD","RANGELEY","ME","PRIMARY",44.96,-70.64]
[4971,"STANDARD","SAINT ALBANS","ME","PRIMARY",44.91,-69.41]
[4972,"PO BOX","SANDY POINT","ME","PRIMARY",44.52,-68.84]
[4973,"STANDARD","SEARSMONT","ME","PRIMARY",44.36,-69.19]
[4974,"STANDARD","SEARSPORT","ME","PRIMARY",44.46,-68.91]
[4975,"PO BOX","SHAWMUT","ME","PRIMARY",44.62,-69.599999999999994]
[4976,"STANDARD","SKOWHEGAN","ME","PRIMARY",44.77,-69.709999999999994]
[4978,"STANDARD","SMITHFIELD","ME","PRIMARY",44.63,-69.8]
[4979,"STANDARD","SOLON","ME","PRIMARY",44.94,-69.849999999999994]
[4981,"STANDARD","STOCKTON SPRINGS","ME","PRIMARY",44.48,-68.849999999999994]
[4982,"STANDARD","STRATTON","ME","PRIMARY",45.14,-70.44]
[4983,"STANDARD","STRONG","ME","PRIMARY",44.8,-70.22]
[4984,"STANDARD","TEMPLE","ME","PRIMARY",44.68,-70.22]
[4985,"STANDARD","WEST FORKS","ME","PRIMARY",45.42,-69.97]
[4986,"STANDARD","THORNDIKE","ME","PRIMARY",44.57,-69.27]
[4987,"STANDARD","TROY","ME","PRIMARY",44.66,-69.239999999999995]
[4988,"STANDARD","UNITY","ME","PRIMARY",44.61,-69.33]
[4989,"STANDARD","VASSALBORO","ME","PRIMARY",44.45,-69.67]
[4992,"PO BOX","WEST FARMINGTON","ME","PRIMARY",44.63,-70.16]
[5001,"STANDARD","WHITE RIVER JUNCTION","VT","PRIMARY",43.65,-72.319999999999993]
[5009,"UNIQUE","WHITE RIVER JUNCTION","VT","PRIMARY",43.65,-72.319999999999993]
[5030,"PO BOX","ASCUTNEY","VT","PRIMARY",43.41,-72.42]
[5031,"PO BOX","BARNARD","VT","PRIMARY",43.73,-72.62]
[5032,"STANDARD","BETHEL","VT","PRIMARY",43.83,-72.63]
[5033,"STANDARD","BRADFORD","VT","PRIMARY",43.99,-72.12]
[5034,"STANDARD","BRIDGEWATER","VT","PRIMARY",43.58,-72.63]
[5035,"STANDARD","BRIDGEWATER CORNERS","VT","PRIMARY",43.6,-72.680000000000007]
[5036,"STANDARD","BROOKFIELD","VT","PRIMARY",44.05,-72.599999999999994]
[5037,"STANDARD","BROWNSVILLE","VT","PRIMARY",43.45,-72.489999999999995]
[5038,"STANDARD","CHELSEA","VT","PRIMARY",43.98,-72.47]
[5039,"STANDARD","CORINTH","VT","PRIMARY",44.02,-72.23]
[5040,"STANDARD","EAST CORINTH","VT","PRIMARY",44.09,-72.22]
[5041,"STANDARD","EAST RANDOLPH","VT","PRIMARY",43.93,-72.55]
[5042,"STANDARD","EAST RYEGATE","VT","PRIMARY",44.19,-72.069999999999993]
[5043,"STANDARD","EAST THETFORD","VT","PRIMARY",43.81,-72.19]
[5045,"STANDARD","FAIRLEE","VT","PRIMARY",43.91,-72.19]
[5046,"STANDARD","GROTON","VT","PRIMARY",44.22,-72.2]
[5047,"PO BOX","HARTFORD","VT","PRIMARY",43.65,-72.319999999999993]
[5048,"STANDARD","HARTLAND","VT","PRIMARY",43.55,-72.400000000000006]
[5049,"PO BOX","HARTLAND FOUR CORNERS","VT","PRIMARY",43.54,-72.42]
[5050,"PO BOX","MC INDOE FALLS","VT","PRIMARY",44.26,-72.06]
[5051,"STANDARD","NEWBURY","VT","PRIMARY",44.08,-72.06]
[5052,"STANDARD","NORTH HARTLAND","VT","PRIMARY",43.59,-72.349999999999994]
[5053,"STANDARD","NORTH POMFRET","VT","PRIMARY",43.72,-72.489999999999995]
[5054,"PO BOX","NORTH THETFORD","VT","PRIMARY",43.84,-72.180000000000007]
[5055,"STANDARD","NORWICH","VT","PRIMARY",43.72,-72.3]
[5056,"STANDARD","PLYMOUTH","VT","PRIMARY",43.53,-72.73]
[5058,"STANDARD","POST MILLS","VT","PRIMARY",43.89,-72.260000000000005]
[5059,"PO BOX","QUECHEE","VT","PRIMARY",43.65,-72.42]
[5060,"STANDARD","RANDOLPH","VT","PRIMARY",43.92,-72.67]
[5061,"STANDARD","RANDOLPH CENTER","VT","PRIMARY",43.93,-72.58]
[5062,"STANDARD","READING","VT","PRIMARY",43.47,-72.55]
[5065,"STANDARD","SHARON","VT","PRIMARY",43.78,-72.45]
[5067,"STANDARD","SOUTH POMFRET","VT","PRIMARY",43.68,-72.510000000000005]
[5068,"STANDARD","SOUTH ROYALTON","VT","PRIMARY",43.82,-72.52]
[5069,"STANDARD","SOUTH RYEGATE","VT","PRIMARY",44.22,-72.12]
[5070,"STANDARD","SOUTH STRAFFORD","VT","PRIMARY",43.83,-72.37]
[5071,"STANDARD","SOUTH WOODSTOCK","VT","PRIMARY",43.57,-72.53]
[5072,"STANDARD","STRAFFORD","VT","PRIMARY",43.87,-72.38]
[5073,"STANDARD","TAFTSVILLE","VT","PRIMARY",43.62,-72.459999999999994]
[5074,"PO BOX","THETFORD","VT","PRIMARY",43.82,-72.23]
[5075,"STANDARD","THETFORD CENTER","VT","PRIMARY",43.82,-72.27]
[5076,"STANDARD","TOPSHAM","VT","PRIMARY",44.09,-72.22]
[5077,"STANDARD","TUNBRIDGE","VT","PRIMARY",43.88,-72.5]
[5079,"STANDARD","VERSHIRE","VT","PRIMARY",43.97,-72.319999999999993]
[5081,"STANDARD","WELLS RIVER","VT","PRIMARY",44.15,-72.06]
[5083,"STANDARD","WEST FAIRLEE","VT","PRIMARY",43.9,-72.27]
[5084,"STANDARD","WEST HARTFORD","VT","PRIMARY",43.72,-72.42]
[5085,"PO BOX","WEST NEWBURY","VT","PRIMARY",44.06,-72.12]
[5086,"STANDARD","WEST TOPSHAM","VT","PRIMARY",44.13,-72.25]
[5088,"PO BOX","WILDER","VT","PRIMARY",43.67,-72.31]
[5089,"STANDARD","WINDSOR","VT","PRIMARY",43.48,-72.42]
[5091,"STANDARD","WOODSTOCK","VT","PRIMARY",43.62,-72.510000000000005]
[5101,"STANDARD","BELLOWS FALLS","VT","PRIMARY",43.13,-72.45]
[5141,"STANDARD","CAMBRIDGEPORT","VT","PRIMARY",43.15,-72.56]
[5142,"STANDARD","CAVENDISH","VT","PRIMARY",43.38,-72.62]
[5143,"STANDARD","CHESTER","VT","PRIMARY",43.26,-72.59]
[5144,"PO BOX","CHESTER DEPOT","VT","PRIMARY",43.28,-72.63]
[5146,"STANDARD","GRAFTON","VT","PRIMARY",43.16,-72.61]
[5148,"STANDARD","LONDONDERRY","VT","PRIMARY",43.22,-72.8]
[5149,"STANDARD","LUDLOW","VT","PRIMARY",43.39,-72.69]
[5150,"STANDARD","NORTH SPRINGFIELD","VT","PRIMARY",43.33,-72.52]
[5151,"STANDARD","PERKINSVILLE","VT","PRIMARY",43.36,-72.510000000000005]
[5152,"STANDARD","PERU","VT","PRIMARY",43.23,-72.89]
[5153,"STANDARD","PROCTORSVILLE","VT","PRIMARY",43.41,-72.599999999999994]
[5154,"STANDARD","SAXTONS RIVER","VT","PRIMARY",43.13,-72.510000000000005]
[5155,"STANDARD","SOUTH LONDONDERRY","VT","PRIMARY",43.18,-72.790000000000006]
[5156,"STANDARD","SPRINGFIELD","VT","PRIMARY",43.28,-72.47]
[5158,"STANDARD","WESTMINSTER","VT","PRIMARY",43.07,-72.45]
[5159,"PO BOX","WESTMINSTER STATION","VT","PRIMARY",43.04,-72.48]
[5161,"STANDARD","WESTON","VT","PRIMARY",43.28,-72.8]
[5201,"STANDARD","BENNINGTON","VT","PRIMARY",42.87,-73.180000000000007]
[5250,"STANDARD","ARLINGTON","VT","PRIMARY",43.06,-73.150000000000006]
[5251,"STANDARD","DORSET","VT","PRIMARY",43.25,-73.09]
[5252,"STANDARD","EAST ARLINGTON","VT","PRIMARY",43.06,-73.13]
[5253,"STANDARD","EAST DORSET","VT","PRIMARY",43.24,-72.989999999999995]
[5254,"PO BOX","MANCHESTER","VT","PRIMARY",43.16,-73.069999999999993]
[5255,"STANDARD","MANCHESTER CENTER","VT","PRIMARY",43.17,-73.040000000000006]
[5257,"STANDARD","NORTH BENNINGTON","VT","PRIMARY",42.92,-73.239999999999995]
[5260,"STANDARD","NORTH POWNAL","VT","PRIMARY",42.81,-73.239999999999995]
[5261,"STANDARD","POWNAL","VT","PRIMARY",42.76,-73.23]
[5262,"STANDARD","SHAFTSBURY","VT","PRIMARY",42.98,-73.2]
[5301,"STANDARD","BRATTLEBORO","VT","PRIMARY",42.86,-72.569999999999993]
[5302,"PO BOX","BRATTLEBORO","VT","PRIMARY",42.86,-72.569999999999993]
[5303,"PO BOX","BRATTLEBORO","VT","PRIMARY",42.86,-72.569999999999993]
[5304,"PO BOX","BRATTLEBORO","VT","PRIMARY",42.86,-72.569999999999993]
[5340,"STANDARD","BONDVILLE","VT","PRIMARY",43.16,-72.930000000000007]
[5341,"STANDARD","EAST DOVER","VT","PRIMARY",42.96,-72.78]
[5342,"STANDARD","JACKSONVILLE","VT","PRIMARY",42.79,-72.819999999999993]
[5343,"STANDARD","JAMAICA","VT","PRIMARY",43.1,-72.8]
[5344,"PO BOX","MARLBORO","VT","PRIMARY",42.86,-72.72]
[5345,"STANDARD","NEWFANE","VT","PRIMARY",42.98,-72.650000000000006]
[5346,"STANDARD","PUTNEY","VT","PRIMARY",42.97,-72.52]
[5350,"STANDARD","READSBORO","VT","PRIMARY",42.77,-72.94]
[5351,"STANDARD","SOUTH NEWFANE","VT","PRIMARY",42.94,-72.7]
[5352,"STANDARD","STAMFORD","VT","PRIMARY",42.77,-72.94]
[5353,"STANDARD","TOWNSHEND","VT","PRIMARY",43.04,-72.66]
[5354,"STANDARD","VERNON","VT","PRIMARY",42.78,-72.52]
[5355,"STANDARD","WARDSBORO","VT","PRIMARY",43.02,-72.8]
[5356,"STANDARD","WEST DOVER","VT","PRIMARY",42.96,-72.91]
[5357,"PO BOX","WEST DUMMERSTON","VT","PRIMARY",42.92,-72.61]
[5358,"STANDARD","WEST HALIFAX","VT","PRIMARY",42.76,-72.72]
[5359,"STANDARD","WEST TOWNSHEND","VT","PRIMARY",43.13,-72.709999999999994]
[5360,"STANDARD","WEST WARDSBORO","VT","PRIMARY",43.02,-72.849999999999994]
[5361,"STANDARD","WHITINGHAM","VT","PRIMARY",42.78,-72.87]
[5362,"STANDARD","WILLIAMSVILLE","VT","PRIMARY",42.94,-72.650000000000006]
[5363,"STANDARD","WILMINGTON","VT","PRIMARY",42.86,-72.87]
[5401,"STANDARD","BURLINGTON","VT","PRIMARY",44.48,-73.22]
[5402,"PO BOX","BURLINGTON","VT","PRIMARY",44.48,-73.22]
[5403,"STANDARD","SOUTH BURLINGTON","VT","PRIMARY",44.44,-73.209999999999994]
[5404,"STANDARD","WINOOSKI","VT","PRIMARY",44.49,-73.180000000000007]
[5405,"UNIQUE","BURLINGTON","VT","PRIMARY",44.48,-73.22]
[5406,"PO BOX","BURLINGTON","VT","PRIMARY",44.48,-73.22]
[5407,"PO BOX","SOUTH BURLINGTON","VT","PRIMARY",44.44,-73.209999999999994]
[5408,"STANDARD","BURLINGTON","VT","PRIMARY",44.48,-73.27]
[5439,"UNIQUE","COLCHESTER","VT","PRIMARY",44.53,-73.150000000000006]
[5440,"STANDARD","ALBURGH","VT","PRIMARY",44.97,-73.3]
[5441,"STANDARD","BAKERSFIELD","VT","PRIMARY",44.78,-72.8]
[5442,"STANDARD","BELVIDERE CENTER","VT","PRIMARY",44.75,-72.680000000000007]
[5443,"STANDARD","BRISTOL","VT","PRIMARY",44.13,-73.08]
[5444,"STANDARD","CAMBRIDGE","VT","PRIMARY",44.63,-72.88]
[5445,"STANDARD","CHARLOTTE","VT","PRIMARY",44.3,-73.25]
[5446,"STANDARD","COLCHESTER","VT","PRIMARY",44.53,-73.150000000000006]
[5447,"STANDARD","EAST BERKSHIRE","VT","PRIMARY",44.92,-72.7]
[5448,"STANDARD","EAST FAIRFIELD","VT","PRIMARY",44.8,-72.91]
[5449,"PO BOX","COLCHESTER","VT","PRIMARY",44.53,-73.150000000000006]
[5450,"STANDARD","ENOSBURG FALLS","VT","PRIMARY",44.9,-72.8]
[5451,"PO BOX","ESSEX","VT","PRIMARY",44.52,-73.05]
[5452,"STANDARD","ESSEX JUNCTION","VT","PRIMARY",44.49,-73.11]
[5453,"PO BOX","ESSEX JUNCTION","VT","PRIMARY",44.49,-73.11]
[5454,"STANDARD","FAIRFAX","VT","PRIMARY",44.67,-73.02]
[5455,"STANDARD","FAIRFIELD","VT","PRIMARY",44.8,-72.95]
[5456,"STANDARD","FERRISBURGH","VT","PRIMARY",44.2,-73.25]
[5457,"STANDARD","FRANKLIN","VT","PRIMARY",44.98,-72.92]
[5458,"STANDARD","GRAND ISLE","VT","PRIMARY",44.72,-73.3]
[5459,"STANDARD","HIGHGATE CENTER","VT","PRIMARY",44.95,-72.989999999999995]
[5460,"PO BOX","HIGHGATE SPRINGS","VT","PRIMARY",44.97,-73.099999999999994]
[5461,"STANDARD","HINESBURG","VT","PRIMARY",44.33,-73.12]
[5462,"STANDARD","HUNTINGTON","VT","PRIMARY",44.33,-72.98]
[5463,"STANDARD","ISLE LA MOTTE","VT","PRIMARY",44.87,-73.33]
[5464,"STANDARD","JEFFERSONVILLE","VT","PRIMARY",44.64,-72.819999999999993]
[5465,"STANDARD","JERICHO","VT","PRIMARY",44.5,-72.98]
[5466,"PO BOX","JONESVILLE","VT","PRIMARY",44.39,-72.989999999999995]
[5468,"STANDARD","MILTON","VT","PRIMARY",44.63,-73.11]
[5469,"PO BOX","MONKTON","VT","PRIMARY",44.23,-73.150000000000006]
[5470,"PO BOX","MONTGOMERY","VT","PRIMARY",44.9,-72.63]
[5471,"STANDARD","MONTGOMERY CENTER","VT","PRIMARY",44.86,-72.59]
[5472,"STANDARD","NEW HAVEN","VT","PRIMARY",44.12,-73.150000000000006]
[5473,"STANDARD","NORTH FERRISBURGH","VT","PRIMARY",44.24,-73.19]
[5474,"STANDARD","NORTH HERO","VT","PRIMARY",44.82,-73.28]
[5476,"STANDARD","RICHFORD","VT","PRIMARY",44.99,-72.67]
[5477,"STANDARD","RICHMOND","VT","PRIMARY",44.4,-73]
[5478,"STANDARD","SAINT ALBANS","VT","PRIMARY",44.81,-73.08]
[5479,"UNIQUE","SAINT ALBANS","VT","PRIMARY",44.81,-73.08]
[5481,"PO BOX","SAINT ALBANS BAY","VT","PRIMARY",44.82,-73.12]
[5482,"STANDARD","SHELBURNE","VT","PRIMARY",44.38,-73.23]
[5483,"STANDARD","SHELDON","VT","PRIMARY",44.88,-72.95]
[5485,"PO BOX","SHELDON SPRINGS","VT","PRIMARY",44.89,-72.98]
[5486,"STANDARD","SOUTH HERO","VT","PRIMARY",44.64,-73.31]
[5487,"STANDARD","STARKSBORO","VT","PRIMARY",44.22,-72.989999999999995]
[5488,"STANDARD","SWANTON","VT","PRIMARY",44.92,-73.12]
[5489,"STANDARD","UNDERHILL","VT","PRIMARY",44.53,-72.97]
[5490,"PO BOX","UNDERHILL CENTER","VT","PRIMARY",44.52,-72.89]
[5491,"STANDARD","VERGENNES","VT","PRIMARY",44.16,-73.25]
[5492,"STANDARD","WATERVILLE","VT","PRIMARY",44.71,-72.75]
[5494,"STANDARD","WESTFORD","VT","PRIMARY",44.62,-73.02]
[5495,"STANDARD","WILLISTON","VT","PRIMARY",44.43,-73.069999999999993]
[5501,"UNIQUE","ANDOVER","MA","PRIMARY",42.65,-71.14]
[5544,"UNIQUE","ANDOVER","MA","PRIMARY",42.65,-71.14]
[5601,"PO BOX","MONTPELIER","VT","PRIMARY",44.26,-72.569999999999993]
[5602,"STANDARD","MONTPELIER","VT","PRIMARY",44.26,-72.569999999999993]
[5603,"UNIQUE","MONTPELIER","VT","PRIMARY",44.26,-72.569999999999993]
[5604,"UNIQUE","MONTPELIER","VT","PRIMARY",44.26,-72.569999999999993]
[5609,"UNIQUE","MONTPELIER","VT","PRIMARY",44.26,-72.569999999999993]
[5620,"UNIQUE","MONTPELIER","VT","PRIMARY",44.26,-72.569999999999993]
[5633,"UNIQUE","MONTPELIER","VT","PRIMARY",44.26,-72.569999999999993]
[5640,"STANDARD","ADAMANT","VT","PRIMARY",44.35,-72.5]
[5641,"STANDARD","BARRE","VT","PRIMARY",44.2,-72.5]
[5647,"STANDARD","CABOT","VT","PRIMARY",44.4,-72.31]
[5648,"STANDARD","CALAIS","VT","PRIMARY",44.38,-72.430000000000007]
[5649,"STANDARD","EAST BARRE","VT","PRIMARY",44.15,-72.44]
[5650,"STANDARD","EAST CALAIS","VT","PRIMARY",44.35,-72.44]
[5651,"STANDARD","EAST MONTPELIER","VT","PRIMARY",44.28,-72.489999999999995]
[5652,"STANDARD","EDEN","VT","PRIMARY",44.7,-72.55]
[5653,"STANDARD","EDEN MILLS","VT","PRIMARY",44.69,-72.48]
[5654,"STANDARD","GRANITEVILLE","VT","PRIMARY",44.15,-72.47]
[5655,"STANDARD","HYDE PARK","VT","PRIMARY",44.59,-72.61]
[5656,"STANDARD","JOHNSON","VT","PRIMARY",44.63,-72.67]
[5657,"PO BOX","LAKE ELMORE","VT","PRIMARY",44.54,-72.52]
[5658,"STANDARD","MARSHFIELD","VT","PRIMARY",44.35,-72.349999999999994]
[5660,"STANDARD","MORETOWN","VT","PRIMARY",44.25,-72.75]
[5661,"STANDARD","MORRISVILLE","VT","PRIMARY",44.55,-72.59]
[5662,"PO BOX","MOSCOW","VT","PRIMARY",44.44,-72.709999999999994]
[5663,"STANDARD","NORTHFIELD","VT","PRIMARY",44.15,-72.650000000000006]
[5664,"PO BOX","NORTHFIELD FALLS","VT","PRIMARY",44.16,-72.67]
[5665,"PO BOX","NORTH HYDE PARK","VT","PRIMARY",44.66,-72.569999999999993]
[5666,"STANDARD","NORTH MONTPELIER","VT","PRIMARY",44.25,-72.48]
[5667,"STANDARD","PLAINFIELD","VT","PRIMARY",44.28,-72.430000000000007]
[5669,"STANDARD","ROXBURY","VT","PRIMARY",44.1,-72.73]
[5670,"PO BOX","SOUTH BARRE","VT","PRIMARY",44.16,-72.5]
[5671,"UNIQUE","WATERBURY","VT","PRIMARY",44.33,-72.75]
[5672,"STANDARD","STOWE","VT","PRIMARY",44.46,-72.680000000000007]
[5673,"STANDARD","WAITSFIELD","VT","PRIMARY",44.18,-72.819999999999993]
[5674,"STANDARD","WARREN","VT","PRIMARY",44.12,-72.849999999999994]
[5675,"STANDARD","WASHINGTON","VT","PRIMARY",44.1,-72.430000000000007]
[5676,"STANDARD","WATERBURY","VT","PRIMARY",44.33,-72.75]
[5677,"STANDARD","WATERBURY CENTER","VT","PRIMARY",44.38,-72.7]
[5678,"PO BOX","WEBSTERVILLE","VT","PRIMARY",44.13,-72.45]
[5679,"STANDARD","WILLIAMSTOWN","VT","PRIMARY",44.12,-72.53]
[5680,"STANDARD","WOLCOTT","VT","PRIMARY",44.55,-72.47]
[5681,"STANDARD","WOODBURY","VT","PRIMARY",44.44,-72.400000000000006]
[5682,"STANDARD","WORCESTER","VT","PRIMARY",44.37,-72.55]
[5701,"STANDARD","RUTLAND","VT","PRIMARY",43.6,-72.97]
[5702,"PO BOX","RUTLAND","VT","PRIMARY",43.6,-72.97]
[5730,"STANDARD","BELMONT","VT","PRIMARY",43.42,-72.81]
[5731,"PO BOX","BENSON","VT","PRIMARY",43.72,-73.319999999999993]
[5732,"STANDARD","BOMOSEEN","VT","PRIMARY",43.63,-73.2]
[5733,"STANDARD","BRANDON","VT","PRIMARY",43.8,-73.08]
[5734,"STANDARD","BRIDPORT","VT","PRIMARY",43.98,-73.319999999999993]
[5735,"STANDARD","CASTLETON","VT","PRIMARY",43.62,-73.180000000000007]
[5736,"STANDARD","CENTER RUTLAND","VT","PRIMARY",43.61,-73.010000000000005]
[5737,"STANDARD","CHITTENDEN","VT","PRIMARY",43.72,-72.95]
[5738,"STANDARD","CUTTINGSVILLE","VT","PRIMARY",43.48,-72.88]
[5739,"STANDARD","DANBY","VT","PRIMARY",43.35,-73]
[5740,"PO BOX","EAST MIDDLEBURY","VT","PRIMARY",43.98,-73.08]
[5741,"PO BOX","EAST POULTNEY","VT","PRIMARY",43.54,-73.13]
[5742,"STANDARD","EAST WALLINGFORD","VT","PRIMARY",43.43,-72.87]
[5743,"STANDARD","FAIR HAVEN","VT","PRIMARY",43.59,-73.27]
[5744,"STANDARD","FLORENCE","VT","PRIMARY",43.7,-73.08]
[5745,"PO BOX","FOREST DALE","VT","PRIMARY",43.82,-73.05]
[5746,"PO BOX","GAYSVILLE","VT","PRIMARY",43.73,-72.739999999999995]
[5747,"STANDARD","GRANVILLE","VT","PRIMARY",43.98,-72.849999999999994]
[5748,"STANDARD","HANCOCK","VT","PRIMARY",43.93,-72.83]
[5750,"PO BOX","HYDEVILLE","VT","PRIMARY",43.6,-73.209999999999994]
[5751,"STANDARD","KILLINGTON","VT","PRIMARY",43.67,-72.77]
[5753,"STANDARD","MIDDLEBURY","VT","PRIMARY",44,-73.150000000000006]
[5757,"STANDARD","MIDDLETOWN SPRINGS","VT","PRIMARY",43.48,-73.12]
[5758,"STANDARD","MOUNT HOLLY","VT","PRIMARY",43.43,-72.78]
[5759,"STANDARD","NORTH CLARENDON","VT","PRIMARY",43.53,-72.959999999999994]
[5760,"STANDARD","ORWELL","VT","PRIMARY",43.8,-73.3]
[5776,"STANDARD","WEST RUPERT","VT","PRIMARY",43.26,-73.19]
[5827,"STANDARD","CRAFTSBURY COMMON","VT","PRIMARY",44.65,-72.41]
[5859,"STANDARD","NORTH TROY","VT","PRIMARY",44.99,-72.400000000000006]
[5904,"STANDARD","GILMAN","VT","PRIMARY",44.41,-71.709999999999994]
[6037,"STANDARD","BERLIN","CT","PRIMARY",41.62,-72.77]
[6043,"STANDARD","BOLTON","CT","PRIMARY",41.76,-72.430000000000007]
[6082,"STANDARD","ENFIELD","CT","PRIMARY",41.96,-72.56]
[6098,"STANDARD","WINSTED","CT","PRIMARY",41.92,-73.06]
[6127,"PO BOX","WEST HARTFORD","CT","PRIMARY",41.75,-72.739999999999995]
[6142,"PO BOX","HARTFORD","CT","PRIMARY",41.76,-72.680000000000007]
[6249,"STANDARD","LEBANON","CT","PRIMARY",41.66,-72.239999999999995]
[6250,"STANDARD","MANSFIELD CENTER","CT","PRIMARY",41.77,-72.19]
[6333,"STANDARD","EAST LYME","CT","PRIMARY",41.38,-72.239999999999995]
[6376,"PO BOX","SOUTH LYME","CT","PRIMARY",41.32,-72.3]
[6411,"UNIQUE","CHESHIRE","CT","PRIMARY",41.5,-72.900000000000006]
[6454,"UNIQUE","MERIDEN","CT","PRIMARY",41.54,-72.8]
[6483,"STANDARD","SEYMOUR","CT","PRIMARY",41.4,-73.06]
[6488,"STANDARD","SOUTHBURY","CT","PRIMARY",41.48,-73.22]
[6517,"STANDARD","HAMDEN","CT","PRIMARY",41.37,-72.900000000000006]
[6602,"PO BOX","BRIDGEPORT","CT","PRIMARY",41.18,-73.19]
[6723,"PO BOX","WATERBURY","CT","PRIMARY",41.55,-73.03]
[6779,"STANDARD","OAKVILLE","CT","PRIMARY",41.59,-73.08]
[6804,"STANDARD","BROOKFIELD","CT","PRIMARY",41.46,-73.39]
[6828,"UNIQUE","FAIRFIELD","CT","PRIMARY",41.13,-73.28]
[6875,"PO BOX","REDDING CENTER","CT","PRIMARY",41.3,-73.38]
[7001,"STANDARD","AVENEL","NJ","PRIMARY",40.58,-74.27]
[7018,"STANDARD","EAST ORANGE","NJ","PRIMARY",40.76,-74.209999999999994]
[7042,"STANDARD","MONTCLAIR","NJ","PRIMARY",40.82,-74.209999999999994]
[7052,"STANDARD","WEST ORANGE","NJ","PRIMARY",40.79,-74.260000000000005]
[7071,"STANDARD","LYNDHURST","NJ","PRIMARY",40.79,-74.11]
[7101,"PO BOX","NEWARK","NJ","PRIMARY",40.72,-74.17]
[7201,"STANDARD","ELIZABETH","NJ","PRIMARY",40.659999999999997,-74.19]
[7410,"STANDARD","FAIR LAWN","NJ","PRIMARY",40.93,-74.11]
[7450,"STANDARD","RIDGEWOOD","NJ","PRIMARY",40.98,-74.11]
[7458,"STANDARD","SADDLE RIVER","NJ","PRIMARY",41.02,-74.09]
[7509,"PO BOX","PATERSON","NJ","PRIMARY",40.909999999999997,-74.16]
[7628,"STANDARD","DUMONT","NJ","PRIMARY",40.94,-73.989999999999995]
[7662,"STANDARD","ROCHELLE PARK","NJ","PRIMARY",40.9,-74.069999999999993]
[7718,"STANDARD","BELFORD","NJ","PRIMARY",40.409999999999997,-74.08]
[7730,"STANDARD","HAZLET","NJ","PRIMARY",40.42,-74.17]
[7758,"STANDARD","PORT MONMOUTH","NJ","PRIMARY",40.43,-74.09]
[7846,"PO BOX","JOHNSONBURG","NJ","PRIMARY",40.96,-74.88]
[7860,"STANDARD","NEWTON","NJ","PRIMARY",41.05,-74.75]
[7927,"STANDARD","CEDAR KNOLLS","NJ","PRIMARY",40.82,-74.45]
[7939,"STANDARD","LYONS","NJ","PRIMARY",40.659999999999997,-74.55]
[8019,"STANDARD","CHATSWORTH","NJ","PRIMARY",39.75,-74.459999999999994]
[8025,"PO BOX","EWAN","NJ","PRIMARY",39.71,-75.23]
[8053,"STANDARD","MARLTON","NJ","PRIMARY",39.9,-74.92]
[8080,"STANDARD","SEWELL","NJ","PRIMARY",39.75,-75.09]
[8101,"PO BOX","CAMDEN","NJ","PRIMARY",39.93,-75.099999999999994]
[8218,"PO BOX","GOSHEN","NJ","PRIMARY",39.11,-74.86]
[8225,"STANDARD","NORTHFIELD","NJ","PRIMARY",39.369999999999997,-74.55]
[8312,"STANDARD","CLAYTON","NJ","PRIMARY",39.65,-75.08]
[8342,"PO BOX","MIZPAH","NJ","PRIMARY",39.46,-74.72]
[8502,"STANDARD","BELLE MEAD","NJ","PRIMARY",40.46,-74.64]
[8550,"STANDARD","PRINCETON JUNCTION","NJ","PRIMARY",40.32,-74.62]
[8620,"STANDARD","TRENTON","NJ","PRIMARY",40.22,-74.760000000000005]
[8701,"STANDARD","LAKEWOOD","NJ","PRIMARY",40.090000000000003,-74.209999999999994]
[8733,"STANDARD","LAKEHURST","NJ","PRIMARY",40.01,-74.319999999999993]
[8808,"PO BOX","BROADWAY","NJ","PRIMARY",40.71,-75.05]
[8825,"STANDARD","FRENCHTOWN","NJ","PRIMARY",40.520000000000003,-75.05]
[8871,"PO BOX","SAYREVILLE","NJ","PRIMARY",40.46,-74.319999999999993]
[8989,"UNIQUE","NEW BRUNSWICK","NJ","PRIMARY",40.479999999999997,-74.44]
[9323,"MILITARY","APO","AE","PRIMARY",-44.25,33.53]
[10032,"STANDARD","NEW YORK","NY","PRIMARY",40.71,-73.989999999999995]
[10060,"STANDARD","NEW YORK","NY","PRIMARY",40.71,-73.989999999999995]
[10106,"STANDARD","NEW YORK","NY","PRIMARY",40.71,-73.989999999999995]
[10138,"UNIQUE","NEW YORK","NY","PRIMARY",40.71,-73.989999999999995]
[10150,"PO BOX","NEW YORK","NY","PRIMARY",40.71,-73.989999999999995]
[10171,"STANDARD","NEW YORK","NY","PRIMARY",40.71,-73.989999999999995]
[10258,"UNIQUE","NEW YORK","NY","PRIMARY",40.71,-73.989999999999995]
[10292,"UNIQUE","NEW YORK","NY","PRIMARY",40.71,-73.989999999999995]
[10461,"STANDARD","BRONX","NY","PRIMARY",40.840000000000003,-73.87]
[10503,"PO BOX","ARDSLEY ON HUDSON","NY","PRIMARY",41.02,-73.87]
[10537,"STANDARD","LAKE PEEKSKILL","NY","PRIMARY",41.33,-73.88]
[10543,"STANDARD","MAMARONECK","NY","PRIMARY",40.93,-73.72]
[10576,"STANDARD","POUND RIDGE","NY","PRIMARY",41.21,-73.569999999999993]
[10702,"STANDARD","YONKERS","NY","PRIMARY",40.94,-73.86]
[10920,"STANDARD","CONGERS","NY","PRIMARY",41.14,-73.94]
[10956,"STANDARD","NEW CITY","NY","PRIMARY",41.15,-73.989999999999995]
[10976,"STANDARD","SPARKILL","NY","PRIMARY",41.02,-73.900000000000006]
[10993,"STANDARD","WEST HAVERSTRAW","NY","PRIMARY",41.2,-73.98]
[11041,"UNIQUE","NEW HYDE PARK","NY","PRIMARY",40.729999999999997,-73.680000000000007]
[11210,"STANDARD","BROOKLYN","NY","PRIMARY",40.64,-73.94]
[11226,"STANDARD","BROOKLYN","NY","PRIMARY",40.64,-73.94]
[11255,"UNIQUE","BROOKLYN","NY","PRIMARY",40.69,-73.98]
[11355,"STANDARD","FLUSHING","NY","PRIMARY",40.770000000000003,-73.84]
[11375,"STANDARD","FOREST HILLS","NY","PRIMARY",40.72,-73.84]
[11426,"STANDARD","BELLEROSE","NY","PRIMARY",40.72,-73.709999999999994]
[11518,"STANDARD","EAST ROCKAWAY","NY","PRIMARY",40.64,-73.66]
[11566,"STANDARD","MERRICK","NY","PRIMARY",40.65,-73.55]
[11572,"STANDARD","OCEANSIDE","NY","PRIMARY",40.630000000000003,-73.63]
[11697,"STANDARD","BREEZY POINT","NY","PRIMARY",40.56,-73.91]
[11726,"STANDARD","COPIAGUE","NY","PRIMARY",40.67,-73.39]
[11756,"STANDARD","LEVITTOWN","NY","PRIMARY",40.72,-73.510000000000005]
[11779,"STANDARD","RONKONKOMA","NY","PRIMARY",40.799999999999997,-73.12]
[11797,"STANDARD","WOODBURY","NY","PRIMARY",40.81,-73.47]
[11951,"STANDARD","MASTIC BEACH","NY","PRIMARY",40.76,-72.84]
[11956,"PO BOX","NEW SUFFOLK","NY","PRIMARY",40.99,-72.48]
[12020,"STANDARD","BALLSTON SPA","NY","PRIMARY",43,-73.849999999999994]
[12040,"PO BOX","CHERRY PLAIN","NY","PRIMARY",42.66,-73.37]
[12068,"STANDARD","FONDA","NY","PRIMARY",42.95,-74.37]
[12075,"STANDARD","GHENT","NY","PRIMARY",42.3,-73.64]
[12108,"STANDARD","LAKE PLEASANT","NY","PRIMARY",43.55,-74.430000000000007]
[12144,"STANDARD","RENSSELAER","NY","PRIMARY",42.64,-73.73]
[12180,"STANDARD","TROY","NY","PRIMARY",42.73,-73.67]
[12198,"STANDARD","WYNANTSKILL","NY","PRIMARY",42.68,-73.63]
[12232,"UNIQUE","ALBANY","NY","PRIMARY",42.66,-73.790000000000006]
[12236,"UNIQUE","ALBANY","NY","PRIMARY",42.66,-73.790000000000006]
[12288,"UNIQUE","ALBANY","NY","PRIMARY",42.66,-73.790000000000006]
[12412,"STANDARD","BOICEVILLE","NY","PRIMARY",41.99,-74.260000000000005]
[12441,"PO BOX","HIGHMOUNT","NY","PRIMARY",42.16,-74.45]
[12461,"STANDARD","OLIVEBRIDGE","NY","PRIMARY",41.89,-74.239999999999995]
[12494,"STANDARD","WEST SHOKAN","NY","PRIMARY",41.96,-74.28]
[12525,"STANDARD","GARDINER","NY","PRIMARY",41.68,-74.180000000000007]
[12542,"STANDARD","MARLBORO","NY","PRIMARY",41.6,-73.97]
[12555,"PO BOX","NEWBURGH","NY","PRIMARY",41.53,-74.040000000000006]
[12590,"STANDARD","WAPPINGERS FALLS","NY","PRIMARY",41.59,-73.91]
[12725,"STANDARD","CLARYVILLE","NY","PRIMARY",41.91,-74.569999999999993]
[12766,"STANDARD","NORTH BRANCH","NY","PRIMARY",41.8,-74.989999999999995]
[12771,"STANDARD","PORT JERVIS","NY","PRIMARY",41.37,-74.69]
[12819,"STANDARD","CLEMONS","NY","PRIMARY",43.63,-73.430000000000007]
[12838,"STANDARD","HARTFORD","NY","PRIMARY",43.35,-73.400000000000006]
[12864,"PO BOX","SABAEL","NY","PRIMARY",43.72,-74.3]
[12918,"STANDARD","CADYVILLE","NY","PRIMARY",44.66,-73.680000000000007]
[12942,"STANDARD","KEENE","NY","PRIMARY",44.25,-73.78]
[12969,"STANDARD","OWLS HEAD","NY","PRIMARY",44.71,-74.08]
[12975,"PO BOX","PORT KENT","NY","PRIMARY",44.53,-73.42]
[13022,"PO BOX","AUBURN","NY","PRIMARY",42.93,-76.56]
[13056,"PO BOX","EAST HOMER","NY","PRIMARY",42.66,-76.099999999999994]
[13089,"PO BOX","LIVERPOOL","NY","PRIMARY",43.1,-76.209999999999994]
[13121,"PO BOX","NEW HAVEN","NY","PRIMARY",43.46,-76.31]
[13126,"STANDARD","OSWEGO","NY","PRIMARY",43.45,-76.5]
[13159,"STANDARD","TULLY","NY","PRIMARY",42.79,-76.099999999999994]
[13210,"STANDARD","SYRACUSE","NY","PRIMARY",43.04,-76.14]
[13313,"PO BOX","BRIDGEWATER","NY","PRIMARY",42.87,-75.25]
[13340,"STANDARD","FRANKFORT","NY","PRIMARY",43.03,-75.069999999999993]
[13357,"STANDARD","ILION","NY","PRIMARY",43.01,-75.040000000000006]
[13406,"STANDARD","MIDDLEVILLE","NY","PRIMARY",43.13,-74.97]
[13437,"STANDARD","REDFIELD","NY","PRIMARY",43.59,-75.81]
[13483,"STANDARD","WESTDALE","NY","PRIMARY",43.38,-75.81]
[13601,"STANDARD","WATERTOWN","NY","PRIMARY",43.97,-75.91]
[13625,"STANDARD","COLTON","NY","PRIMARY",44.32,-74.819999999999993]
[13631,"PO BOX","DENMARK","NY","PRIMARY",43.89,-75.58]
[13661,"STANDARD","MANNSVILLE","NY","PRIMARY",43.71,-76.06]
[13679,"STANDARD","REDWOOD","NY","PRIMARY",44.32,-75.77]
[13739,"STANDARD","BLOOMVILLE","NY","PRIMARY",42.33,-74.8]
[13775,"STANDARD","FRANKLIN","NY","PRIMARY",42.34,-75.16]
[13808,"STANDARD","MORRIS","NY","PRIMARY",42.54,-75.239999999999995]
[13813,"STANDARD","NINEVEH","NY","PRIMARY",42.19,-75.599999999999994]
[13844,"STANDARD","SOUTH PLYMOUTH","NY","PRIMARY",42.58,-75.56]
[14009,"STANDARD","ARCADE","NY","PRIMARY",42.53,-78.430000000000007]
[14038,"PO BOX","CRITTENDEN","NY","PRIMARY",43.02,-78.510000000000005]
[14062,"STANDARD","FORESTVILLE","NY","PRIMARY",42.46,-79.17]
[14113,"STANDARD","NORTH JAVA","NY","PRIMARY",42.66,-78.33]
[14120,"STANDARD","NORTH TONAWANDA","NY","PRIMARY",43.04,-78.86]
[14204,"STANDARD","BUFFALO","NY","PRIMARY",42.88,-78.849999999999994]
[14220,"STANDARD","BUFFALO","NY","PRIMARY",42.88,-78.849999999999994]
[14272,"UNIQUE","BUFFALO","NY","PRIMARY",42.88,-78.849999999999994]
[14432,"STANDARD","CLIFTON SPRINGS","NY","PRIMARY",42.95,-77.13]
[14453,"PO BOX","FISHERS","NY","PRIMARY",42.99,-77.42]
[14476,"STANDARD","KENDALL","NY","PRIMARY",43.32,-78.03]
[14517,"STANDARD","NUNDA","NY","PRIMARY",42.58,-77.930000000000007]
[14548,"STANDARD","SHORTSVILLE","NY","PRIMARY",42.95,-77.22]
[14588,"PO BOX","WILLARD","NY","PRIMARY",42.68,-76.86]
[14618,"STANDARD","ROCHESTER","NY","PRIMARY",43.16,-77.61]
[14673,"UNIQUE","ROCHESTER","NY","PRIMARY",43.15,-77.599999999999994]
[14702,"PO BOX","JAMESTOWN","NY","PRIMARY",42.09,-79.23]
[14728,"STANDARD","DEWITTVILLE","NY","PRIMARY",42.24,-79.400000000000006]
[14751,"PO BOX","LEON","NY","PRIMARY",42.3,-79]
[14803,"STANDARD","ALFRED STATION","NY","PRIMARY",42.24,-77.81]
[14825,"STANDARD","CHEMUNG","NY","PRIMARY",42,-76.62]
[14847,"STANDARD","INTERLAKEN","NY","PRIMARY",42.61,-76.72]
[14859,"STANDARD","LOCKWOOD","NY","PRIMARY",42.09,-76.55]
[14889,"STANDARD","VAN ETTEN","NY","PRIMARY",42.19,-76.55]
[15017,"STANDARD","BRIDGEVILLE","PA","PRIMARY",40.35,-80.099999999999994]
[15031,"STANDARD","CUDDY","PA","PRIMARY",40.36,-80.17]
[15071,"STANDARD","OAKDALE","PA","PRIMARY",40.39,-80.180000000000007]
[15077,"PO BOX","SHIPPINGPORT","PA","PRIMARY",40.619999999999997,-80.42]
[15127,"PO BOX","INGOMAR","PA","PRIMARY",40.56,-80.02]
[15201,"STANDARD","PITTSBURGH","PA","PRIMARY",40.43,-79.97]
[15222,"STANDARD","PITTSBURGH","PA","PRIMARY",40.43,-79.97]
[15253,"STANDARD","PITTSBURGH","PA","PRIMARY",40.43,-79.97]
[15257,"UNIQUE","PITTSBURGH","PA","PRIMARY",40.43,-79.97]
[15281,"UNIQUE","PITTSBURGH","PA","PRIMARY",40.43,-79.97]
[15324,"PO BOX","COKEBURG","PA","PRIMARY",40.090000000000003,-80.06]
[15351,"PO BOX","NEMACOLIN","PA","PRIMARY",39.869999999999997,-79.92]
[15413,"STANDARD","ALLISON","PA","PRIMARY",39.979999999999997,-79.87]
[15433,"STANDARD","EAST MILLSBORO","PA","PRIMARY",39.979999999999997,-79.959999999999994]
[15465,"PO BOX","MOUNT BRADDOCK","PA","PRIMARY",39.94,-79.67]
[15470,"STANDARD","OHIOPYLE","PA","PRIMARY",39.86,-79.489999999999995]
[15530,"STANDARD","BERLIN","PA","PRIMARY",39.92,-78.95]
[15545,"STANDARD","HYNDMAN","PA","PRIMARY",39.82,-78.72]
[15619,"PO BOX","BOVARD","PA","PRIMARY",40.340000000000003,-79.53]
[15641,"STANDARD","HYDE PARK","PA","PRIMARY",40.630000000000003,-79.58]
[15664,"PO BOX","MAMMOTH","PA","PRIMARY",40.159999999999997,-79.510000000000005]
[15682,"PO BOX","SCHENLEY","PA","PRIMARY",40.68,-79.64]
[15713,"STANDARD","AULTMAN","PA","PRIMARY",40.54,-79.22]
[15746,"PO BOX","HILLSDALE","PA","PRIMARY",40.75,-78.88]
[15767,"STANDARD","PUNXSUTAWNEY","PA","PRIMARY",40.94,-78.97]
[15832,"STANDARD","DRIFTWOOD","PA","PRIMARY",41.34,-78.13]
[15845,"STANDARD","JOHNSONBURG","PA","PRIMARY",41.49,-78.67]
[15906,"STANDARD","JOHNSTOWN","PA","PRIMARY",40.32,-78.91]
[15945,"STANDARD","PARKHILL","PA","PRIMARY",40.36,-78.86]
[16003,"PO BOX","BUTLER","PA","PRIMARY",40.86,-79.89]
[16049,"STANDARD","PARKER","PA","PRIMARY",41.09,-79.680000000000007]
[16115,"STANDARD","DARLINGTON","PA","PRIMARY",40.81,-80.42]
[16116,"STANDARD","EDINBURG","PA","PRIMARY",41.02,-80.459999999999994]
[16146,"STANDARD","SHARON","PA","PRIMARY",41.23,-80.489999999999995]
[16228,"STANDARD","FORD CLIFF","PA","PRIMARY",40.75,-79.53]
[16256,"STANDARD","SMICKSBURG","PA","PRIMARY",40.869999999999997,-79.17]
[16319,"STANDARD","CRANBERRY","PA","PRIMARY",41.35,-79.72]
[16341,"STANDARD","PLEASANTVILLE","PA","PRIMARY",41.59,-79.569999999999993]
[16370,"PO BOX","WEST HICKORY","PA","PRIMARY",41.58,-79.459999999999994]
[16432,"STANDARD","RICEVILLE","PA","PRIMARY",41.78,-79.8]
[16504,"STANDARD","ERIE","PA","PRIMARY",42.12,-80.08]
[16565,"STANDARD","ERIE","PA","PRIMARY",42.12,-80.08]
[16639,"STANDARD","FALLENTIMBER","PA","PRIMARY",40.659999999999997,-78.48]
[16664,"STANDARD","NEW ENTERPRISE","PA","PRIMARY",40.159999999999997,-78.37]
[16669,"STANDARD","PETERSBURG","PA","PRIMARY",40.57,-78.040000000000006]
[16724,"PO BOX","CROSBY","PA","PRIMARY",41.75,-78.37]
[16748,"STANDARD","SHINGLEHOUSE","PA","PRIMARY",41.96,-78.19]
[16839,"STANDARD","GRASSFLAT","PA","PRIMARY",41.01,-78.11]
[16864,"STANDARD","ORVISTON","PA","PRIMARY",41.08,-77.650000000000006]
[16915,"STANDARD","COUDERSPORT","PA","PRIMARY",41.77,-78.010000000000005]
[16926,"STANDARD","GRANVILLE SUMMIT","PA","PRIMARY",41.71,-76.77]
[17001,"PO BOX","CAMP HILL","PA","PRIMARY",40.24,-76.92]
[17018,"STANDARD","DAUPHIN","PA","PRIMARY",40.36,-76.930000000000007]
[17047,"STANDARD","LOYSVILLE","PA","PRIMARY",40.380000000000003,-77.33]
[17072,"PO BOX","NEW KINGSTOWN","PA","PRIMARY",40.229999999999997,-77.02]
[17085,"PO BOX","REXMONT","PA","PRIMARY",40.28,-76.39]
[17102,"STANDARD","HARRISBURG","PA","PRIMARY",40.270000000000003,-76.88]
[17201,"STANDARD","CHAMBERSBURG","PA","PRIMARY",39.93,-77.650000000000006]
[17241,"STANDARD","NEWVILLE","PA","PRIMARY",40.17,-77.400000000000006]
[17264,"STANDARD","THREE SPRINGS","PA","PRIMARY",40.19,-77.98]
[17270,"PO BOX","WILLIAMSON","PA","PRIMARY",39.85,-77.790000000000006]
[17331,"STANDARD","HANOVER","PA","PRIMARY",39.81,-76.98]
[17353,"STANDARD","ORRTANNA","PA","PRIMARY",39.880000000000003,-77.38]
[17415,"UNIQUE","YORK","PA","PRIMARY",39.96,-76.73]
[17532,"STANDARD","HOLTWOOD","PA","PRIMARY",39.82,-76.33]
[17566,"STANDARD","QUARRYVILLE","PA","PRIMARY",39.89,-76.16]
[17606,"PO BOX","LANCASTER","PA","PRIMARY",40.04,-76.3]
[17699,"UNIQUE","LANCASTER","PA","PRIMARY",40.04,-76.3]
[17740,"STANDARD","JERSEY SHORE","PA","PRIMARY",41.2,-77.260000000000005]
[17777,"STANDARD","WATSONTOWN","PA","PRIMARY",41.08,-76.86]
[17840,"PO BOX","LOCUST GAP","PA","PRIMARY",40.79,-76.430000000000007]
[17858,"PO BOX","NUMIDIA","PA","PRIMARY",40.89,-76.41]
[17872,"STANDARD","SHAMOKIN","PA","PRIMARY",40.78,-76.55]
[17934,"STANDARD","GILBERTON","PA","PRIMARY",40.79,-76.22]
[17957,"STANDARD","MUIR","PA","PRIMARY",40.590000000000003,-76.510000000000005]
[18015,"STANDARD","BETHLEHEM","PA","PRIMARY",40.619999999999997,-75.36]
[18052,"STANDARD","WHITEHALL","PA","PRIMARY",40.630000000000003,-75.48]
[18065,"PO BOX","NEFFS","PA","PRIMARY",40.69,-75.55]
[18080,"STANDARD","SLATINGTON","PA","PRIMARY",40.75,-75.61]
[18201,"STANDARD","HAZLETON","PA","PRIMARY",40.950000000000003,-75.97]
[18242,"PO BOX","ONEIDA","PA","PRIMARY",40.9,-76.13]
[18331,"STANDARD","GILBERT","PA","PRIMARY",40.9,-75.430000000000007]
[18354,"STANDARD","SCIOTA","PA","PRIMARY",40.92,-75.28]
[18427,"STANDARD","HAMLIN","PA","PRIMARY",41.4,-75.39]
[18428,"STANDARD","HAWLEY","PA","PRIMARY",41.47,-75.180000000000007]
[18456,"STANDARD","PROMPTON","PA","PRIMARY",41.58,-75.319999999999993]
[18512,"STANDARD","SCRANTON","PA","PRIMARY",41.4,-75.66]
[18622,"STANDARD","HUNTINGTON MILLS","PA","PRIMARY",41.19,-76.23]
[18656,"STANDARD","SWEET VALLEY","PA","PRIMARY",41.28,-76.150000000000006]
[18701,"STANDARD","WILKES BARRE","PA","PRIMARY",41.24,-75.87]
[18830,"STANDARD","LITTLE MEADOWS","PA","PRIMARY",41.99,-76.13]
[18843,"PO BOX","SOUTH MONTROSE","PA","PRIMARY",41.79,-75.89]
[18924,"PO BOX","FRANCONIA","PA","PRIMARY",40.29,-75.33]
[18938,"STANDARD","NEW HOPE","PA","PRIMARY",40.36,-74.95]
[18991,"UNIQUE","WARMINSTER","PA","PRIMARY",40.21,-75.069999999999993]
[19023,"STANDARD","DARBY","PA","PRIMARY",39.92,-75.260000000000005]
[19029,"STANDARD","ESSINGTON","PA","PRIMARY",39.86,-75.28]
[19060,"STANDARD","GARNET VALLEY","PA","PRIMARY",39.840000000000003,-75.489999999999995]
[19083,"STANDARD","HAVERTOWN","PA","PRIMARY",39.97,-75.31]
[19111,"STANDARD","PHILADELPHIA","PA","PRIMARY",40.06,-75.069999999999993]
[19121,"STANDARD","PHILADELPHIA","PA","PRIMARY",39.950000000000003,-75.16]
[19137,"STANDARD","PHILADELPHIA","PA","PRIMARY",39.950000000000003,-75.16]
[19173,"UNIQUE","PHILADELPHIA","PA","PRIMARY",39.950000000000003,-75.16]
[19310,"STANDARD","ATGLEN","PA","PRIMARY",39.94,-75.97]
[19348,"STANDARD","KENNETT SQUARE","PA","PRIMARY",39.840000000000003,-75.709999999999994]
[19383,"UNIQUE","WEST CHESTER","PA","PRIMARY",39.950000000000003,-75.599999999999994]
[19423,"PO BOX","CEDARS","PA","PRIMARY",40.21,-75.36]
[19430,"PO BOX","CREAMERY","PA","PRIMARY",40.22,-75.400000000000006]
[19464,"STANDARD","POTTSTOWN","PA","PRIMARY",40.25,-75.64]
[19489,"UNIQUE","NORRISTOWN","PA","PRIMARY",40.1,-75.47]
[19536,"PO BOX","LYON STATION","PA","PRIMARY",40.520000000000003,-75.739999999999995]
[19567,"STANDARD","WOMELSDORF","PA","PRIMARY",40.36,-76.180000000000007]
[19605,"STANDARD","READING","PA","PRIMARY",40.33,-75.92]
[19736,"STANDARD","YORKLYN","DE","PRIMARY",39.78,-75.650000000000006]
[19810,"STANDARD","WILMINGTON","DE","PRIMARY",39.729999999999997,-75.53]
[19931,"STANDARD","BETHEL","DE","PRIMARY",38.57,-75.61]
[19946,"STANDARD","FREDERICA","DE","PRIMARY",39,-75.459999999999994]
[20009,"STANDARD","WASHINGTON","DC","PRIMARY",38.89,-77.03]
[20015,"STANDARD","WASHINGTON","DC","PRIMARY",38.89,-77.03]
[20046,"UNIQUE","WASHINGTON","DC","PRIMARY",38.89,-77.03]
[20067,"UNIQUE","WASHINGTON","DC","PRIMARY",38.89,-77.03]
[20103,"UNIQUE","DULLES","VA","PRIMARY",38.92,-77.349999999999994]
[20134,"PO BOX","PURCELLVILLE","VA","PRIMARY",39.130000000000003,-77.709999999999994]
[20164,"STANDARD","STERLING","VA","PRIMARY",39,-77.400000000000006]
[20165,"STANDARD","STERLING","VA","PRIMARY",39,-77.400000000000006]
[20190,"STANDARD","RESTON","VA","PRIMARY",38.950000000000003,-77.34]
[20221,"UNIQUE","WASHINGTON","DC","PRIMARY",38.89,-77.03]
[20251,"UNIQUE","WASHINGTON","DC","PRIMARY",38.89,-77.03]
[20370,"UNIQUE","WASHINGTON","DC","PRIMARY",38.89,-77.03]
[20402,"UNIQUE","WASHINGTON","DC","PRIMARY",38.89,-77.03]
[20410,"UNIQUE","WASHINGTON","DC","PRIMARY",38.89,-77.03]
[20437,"UNIQUE","WASHINGTON","DC","PRIMARY",38.89,-77.03]
[20469,"UNIQUE","WASHINGTON","DC","PRIMARY",38.89,-77.03]
[20536,"UNIQUE","WASHINGTON","DC","PRIMARY",38.89,-77.03]
[20560,"UNIQUE","WASHINGTON","DC","PRIMARY",38.89,-77.03]
[20580,"UNIQUE","WASHINGTON","DC","PRIMARY",38.89,-77.03]
[20607,"STANDARD","ACCOKEEK","MD","PRIMARY",38.67,-77.010000000000005]
[20629,"PO BOX","DOWELL","MD","PRIMARY",38.35,-76.44]
[20677,"STANDARD","PORT TOBACCO","MD","PRIMARY",38.49,-77.040000000000006]
[20709,"PO BOX","LAUREL","MD","PRIMARY",39.090000000000003,-76.849999999999994]
[20736,"STANDARD","OWINGS","MD","PRIMARY",38.69,-76.62]
[20762,"STANDARD","ANDREWS AIR FORCE BASE","MD","PRIMARY",38.799999999999997,-76.87]
[20765,"PO BOX","GALESVILLE","MD","PRIMARY",38.840000000000003,-76.540000000000006]
[20799,"UNIQUE","CAPITOL HEIGHTS","MD","PRIMARY",38.869999999999997,-76.900000000000006]
[20851,"STANDARD","ROCKVILLE","MD","PRIMARY",39.08,-77.150000000000006]
[20879,"STANDARD","GAITHERSBURG","MD","PRIMARY",39.14,-77.209999999999994]
[20912,"STANDARD","TAKOMA PARK","MD","PRIMARY",38.979999999999997,-77]
[20918,"PO BOX","SILVER SPRING","MD","PRIMARY",39.01,-77.02]
[21048,"STANDARD","FINKSBURG","MD","PRIMARY",39.49,-76.88]
[21065,"UNIQUE","HUNT VALLEY","MD","PRIMARY",39.49,-76.650000000000006]
[21108,"STANDARD","MILLERSVILLE","MD","PRIMARY",39.049999999999997,-76.64]
[21139,"PO BOX","RIDERWOOD","MD","PRIMARY",39.4,-76.599999999999994]
[21163,"STANDARD","WOODSTOCK","MD","PRIMARY",39.32,-76.87]
[21221,"STANDARD","ESSEX","MD","PRIMARY",39.299999999999997,-76.44]
[21270,"PO BOX","BALTIMORE","MD","PRIMARY",39.299999999999997,-76.61]
[21290,"UNIQUE","BALTIMORE","MD","PRIMARY",39.299999999999997,-76.61]
[21532,"STANDARD","FROSTBURG","MD","PRIMARY",39.659999999999997,-78.92]
[21619,"STANDARD","CHESTER","MD","PRIMARY",38.950000000000003,-76.28]
[21645,"STANDARD","KENNEDYVILLE","MD","PRIMARY",39.299999999999997,-75.98]
[21651,"STANDARD","MILLINGTON","MD","PRIMARY",39.25,-75.84]
[21677,"STANDARD","WOOLFORD","MD","PRIMARY",38.5,-76.180000000000007]
[21714,"PO BOX","BRADDOCK HEIGHTS","MD","PRIMARY",39.409999999999997,-77.5]
[21755,"STANDARD","JEFFERSON","MD","PRIMARY",39.36,-77.53]
[21782,"STANDARD","SHARPSBURG","MD","PRIMARY",39.450000000000003,-77.739999999999995]
[21814,"STANDARD","BIVALVE","MD","PRIMARY",38.299999999999997,-75.88]
[21836,"PO BOX","MANOKIN","MD","PRIMARY",38.11,-75.75]
[21869,"STANDARD","VIENNA","MD","PRIMARY",38.479999999999997,-75.819999999999993]
[21917,"STANDARD","COLORA","MD","PRIMARY",39.659999999999997,-76.09]
[22047,"UNIQUE","FALLS CHURCH","VA","PRIMARY",38.86,-77.22]
[22125,"PO BOX","OCCOQUAN","VA","PRIMARY",38.68,-77.260000000000005]
[22161,"UNIQUE","SPRINGFIELD","VA","PRIMARY",38.78,-77.17]
[22201,"STANDARD","ARLINGTON","VA","PRIMARY",38.869999999999997,-77.099999999999994]
[22234,"UNIQUE","ARLINGTON","VA","PRIMARY",38.89,-77.069999999999993]
[22332,"STANDARD","ALEXANDRIA","VA","PRIMARY",38.82,-77.08]
[22435,"STANDARD","CALLAO","VA","PRIMARY",37.96,-76.55]
[22504,"STANDARD","LANEVIEW","VA","PRIMARY",37.770000000000003,-76.73]
[22507,"PO BOX","LIVELY","VA","PRIMARY",37.770000000000003,-76.510000000000005]
[22554,"STANDARD","STAFFORD","VA","PRIMARY",38.42,-77.400000000000006]
[22622,"PO BOX","BRUCETOWN","VA","PRIMARY",39.25,-78.05]
[22656,"STANDARD","STEPHENSON","VA","PRIMARY",39.200000000000003,-78.09]
[22727,"STANDARD","MADISON","VA","PRIMARY",38.369999999999997,-78.25]
[22734,"STANDARD","REMINGTON","VA","PRIMARY",38.53,-77.8]
[22815,"STANDARD","BROADWAY","VA","PRIMARY",38.6,-78.790000000000006]
[22847,"STANDARD","QUICKSBURG","VA","PRIMARY",38.72,-78.709999999999994]
[22939,"STANDARD","FISHERSVILLE","VA","PRIMARY",38.090000000000003,-78.959999999999994]
[22980,"STANDARD","WAYNESBORO","VA","PRIMARY",38.06,-78.900000000000006]
[23021,"STANDARD","BOHANNON","VA","PRIMARY",37.39,-76.349999999999994]
[23071,"STANDARD","HARTFIELD","VA","PRIMARY",37.549999999999997,-76.44]
[23081,"PO BOX","JAMESTOWN","VA","PRIMARY",37.22,-76.760000000000005]
[23129,"STANDARD","OILVILLE","VA","PRIMARY",37.700000000000003,-77.78]
[23150,"STANDARD","SANDSTON","VA","PRIMARY",37.51,-77.27]
[23190,"PO BOX","WOODS CROSS ROADS","VA","PRIMARY",37.43,-76.540000000000006]
[23237,"STANDARD","RICHMOND","VA","PRIMARY",37.549999999999997,-77.459999999999994]
[23261,"PO BOX","RICHMOND","VA","PRIMARY",37.549999999999997,-77.459999999999994]
[23298,"STANDARD","RICHMOND","VA","PRIMARY",37.549999999999997,-77.459999999999994]
[23328,"PO BOX","CHESAPEAKE","VA","PRIMARY",36.67,-76.3]
[23410,"STANDARD","MELFA","VA","PRIMARY",37.64,-75.739999999999995]
[23434,"STANDARD","SUFFOLK","VA","PRIMARY",36.700000000000003,-76.63]
[23465,"UNIQUE","VIRGINIA BEACH","VA","PRIMARY",36.729999999999997,-76.040000000000006]
[23509,"STANDARD","NORFOLK","VA","PRIMARY",36.840000000000003,-76.28]
[23515,"UNIQUE","NORFOLK","VA","PRIMARY",36.840000000000003,-76.28]
[23663,"STANDARD","HAMPTON","VA","PRIMARY",37.04,-76.290000000000006]
[23708,"STANDARD","PORTSMOUTH","VA","PRIMARY",36.83,-76.290000000000006]
[23841,"STANDARD","DINWIDDIE","VA","PRIMARY",37.07,-77.58]
[23846,"STANDARD","ELBERON","VA","PRIMARY",37.07,-76.88]
[23917,"STANDARD","BOYDTON","VA","PRIMARY",36.659999999999997,-78.38]
[23934,"STANDARD","CULLEN","VA","PRIMARY",37.11,-78.650000000000006]
[23976,"STANDARD","WYLLIESBURG","VA","PRIMARY",36.85,-78.58]
[24022,"PO BOX","ROANOKE","VA","PRIMARY",37.270000000000003,-79.95]
[24033,"PO BOX","ROANOKE","VA","PRIMARY",37.270000000000003,-79.95]
[24079,"STANDARD","COPPER HILL","VA","PRIMARY",37.08,-80.13]
[24086,"STANDARD","EGGLESTON","VA","PRIMARY",37.28,-80.63]
[24130,"STANDARD","ORISKANY","VA","PRIMARY",37.61,-79.98]
[24155,"UNIQUE","ROANOKE","VA","PRIMARY",37.29,-80.06]
[24216,"STANDARD","APPALACHIA","VA","PRIMARY",36.9,-82.78]
[24256,"STANDARD","HAYSI","VA","PRIMARY",37.200000000000003,-82.29]
[24265,"STANDARD","KEOKEE","VA","PRIMARY",36.86,-82.9]
[24319,"STANDARD","CHILHOWIE","VA","PRIMARY",36.799999999999997,-81.680000000000007]
[24370,"STANDARD","SALTVILLE","VA","PRIMARY",36.869999999999997,-81.760000000000005]
[24435,"STANDARD","FAIRFIELD","VA","PRIMARY",37.880000000000003,-79.3]
[24477,"STANDARD","STUARTS DRAFT","VA","PRIMARY",38.020000000000003,-79.02]
[24517,"STANDARD","ALTAVISTA","VA","PRIMARY",37.119999999999997,-79.28]
[24528,"STANDARD","BROOKNEAL","VA","PRIMARY",37.049999999999997,-78.94]
[24557,"STANDARD","GRETNA","VA","PRIMARY",36.950000000000003,-79.36]
[24597,"STANDARD","VERNON HILL","VA","PRIMARY",36.79,-79.12]
[24613,"STANDARD","FALLS MILLS","VA","PRIMARY",37.26,-81.33]
[24731,"STANDARD","KEGLEY","WV","PRIMARY",37.4,-81.13]
[24831,"PO BOX","ELKHORN","WV","PRIMARY",37.35,-81.45]
[24846,"STANDARD","ISABAN","WV","PRIMARY",37.53,-81.849999999999994]
[24869,"STANDARD","NORTH SPRING","WV","PRIMARY",37.520000000000003,-81.790000000000006]
[24924,"STANDARD","BUCKEYE","WV","PRIMARY",38.19,-80.14]
[24945,"STANDARD","GREENVILLE","WV","PRIMARY",37.53,-80.66]
[25030,"STANDARD","BOMONT","WV","PRIMARY",38.4,-81.209999999999994]
[25039,"STANDARD","CEDAR GROVE","WV","PRIMARY",38.22,-81.42]
[25082,"STANDARD","FRAZIERS BOTTOM","WV","PRIMARY",38.54,-82.02]
[25119,"STANDARD","KINCAID","WV","PRIMARY",38.020000000000003,-81.260000000000005]
[25164,"STANDARD","PROCIOUS","WV","PRIMARY",38.47,-81.22]
[25208,"STANDARD","WHARTON","WV","PRIMARY",37.9,-81.69]
[25267,"STANDARD","NORMANTOWN","WV","PRIMARY",38.89,-80.95]
[25317,"UNIQUE","CHARLESTON","WV","PRIMARY",38.35,-81.63]
[25324,"PO BOX","CHARLESTON","WV","PRIMARY",38.35,-81.63]
[25405,"STANDARD","MARTINSBURG","WV","PRIMARY",39.46,-77.959999999999994]
[25427,"STANDARD","HEDGESVILLE","WV","PRIMARY",39.549999999999997,-77.989999999999995]
[25512,"STANDARD","EAST LYNN","WV","PRIMARY",38.19,-82.32]
[25544,"STANDARD","MYRA","WV","PRIMARY",38.22,-82.13]
[25564,"STANDARD","SOD","WV","PRIMARY",38.26,-81.88]
[25638,"STANDARD","OMAR","WV","PRIMARY",37.72,-82.01]
[25702,"STANDARD","HUNTINGTON","WV","PRIMARY",38.409999999999997,-82.43]
[25716,"PO BOX","HUNTINGTON","WV","PRIMARY",38.409999999999997,-82.43]
[25801,"STANDARD","BECKLEY","WV","PRIMARY",37.78,-81.180000000000007]
[25818,"PO BOX","BRADLEY","WV","PRIMARY",37.86,-81.19]
[25848,"STANDARD","GLEN ROGERS","WV","PRIMARY",37.729999999999997,-81.44]
[25882,"STANDARD","MULLENS","WV","PRIMARY",37.57,-81.38]
[25951,"STANDARD","HINTON","WV","PRIMARY",37.659999999999997,-80.88]
[26035,"STANDARD","COLLIERS","WV","PRIMARY",40.340000000000003,-80.55]
[26104,"STANDARD","PARKERSBURG","WV","PRIMARY",39.26,-81.540000000000006]
[26133,"STANDARD","BELLEVILLE","WV","PRIMARY",39.119999999999997,-81.67]
[26170,"STANDARD","SAINT MARYS","WV","PRIMARY",39.4,-81.19]
[26229,"PO BOX","LORENTZ","WV","PRIMARY",38.99,-80.290000000000006]
[26278,"STANDARD","MABIE","WV","PRIMARY",38.81,-80.03]
[26321,"STANDARD","ALUM BRIDGE","WV","PRIMARY",39.04,-80.69]
[26385,"STANDARD","LOST CREEK","WV","PRIMARY",39.15,-80.349999999999994]
[26410,"STANDARD","NEWBURG","WV","PRIMARY",39.380000000000003,-79.849999999999994]
[26507,"PO BOX","MORGANTOWN","WV","PRIMARY",39.630000000000003,-79.94]
[26542,"STANDARD","MASONTOWN","WV","PRIMARY",39.549999999999997,-79.8]
[26581,"STANDARD","LITTLETON","WV","PRIMARY",39.69,-80.510000000000005]
[26619,"STANDARD","EXCHANGE","WV","PRIMARY",38.79,-80.760000000000005]
[26731,"STANDARD","LAHMANSVILLE","WV","PRIMARY",39.119999999999997,-79.08]
[26739,"STANDARD","MOUNT STORM","WV","PRIMARY",39.270000000000003,-79.239999999999995]
[26852,"STANDARD","PURGITSVILLE","WV","PRIMARY",39.229999999999997,-78.92]
[27023,"STANDARD","LEWISVILLE","NC","PRIMARY",36.090000000000003,-80.400000000000006]
[27055,"STANDARD","YADKINVILLE","NC","PRIMARY",36.130000000000003,-80.650000000000006]
[27152,"UNIQUE","WINSTON SALEM","NC","PRIMARY",36.1,-80.239999999999995]
[27199,"UNIQUE","WINSTON SALEM","NC","PRIMARY",36.1,-80.239999999999995]
[27233,"STANDARD","CLIMAX","NC","PRIMARY",35.92,-79.73]
[27284,"STANDARD","KERNERSVILLE","NC","PRIMARY",36.11,-80.069999999999993]
[27315,"STANDARD","PROVIDENCE","NC","PRIMARY",36.5,-79.36]
[27360,"STANDARD","THOMASVILLE","NC","PRIMARY",35.880000000000003,-80.069999999999993]
[27411,"UNIQUE","GREENSBORO","NC","PRIMARY",36.07,-79.819999999999993]
[27501,"STANDARD","ANGIER","NC","PRIMARY",35.51,-78.73]
[27511,"STANDARD","CARY","NC","PRIMARY",35.78,-78.790000000000006]
[27532,"PO BOX","GOLDSBORO","NC","PRIMARY",35.369999999999997,-77.97]
[27552,"PO BOX","MAMERS","NC","PRIMARY",35.409999999999997,-78.94]
[27599,"UNIQUE","CHAPEL HILL","NC","PRIMARY",35.92,-79.040000000000006]
[27622,"PO BOX","RALEIGH","NC","PRIMARY",35.82,-78.650000000000006]
[27636,"PO BOX","RALEIGH","NC","PRIMARY",35.82,-78.650000000000006]
[27702,"PO BOX","DURHAM","NC","PRIMARY",35.979999999999997,-78.91]
[27811,"PO BOX","BELLARTHUR","NC","PRIMARY",35.57,-77.489999999999995]
[27836,"PO BOX","GREENVILLE","NC","PRIMARY",35.590000000000003,-77.37]
[27865,"STANDARD","PINETOWN","NC","PRIMARY",35.6,-76.83]
[27884,"STANDARD","STOKES","NC","PRIMARY",35.71,-77.27]
[27889,"STANDARD","WASHINGTON","NC","PRIMARY",35.549999999999997,-77.05]
[27925,"STANDARD","COLUMBIA","NC","PRIMARY",35.909999999999997,-76.25]
[27956,"STANDARD","MAPLE","NC","PRIMARY",36.409999999999997,-76]
[27982,"PO BOX","WAVES","NC","PRIMARY",35.549999999999997,-75.459999999999994]
[28027,"STANDARD","CONCORD","NC","PRIMARY",35.4,-80.59]
[28038,"PO BOX","EARL","NC","PRIMARY",35.19,-81.53]
[28080,"STANDARD","IRON STATION","NC","PRIMARY",35.44,-81.150000000000006]
[28129,"STANDARD","OAKBORO","NC","PRIMARY",35.22,-80.319999999999993]
[28144,"STANDARD","SALISBURY","NC","PRIMARY",35.659999999999997,-80.48]
[28208,"STANDARD","CHARLOTTE","NC","PRIMARY",35.19,-80.83]
[28220,"PO BOX","CHARLOTTE","NC","PRIMARY",35.19,-80.83]
[28266,"PO BOX","CHARLOTTE","NC","PRIMARY",35.19,-80.83]
[28273,"STANDARD","CHARLOTTE","NC","PRIMARY",35.19,-80.83]
[28309,"PO BOX","FAYETTEVILLE","NC","PRIMARY",35.049999999999997,-78.87]
[28344,"STANDARD","GODWIN","NC","PRIMARY",35.21,-78.680000000000007]
[28364,"STANDARD","MAXTON","NC","PRIMARY",34.729999999999997,-79.349999999999994]
[28386,"STANDARD","SHANNON","NC","PRIMARY",34.83,-79.11]
[28395,"STANDARD","WADE","NC","PRIMARY",35.159999999999997,-78.73]
[28425,"STANDARD","BURGAW","NC","PRIMARY",34.549999999999997,-77.92]
[28451,"STANDARD","LELAND","NC","PRIMARY",34.24,-78]
[28480,"STANDARD","WRIGHTSVILLE BEACH","NC","PRIMARY",34.21,-77.790000000000006]
[28527,"STANDARD","ERNUL","NC","PRIMARY",35.29,-77.03]
[28560,"STANDARD","NEW BERN","NC","PRIMARY",35.11,-77.069999999999993]
[28584,"STANDARD","SWANSBORO","NC","PRIMARY",34.69,-77.12]
[28601,"STANDARD","HICKORY","NC","PRIMARY",35.729999999999997,-81.319999999999993]
[28628,"PO BOX","GLEN ALPINE","NC","PRIMARY",35.72,-81.77]
[28644,"STANDARD","LAUREL SPRINGS","NC","PRIMARY",36.44,-81.25]
[28676,"STANDARD","STATE ROAD","NC","PRIMARY",36.39,-80.89]
[28707,"PO BOX","BALSAM","NC","PRIMARY",35.42,-83.08]
[28708,"STANDARD","BALSAM GROVE","NC","PRIMARY",35.22,-82.87]
[28742,"STANDARD","HORSE SHOE","NC","PRIMARY",35.39,-82.64]
[28757,"PO BOX","MONTREAT","NC","PRIMARY",35.64,-82.3]
[28782,"STANDARD","TRYON","NC","PRIMARY",35.200000000000003,-82.23]
[28792,"STANDARD","HENDERSONVILLE","NC","PRIMARY",35.32,-82.46]
[28909,"STANDARD","WARNE","NC","PRIMARY",34.99,-83.9]
[29040,"STANDARD","DALZELL","SC","PRIMARY",34.03,-80.45]
[29073,"STANDARD","LEXINGTON","SC","PRIMARY",33.979999999999997,-81.22]
[29117,"UNIQUE","ORANGEBURG","SC","PRIMARY",33.49,-80.86]
[29154,"STANDARD","SUMTER","SC","PRIMARY",33.94,-80.39]
[29205,"STANDARD","COLUMBIA","SC","PRIMARY",34,-81.03]
[29240,"PO BOX","COLUMBIA","SC","PRIMARY",34,-81.03]
[29301,"STANDARD","SPARTANBURG","SC","PRIMARY",34.94,-81.92]
[29335,"STANDARD","ENOREE","SC","PRIMARY",34.65,-81.96]
[29376,"STANDARD","ROEBUCK","SC","PRIMARY",34.869999999999997,-81.96]
[29417,"PO BOX","CHARLESTON","SC","PRIMARY",32.78,-79.989999999999995]
[29442,"PO BOX","GEORGETOWN","SC","PRIMARY",33.36,-79.290000000000006]
[29465,"PO BOX","MOUNT PLEASANT","SC","PRIMARY",32.82,-79.86]
[29482,"STANDARD","SULLIVANS ISLAND","SC","PRIMARY",32.76,-79.83]
[29525,"STANDARD","CLIO","SC","PRIMARY",34.57,-79.540000000000006]
[29574,"STANDARD","MULLINS","SC","PRIMARY",34.200000000000003,-79.25]
[29589,"PO BOX","RAINS","SC","PRIMARY",34.090000000000003,-79.31]
[29617,"STANDARD","GREENVILLE","SC","PRIMARY",34.83,-82.37]
[29626,"STANDARD","ANDERSON","SC","PRIMARY",34.51,-82.64]
[29646,"STANDARD","GREENWOOD","SC","PRIMARY",34.19,-82.15]
[29675,"PO BOX","RICHLAND","SC","PRIMARY",34.700000000000003,-83.02]
[29708,"STANDARD","FORT MILL","SC","PRIMARY",35,-80.94]
[29730,"STANDARD","ROCK HILL","SC","PRIMARY",34.93,-81.02]
[29741,"STANDARD","RUBY","SC","PRIMARY",34.74,-80.17]
[29829,"STANDARD","GRANITEVILLE","SC","PRIMARY",33.56,-81.81]
[29856,"STANDARD","WINDSOR","SC","PRIMARY",33.479999999999997,-81.510000000000005]
[29925,"PO BOX","HILTON HEAD ISLAND","SC","PRIMARY",32.19,-80.739999999999995]
[30005,"STANDARD","ALPHARETTA","GA","PRIMARY",34.06,-84.27]
[30024,"STANDARD","SUWANEE","GA","PRIMARY",34.049999999999997,-84.07]
[30055,"STANDARD","MANSFIELD","GA","PRIMARY",33.51,-83.73]
[30062,"STANDARD","MARIETTA","GA","PRIMARY",33.950000000000003,-84.54]
[30096,"STANDARD","DULUTH","GA","PRIMARY",34,-84.15]
[30109,"PO BOX","BOWDON JUNCTION","GA","PRIMARY",33.65,-85.13]
[30138,"PO BOX","ESOM HILL","GA","PRIMARY",33.93,-85.37]
[30147,"STANDARD","LINDALE","GA","PRIMARY",34.18,-85.18]
[30168,"STANDARD","AUSTELL","GA","PRIMARY",33.82,-84.64]
[30215,"STANDARD","FAYETTEVILLE","GA","PRIMARY",33.44,-84.46]
[30263,"STANDARD","NEWNAN","GA","PRIMARY",33.369999999999997,-84.78]
[30284,"PO BOX","SUNNY SIDE","GA","PRIMARY",33.340000000000003,-84.29]
[30311,"STANDARD","ATLANTA","GA","PRIMARY",33.76,-84.42]
[30317,"STANDARD","ATLANTA","GA","PRIMARY",33.74,-84.31]
[30338,"STANDARD","ATLANTA","GA","PRIMARY",33.94,-84.31]
[30361,"STANDARD","ATLANTA","GA","PRIMARY",33.78,-84.38]
[30396,"UNIQUE","ATLANTA","GA","PRIMARY",33.64,-84.39]
[30434,"STANDARD","LOUISVILLE","GA","PRIMARY",32.99,-82.4]
[30470,"STANDARD","TARRYTOWN","GA","PRIMARY",32.31,-82.55]
[30522,"STANDARD","CHERRY LOG","GA","PRIMARY",34.78,-84.45]
[30540,"STANDARD","ELLIJAY","GA","PRIMARY",34.69,-84.48]
[30552,"STANDARD","LAKEMONT","GA","PRIMARY",34.78,-83.41]
[30597,"UNIQUE","DAHLONEGA","GA","PRIMARY",34.53,-83.98]
[30623,"PO BOX","BOSTWICK","GA","PRIMARY",33.729999999999997,-83.51]
[30666,"STANDARD","STATHAM","GA","PRIMARY",33.96,-83.59]
[30673,"STANDARD","WASHINGTON","GA","PRIMARY",33.729999999999997,-82.74]
[30746,"STANDARD","SUGAR VALLEY","GA","PRIMARY",34.549999999999997,-85.03]
[30807,"PO BOX","CAMAK","GA","PRIMARY",33.450000000000003,-82.64]
[30906,"STANDARD","AUGUSTA","GA","PRIMARY",33.450000000000003,-81.99]
[30917,"PO BOX","AUGUSTA","GA","PRIMARY",33.450000000000003,-81.99]
[31035,"STANDARD","HARRISON","GA","PRIMARY",32.82,-82.72]
[31060,"STANDARD","MILAN","GA","PRIMARY",32.01,-83.06]
[31065,"STANDARD","MONTROSE","GA","PRIMARY",32.56,-83.15]
[31090,"STANDARD","TOOMSBORO","GA","PRIMARY",32.82,-83.08]
[31156,"PO BOX","ATLANTA","GA","PRIMARY",33.76,-84.42]
[31220,"STANDARD","MACON","GA","PRIMARY",32.83,-83.65]
[31321,"STANDARD","PEMBROKE","GA","PRIMARY",32.130000000000003,-81.62]
[31323,"STANDARD","RICEBORO","GA","PRIMARY",31.72,-81.44]
[31420,"PO BOX","SAVANNAH","GA","PRIMARY",32.08,-81.099999999999994]
[31532,"STANDARD","DENTON","GA","PRIMARY",31.72,-82.69]
[31563,"STANDARD","SURRENCY","GA","PRIMARY",31.72,-82.19]
[31632,"STANDARD","HAHIRA","GA","PRIMARY",30.99,-83.37]
[31650,"STANDARD","WILLACOOCHEE","GA","PRIMARY",31.34,-83.04]
[31709,"STANDARD","AMERICUS","GA","PRIMARY",32.07,-84.22]
[31756,"STANDARD","HARTSFIELD","GA","PRIMARY",31.21,-83.97]
[31799,"PO BOX","THOMASVILLE","GA","PRIMARY",30.83,-83.97]
[31822,"STANDARD","PINE MOUNTAIN","GA","PRIMARY",32.86,-84.85]
[31914,"PO BOX","COLUMBUS","GA","PRIMARY",32.51,-84.87]
[31998,"UNIQUE","COLUMBUS","GA","PRIMARY",32.51,-84.87]
[32058,"STANDARD","LAWTEY","FL","PRIMARY",30.04,-82.07]
[32080,"STANDARD","SAINT AUGUSTINE","FL","PRIMARY",29.8,-81.260000000000005]
[32118,"STANDARD","DAYTONA BEACH","FL","PRIMARY",29.19,-81.05]
[32143,"STANDARD","PALM COAST","FL","PRIMARY",29.42,-81.16]
[32178,"PO BOX","PALATKA","FL","PRIMARY",29.64,-81.650000000000006]
[32183,"PO BOX","OCKLAWAHA","FL","PRIMARY",29.04,-81.92]
[32214,"UNIQUE","JACKSONVILLE","FL","PRIMARY",30.33,-81.650000000000006]
[32238,"PO BOX","JACKSONVILLE","FL","PRIMARY",30.33,-81.650000000000006]
[32302,"PO BOX","TALLAHASSEE","FL","PRIMARY",30.45,-84.28]
[32323,"PO BOX","LANARK VILLAGE","FL","PRIMARY",29.88,-84.59]
[32358,"STANDARD","SOPCHOPPY","FL","PRIMARY",30.05,-84.48]
[32359,"STANDARD","STEINHATCHEE","FL","PRIMARY",29.67,-83.39]
[32437,"STANDARD","EBRO","FL","PRIMARY",30.44,-85.88]
[32455,"STANDARD","PONCE DE LEON","FL","PRIMARY",30.72,-85.93]
[32512,"UNIQUE","PENSACOLA","FL","PRIMARY",30.44,-87.18]
[32549,"PO BOX","FORT WALTON BEACH","FL","PRIMARY",30.42,-86.61]
[32569,"STANDARD","MARY ESTHER","FL","PRIMARY",30.41,-86.66]
[32601,"STANDARD","GAINESVILLE","FL","PRIMARY",29.67,-82.33]
[32631,"STANDARD","EARLETON","FL","PRIMARY",29.71,-82.11]
[32693,"STANDARD","TRENTON","FL","PRIMARY",29.61,-82.81]
[32718,"PO BOX","CASSELBERRY","FL","PRIMARY",28.66,-81.319999999999993]
[32747,"PO BOX","LAKE MONROE","FL","PRIMARY",28.84,-81.27]
[32757,"STANDARD","MOUNT DORA","FL","PRIMARY",28.8,-81.64]
[32784,"STANDARD","UMATILLA","FL","PRIMARY",28.92,-81.66]
[32811,"STANDARD","ORLANDO","FL","PRIMARY",28.5,-81.37]
[32835,"STANDARD","ORLANDO","FL","PRIMARY",28.5,-81.37]
[32897,"UNIQUE","ORLANDO","FL","PRIMARY",28.5,-81.37]
[32926,"STANDARD","COCOA","FL","PRIMARY",28.37,-80.75]
[32955,"STANDARD","ROCKLEDGE","FL","PRIMARY",28.31,-80.72]
[32963,"STANDARD","VERO BEACH","FL","PRIMARY",27.64,-80.39]
[33019,"STANDARD","HOLLYWOOD","FL","PRIMARY",26.02,-80.16]
[33050,"STANDARD","MARATHON","FL","PRIMARY",24.71,-81.08]
[33068,"STANDARD","POMPANO BEACH","FL","PRIMARY",26.23,-80.13]
[33124,"PO BOX","MIAMI","FL","PRIMARY",25.77,-80.2]
[33129,"STANDARD","MIAMI","FL","PRIMARY",25.77,-80.2]
[33158,"STANDARD","MIAMI","FL","PRIMARY",25.77,-80.2]
[33175,"STANDARD","MIAMI","FL","PRIMARY",25.77,-80.2]
[33199,"UNIQUE","MIAMI","FL","PRIMARY",25.77,-80.2]
[33306,"STANDARD","FORT LAUDERDALE","FL","PRIMARY",26.14,-80.13]
[33307,"PO BOX","FORT LAUDERDALE","FL","PRIMARY",26.14,-80.13]
[33328,"STANDARD","FORT LAUDERDALE","FL","PRIMARY",26.14,-80.13]
[33404,"STANDARD","WEST PALM BEACH","FL","PRIMARY",26.74,-80.12]
[33426,"STANDARD","BOYNTON BEACH","FL","PRIMARY",26.52,-80.08]
[33455,"STANDARD","HOBE SOUND","FL","PRIMARY",27.07,-80.13]
[33476,"STANDARD","PAHOKEE","FL","PRIMARY",26.81,-80.66]
[33525,"STANDARD","DADE CITY","FL","PRIMARY",28.36,-82.19]
[33537,"PO BOX","LACOOCHEE","FL","PRIMARY",28.46,-82.16]
[33572,"STANDARD","APOLLO BEACH","FL","PRIMARY",27.78,-82.39]
[33596,"STANDARD","VALRICO","FL","PRIMARY",27.88,-82.24]
[33629,"STANDARD","TAMPA","FL","PRIMARY",27.95,-82.48]
[33677,"PO BOX","TAMPA","FL","PRIMARY",27.95,-82.48]
[33703,"STANDARD","SAINT PETERSBURG","FL","PRIMARY",27.75,-82.64]
[33729,"UNIQUE","SAINT PETERSBURG","FL","PRIMARY",27.75,-82.64]
[33761,"STANDARD","CLEARWATER","FL","PRIMARY",27.97,-82.76]
[33807,"PO BOX","LAKELAND","FL","PRIMARY",28.04,-81.96]
[33835,"PO BOX","BRADLEY","FL","PRIMARY",27.79,-81.849999999999994]
[33862,"PO BOX","LAKE PLACID","FL","PRIMARY",27.29,-81.36]
[33871,"PO BOX","SEBRING","FL","PRIMARY",27.49,-81.45]
[33902,"PO BOX","FORT MYERS","FL","PRIMARY",26.63,-81.849999999999994]
[33930,"PO BOX","FELDA","FL","PRIMARY",26.54,-81.430000000000007]
[33965,"UNIQUE","FORT MYERS","FL","PRIMARY",26.63,-81.849999999999994]
[34107,"PO BOX","NAPLES","FL","PRIMARY",26.27,-81.819999999999993]
[34202,"STANDARD","BRADENTON","FL","PRIMARY",27.48,-82.57]
[34203,"STANDARD","BRADENTON","FL","PRIMARY",27.48,-82.57]
[34230,"PO BOX","SARASOTA","FL","PRIMARY",27.33,-82.54]
[34276,"PO BOX","SARASOTA","FL","PRIMARY",27.33,-82.54]
[34429,"STANDARD","CRYSTAL RIVER","FL","PRIMARY",28.9,-82.59]
[34460,"PO BOX","LECANTO","FL","PRIMARY",28.85,-82.48]
[34478,"PO BOX","OCALA","FL","PRIMARY",29.18,-82.13]
[34609,"STANDARD","SPRING HILL","FL","PRIMARY",28.55,-82.39]
[34691,"STANDARD","HOLIDAY","FL","PRIMARY",28.18,-82.74]
[34734,"STANDARD","GOTHA","FL","PRIMARY",28.54,-81.52]
[34772,"STANDARD","SAINT CLOUD","FL","PRIMARY",28.24,-81.28]
[34789,"PO BOX","LEESBURG","FL","PRIMARY",28.8,-81.88]
[35007,"STANDARD","ALABASTER","AL","PRIMARY",33.22,-86.82]
[35015,"PO BOX","ALTON","AL","PRIMARY",33.61,-86.59]
[35057,"STANDARD","CULLMAN","AL","PRIMARY",34.17,-86.83]
[35080,"STANDARD","HELENA","AL","PRIMARY",33.28,-86.85]
[35127,"STANDARD","PLEASANT GROVE","AL","PRIMARY",33.479999999999997,-86.97]
[35172,"STANDARD","TRAFFORD","AL","PRIMARY",33.82,-86.74]
[35178,"STANDARD","VINCENT","AL","PRIMARY",33.380000000000003,-86.4]
[35215,"STANDARD","BIRMINGHAM","AL","PRIMARY",33.520000000000003,-86.79]
[35237,"PO BOX","BIRMINGHAM","AL","PRIMARY",33.520000000000003,-86.79]
[35279,"UNIQUE","BIRMINGHAM","AL","PRIMARY",33.42,-86.78]
[35407,"PO BOX","TUSCALOOSA","AL","PRIMARY",33.229999999999997,-87.54]
[35471,"PO BOX","MC SHAN","AL","PRIMARY",33.380000000000003,-88.14]
[35491,"PO BOX","WEST GREENE","AL","PRIMARY",32.94,-88.1]
[35546,"STANDARD","BERRY","AL","PRIMARY",33.659999999999997,-87.6]
[35581,"STANDARD","PHIL CAMPBELL","AL","PRIMARY",34.35,-87.7]
[35613,"STANDARD","ATHENS","AL","PRIMARY",34.78,-86.95]
[35662,"PO BOX","MUSCLE SHOALS","AL","PRIMARY",34.74,-87.64]
[35674,"STANDARD","TUSCUMBIA","AL","PRIMARY",34.72,-87.7]
[35769,"STANDARD","SCOTTSBORO","AL","PRIMARY",34.64,-86.04]
[35808,"STANDARD","HUNTSVILLE","AL","PRIMARY",34.700000000000003,-86.62]
[35951,"STANDARD","ALBERTVILLE","AL","PRIMARY",34.26,-86.2]
[35976,"STANDARD","GUNTERSVILLE","AL","PRIMARY",34.35,-86.27]
[36024,"STANDARD","ECLECTIC","AL","PRIMARY",32.630000000000003,-86.03]
[36045,"PO BOX","KENT","AL","PRIMARY",32.659999999999997,-86.02]
[36051,"STANDARD","MARBURY","AL","PRIMARY",32.64,-86.54]
[36083,"STANDARD","TUSKEGEE","AL","PRIMARY",32.43,-85.71]
[36118,"UNIQUE","MONTGOMERY","AL","PRIMARY",32.35,-86.28]
[36210,"PO BOX","ANNISTON","AL","PRIMARY",33.65,-85.77]
[36267,"PO BOX","MILLERVILLE","AL","PRIMARY",33.15,-85.95]
[36277,"STANDARD","WEAVER","AL","PRIMARY",33.75,-85.8]
[36343,"STANDARD","GORDON","AL","PRIMARY",31.14,-85.09]
[36401,"STANDARD","EVERGREEN","AL","PRIMARY",31.43,-86.95]
[36467,"STANDARD","OPP","AL","PRIMARY",31.29,-86.25]
[36522,"STANDARD","CITRONELLE","AL","PRIMARY",31.09,-88.24]
[36538,"STANDARD","FRANKVILLE","AL","PRIMARY",31.64,-88.14]
[36551,"STANDARD","LOXLEY","AL","PRIMARY",30.62,-87.75]
[36580,"STANDARD","SUMMERDALE","AL","PRIMARY",30.48,-87.7]
[36619,"STANDARD","MOBILE","AL","PRIMARY",30.68,-88.04]
[36721,"STANDARD","ANNEMANIE","AL","PRIMARY",32.07,-87.56]
[36752,"STANDARD","LOWNDESBORO","AL","PRIMARY",32.270000000000003,-86.61]
[36793,"STANDARD","LAWLEY","AL","PRIMARY",32.86,-86.96]
[36803,"PO BOX","OPELIKA","AL","PRIMARY",32.65,-85.37]
[36868,"PO BOX","PHENIX CITY","AL","PRIMARY",32.46,-85.01]
[37013,"STANDARD","ANTIOCH","TN","PRIMARY",36.04,-86.64]
[37041,"PO BOX","CLARKSVILLE","TN","PRIMARY",36.56,-87.34]
[37065,"PO BOX","FRANKLIN","TN","PRIMARY",35.92,-86.84]
[37070,"PO BOX","GOODLETTSVILLE","TN","PRIMARY",36.33,-86.7]
[37095,"STANDARD","LIBERTY","TN","PRIMARY",36,-85.98]
[37140,"STANDARD","ONLY","TN","PRIMARY",35.869999999999997,-87.65]
[37180,"STANDARD","UNIONVILLE","TN","PRIMARY",35.619999999999997,-86.59]
[37205,"STANDARD","NASHVILLE","TN","PRIMARY",36.17,-86.78]
[37241,"UNIQUE","NASHVILLE","TN","PRIMARY",36.17,-86.78]
[37312,"STANDARD","CLEVELAND","TN","PRIMARY",35.17,-84.86]
[37317,"STANDARD","COPPERHILL","TN","PRIMARY",34.99,-84.37]
[37349,"PO BOX","MANCHESTER","TN","PRIMARY",35.46,-86.08]
[37366,"STANDARD","PELHAM","TN","PRIMARY",35.32,-85.78]
[37398,"STANDARD","WINCHESTER","TN","PRIMARY",35.18,-86.1]
[37411,"STANDARD","CHATTANOOGA","TN","PRIMARY",35.06,-85.25]
[37604,"STANDARD","JOHNSON CITY","TN","PRIMARY",36.33,-82.36]
[37665,"STANDARD","KINGSPORT","TN","PRIMARY",36.520000000000003,-82.55]
[37717,"PO BOX","CLINTON","TN","PRIMARY",36.090000000000003,-84.13]
[37745,"STANDARD","GREENEVILLE","TN","PRIMARY",36.159999999999997,-82.81]
[37803,"STANDARD","MARYVILLE","TN","PRIMARY",35.74,-83.97]
[37830,"STANDARD","OAK RIDGE","TN","PRIMARY",35.96,-84.29]
[37843,"STANDARD","PARROTTSVILLE","TN","PRIMARY",36,-83.09]
[37870,"STANDARD","SPEEDWELL","TN","PRIMARY",36.47,-83.81]
[37909,"STANDARD","KNOXVILLE","TN","PRIMARY",35.97,-83.94]
[37997,"UNIQUE","KNOXVILLE","TN","PRIMARY",35.97,-83.94]
[38027,"PO BOX","COLLIERVILLE","TN","PRIMARY",35.049999999999997,-89.67]
[38036,"PO BOX","GALLAWAY","TN","PRIMARY",35.33,-89.6]
[38103,"STANDARD","MEMPHIS","TN","PRIMARY",35.1,-90]
[38111,"STANDARD","MEMPHIS","TN","PRIMARY",35.1,-90]
[38139,"STANDARD","GERMANTOWN","TN","PRIMARY",35.08,-89.79]
[38165,"UNIQUE","MEMPHIS","TN","PRIMARY",35.14,-90.04]
[38233,"STANDARD","KENTON","TN","PRIMARY",36.19,-89.01]
[38240,"STANDARD","OBION","TN","PRIMARY",36.26,-89.19]
[38320,"STANDARD","CAMDEN","TN","PRIMARY",36.06,-88.1]
[38341,"STANDARD","HOLLADAY","TN","PRIMARY",35.89,-88.07]
[38368,"STANDARD","REAGAN","TN","PRIMARY",35.51,-88.35]
[38452,"STANDARD","CYPRESS INN","TN","PRIMARY",35.049999999999997,-87.79]
[38481,"STANDARD","SAINT JOSEPH","TN","PRIMARY",35.03,-87.49]
[38482,"STANDARD","SANTA FE","TN","PRIMARY",35.75,-87.16]
[38553,"STANDARD","CLARKRANGE","TN","PRIMARY",36.21,-84.96]
[38582,"STANDARD","SILVER POINT","TN","PRIMARY",36.090000000000003,-85.76]
[38625,"STANDARD","DUMAS","MS","PRIMARY",34.630000000000003,-88.83]
[38654,"STANDARD","OLIVE BRANCH","MS","PRIMARY",34.950000000000003,-89.82]
[38679,"PO BOX","VICTORIA","MS","PRIMARY",34.83,-89.59]
[38702,"PO BOX","GREENVILLE","MS","PRIMARY",33.380000000000003,-91.05]
[38754,"STANDARD","ISOLA","MS","PRIMARY",33.26,-90.59]
[38776,"PO BOX","STONEVILLE","MS","PRIMARY",33.4,-90.94]
[38851,"STANDARD","HOUSTON","MS","PRIMARY",33.89,-89]
[38877,"PO BOX","VAN VLEET","MS","PRIMARY",33.97,-88.91]
[38923,"STANDARD","COILA","MS","PRIMARY",33.36,-89.97]
[38947,"PO BOX","NORTH CARROLLTON","MS","PRIMARY",33.51,-89.91]
[39039,"STANDARD","BENTON","MS","PRIMARY",32.799999999999997,-90.28]
[39080,"PO BOX","HARPERVILLE","MS","PRIMARY",32.47,-89.45]
[39114,"STANDARD","MENDENHALL","MS","PRIMARY",31.96,-89.86]
[39157,"STANDARD","RIDGELAND","MS","PRIMARY",32.42,-90.13]
[39162,"STANDARD","SATARTIA","MS","PRIMARY",32.67,-90.54]
[39190,"PO BOX","WASHINGTON","MS","PRIMARY",31.56,-91.26]
[39236,"PO BOX","JACKSON","MS","PRIMARY",32.32,-90.2]
[39326,"STANDARD","DALEVILLE","MS","PRIMARY",32.54,-88.67]
[39358,"STANDARD","SCOOBA","MS","PRIMARY",32.83,-88.47]
[39436,"PO BOX","EASTABUCHIE","MS","PRIMARY",31.47,-89.23]
[39474,"STANDARD","PRENTISS","MS","PRIMARY",31.59,-89.87]
[39475,"STANDARD","PURVIS","MS","PRIMARY",31.14,-89.4]
[39553,"STANDARD","GAUTIER","MS","PRIMARY",30.38,-88.63]
[39595,"UNIQUE","PASCAGOULA","MS","PRIMARY",30.36,-88.54]
[39649,"PO BOX","MCCOMB","MS","PRIMARY",31.24,-90.46]
[39668,"STANDARD","UNION CHURCH","MS","PRIMARY",31.7,-90.82]
[39751,"STANDARD","MANTEE","MS","PRIMARY",33.68,-89.02]
[39837,"STANDARD","COLQUITT","GA","PRIMARY",31.15,-84.67]
[39870,"STANDARD","NEWTON","GA","PRIMARY",31.3,-84.37]
[40031,"STANDARD","LA GRANGE","KY","PRIMARY",38.4,-85.37]
[40067,"STANDARD","SIMPSONVILLE","KY","PRIMARY",38.21,-85.35]
[40121,"STANDARD","FORT KNOX","KY","PRIMARY",37.89,-85.96]
[40143,"STANDARD","HARDINSBURG","KY","PRIMARY",37.770000000000003,-86.45]
[40206,"STANDARD","LOUISVILLE","KY","PRIMARY",38.22,-85.74]
[40232,"PO BOX","LOUISVILLE","KY","PRIMARY",38.22,-85.74]
[40281,"UNIQUE","LOUISVILLE","KY","PRIMARY",38.22,-85.74]
[40317,"PO BOX","ELLIOTTVILLE","KY","PRIMARY",38.18,-83.27]
[40359,"STANDARD","OWENTON","KY","PRIMARY",38.53,-84.83]
[40371,"STANDARD","SALT LICK","KY","PRIMARY",38.11,-83.61]
[40422,"STANDARD","DANVILLE","KY","PRIMARY",37.64,-84.77]
[40473,"PO BOX","RENFRO VALLEY","KY","PRIMARY",37.380000000000003,-84.33]
[40523,"PO BOX","LEXINGTON","KY","PRIMARY",38.04,-84.45]
[40604,"PO BOX","FRANKFORT","KY","PRIMARY",38.19,-84.86]
[40740,"STANDARD","LILY","KY","PRIMARY",37.020000000000003,-84.07]
[40801,"PO BOX","AGES BROOKSIDE","KY","PRIMARY",36.83,-83.25]
[40849,"PO BOX","LEJUNIOR","KY","PRIMARY",36.9,-83.07]
[40943,"STANDARD","GIRDLER","KY","PRIMARY",36.93,-83.84]
[40988,"STANDARD","STONEY FORK","KY","PRIMARY",36.880000000000003,-83.52]
[41034,"STANDARD","DOVER","KY","PRIMARY",38.75,-83.88]
[41035,"STANDARD","DRY RIDGE","KY","PRIMARY",38.68,-84.59]
[41076,"STANDARD","NEWPORT","KY","PRIMARY",39.08,-84.48]
[41124,"STANDARD","BLAINE","KY","PRIMARY",38.020000000000003,-82.85]
[41175,"STANDARD","SOUTH SHORE","KY","PRIMARY",38.72,-82.96]
[41256,"STANDARD","STAFFORDSVILLE","KY","PRIMARY",37.83,-82.84]
[41264,"STANDARD","ULYSSES","KY","PRIMARY",38,-82.71]
[41360,"STANDARD","PINE RIDGE","KY","PRIMARY",37.76,-83.61]
[41465,"STANDARD","SALYERSVILLE","KY","PRIMARY",37.74,-83.06]
[41543,"STANDARD","MC ANDREWS","KY","PRIMARY",37.54,-82.28]
[41605,"STANDARD","BETSY LAYNE","KY","PRIMARY",37.549999999999997,-82.63]
[41642,"STANDARD","IVEL","KY","PRIMARY",37.590000000000003,-82.66]
[41739,"PO BOX","DWARF","KY","PRIMARY",37.33,-83.12]
[41747,"PO BOX","HARDBURLY","KY","PRIMARY",37.24,-83.2]
[41804,"STANDARD","BLACKEY","KY","PRIMARY",37.14,-82.97]
[41855,"STANDARD","THORNTON","KY","PRIMARY",37.15,-82.73]
[42040,"STANDARD","FARMINGTON","KY","PRIMARY",36.67,-88.53]
[42071,"STANDARD","MURRAY","KY","PRIMARY",36.61,-88.31]
[42088,"STANDARD","WINGO","KY","PRIMARY",36.64,-88.73]
[42141,"STANDARD","GLASGOW","KY","PRIMARY",36.99,-85.92]
[42210,"STANDARD","BROWNSVILLE","KY","PRIMARY",37.18,-86.25]
[42276,"STANDARD","RUSSELLVILLE","KY","PRIMARY",36.83,-86.89]
[42328,"STANDARD","CENTERTOWN","KY","PRIMARY",37.409999999999997,-86.99]
[42369,"STANDARD","ROCKPORT","KY","PRIMARY",37.33,-86.99]
[42371,"STANDARD","RUMSEY","KY","PRIMARY",37.49,-87.28]
[42442,"STANDARD","NORTONVILLE","KY","PRIMARY",37.18,-87.45]
[42539,"STANDARD","LIBERTY","KY","PRIMARY",37.31,-84.93]
[42712,"STANDARD","BIG CLIFTY","KY","PRIMARY",37.549999999999997,-86.15]
[42748,"STANDARD","HODGENVILLE","KY","PRIMARY",37.56,-85.73]
[42757,"STANDARD","MAGNOLIA","KY","PRIMARY",37.450000000000003,-85.75]
[43032,"PO BOX","KILBOURNE","OH","PRIMARY",40.299999999999997,-83.05]
[43044,"STANDARD","MECHANICSBURG","OH","PRIMARY",40.07,-83.55]
[43077,"PO BOX","UNIONVILLE CENTER","OH","PRIMARY",40.130000000000003,-83.34]
[43113,"STANDARD","CIRCLEVILLE","OH","PRIMARY",39.6,-82.93]
[43137,"STANDARD","LOCKBOURNE","OH","PRIMARY",39.799999999999997,-82.97]
[43204,"STANDARD","COLUMBUS","OH","PRIMARY",39.979999999999997,-82.98]
[43210,"STANDARD","COLUMBUS","OH","PRIMARY",39.979999999999997,-82.98]
[43265,"UNIQUE","COLUMBUS","OH","PRIMARY",39.96,-82.99]
[43315,"STANDARD","CARDINGTON","OH","PRIMARY",40.49,-82.89]
[43344,"STANDARD","RICHWOOD","OH","PRIMARY",40.42,-83.29]
[43420,"STANDARD","FREMONT","OH","PRIMARY",41.35,-83.11]
[43431,"STANDARD","GIBSONBURG","OH","PRIMARY",41.38,-83.32]
[43463,"PO BOX","STONY RIDGE","OH","PRIMARY",41.47,-83.46]
[43525,"STANDARD","HASKINS","OH","PRIMARY",41.46,-83.7]
[43549,"STANDARD","NEY","OH","PRIMARY",41.38,-84.52]
[43610,"STANDARD","TOLEDO","OH","PRIMARY",41.66,-83.58]
[43666,"UNIQUE","TOLEDO","OH","PRIMARY",41.66,-83.58]
[43699,"PO BOX","TOLEDO","OH","PRIMARY",41.66,-83.58]
[43734,"STANDARD","DUNCAN FALLS","OH","PRIMARY",39.869999999999997,-81.92]
[43771,"STANDARD","PHILO","OH","PRIMARY",39.86,-81.900000000000006]
[43802,"STANDARD","ADAMSVILLE","OH","PRIMARY",40.06,-81.88]
[43914,"PO BOX","CAMERON","OH","PRIMARY",39.78,-80.95]
[43947,"STANDARD","SHADYSIDE","OH","PRIMARY",39.97,-80.75]
[43967,"PO BOX","WARNOCK","OH","PRIMARY",40,-80.95]
[44001,"STANDARD","AMHERST","OH","PRIMARY",41.4,-82.23]
[44047,"STANDARD","JEFFERSON","OH","PRIMARY",41.73,-80.760000000000005]
[44062,"STANDARD","MIDDLEFIELD","OH","PRIMARY",41.45,-81.069999999999993]
[44106,"STANDARD","CLEVELAND","OH","PRIMARY",41.47,-81.67]
[44111,"STANDARD","CLEVELAND","OH","PRIMARY",41.47,-81.67]
[44138,"STANDARD","OLMSTED FALLS","OH","PRIMARY",41.36,-81.900000000000006]
[44192,"UNIQUE","CLEVELAND","OH","PRIMARY",41.47,-81.67]
[44234,"STANDARD","HIRAM","OH","PRIMARY",41.31,-81.14]
[44273,"STANDARD","SEVILLE","OH","PRIMARY",41.02,-81.86]
[44312,"STANDARD","AKRON","OH","PRIMARY",41.08,-81.52]
[44402,"STANDARD","BRISTOLVILLE","OH","PRIMARY",41.38,-80.87]
[44408,"STANDARD","COLUMBIANA","OH","PRIMARY",40.880000000000003,-80.680000000000007]
[44430,"STANDARD","LEAVITTSBURG","OH","PRIMARY",41.24,-80.900000000000006]
[44484,"STANDARD","WARREN","OH","PRIMARY",41.23,-80.81]
[44607,"PO BOX","AUGUSTA","OH","PRIMARY",40.68,-81.040000000000006]
[44627,"STANDARD","FREDERICKSBURG","OH","PRIMARY",40.67,-81.86]
[44634,"STANDARD","HOMEWORTH","OH","PRIMARY",40.85,-81.05]
[44665,"PO BOX","NORTH GEORGETOWN","OH","PRIMARY",40.83,-80.98]
[44682,"PO BOX","TUSCARAWAS","OH","PRIMARY",40.39,-81.400000000000006]
[44799,"UNIQUE","CANTON","OH","PRIMARY",40.81,-81.37]
[44839,"STANDARD","HURON","OH","PRIMARY",41.39,-82.56]
[44848,"PO BOX","NANKIN","OH","PRIMARY",40.92,-82.26]
[44867,"STANDARD","REPUBLIC","OH","PRIMARY",41.12,-83.01]
[44999,"UNIQUE","MANSFIELD","OH","PRIMARY",40.76,-82.51]
[45053,"STANDARD","OKEANA","OH","PRIMARY",39.36,-84.78]
[45110,"PO BOX","BUFORD","OH","PRIMARY",39.08,-83.85]
[45145,"PO BOX","MARATHON","OH","PRIMARY",39.130000000000003,-84.05]
[45152,"STANDARD","MORROW","OH","PRIMARY",39.340000000000003,-84.12]
[45206,"STANDARD","CINCINNATI","OH","PRIMARY",39.090000000000003,-84.51]
[45227,"STANDARD","CINCINNATI","OH","PRIMARY",39.090000000000003,-84.51]
[45252,"STANDARD","CINCINNATI","OH","PRIMARY",39.090000000000003,-84.51]
[45299,"UNIQUE","CINCINNATI","OH","PRIMARY",39.090000000000003,-84.51]
[45326,"STANDARD","FLETCHER","OH","PRIMARY",40.14,-84.11]
[45332,"STANDARD","HOLLANSBURG","OH","PRIMARY",39.99,-84.79]
[45371,"STANDARD","TIPP CITY","OH","PRIMARY",39.96,-84.18]
[45384,"PO BOX","WILBERFORCE","OH","PRIMARY",39.71,-83.88]
[45417,"STANDARD","DAYTON","OH","PRIMARY",39.770000000000003,-84.19]
[45434,"STANDARD","DAYTON","OH","PRIMARY",39.770000000000003,-84.19]
[45621,"PO BOX","COALTON","OH","PRIMARY",39.11,-82.61]
[45622,"STANDARD","CREOLA","OH","PRIMARY",39.35,-82.5]
[45662,"STANDARD","PORTSMOUTH","OH","PRIMARY",38.75,-82.95]
[45688,"STANDARD","WATERLOO","OH","PRIMARY",38.729999999999997,-82.53]
[45721,"STANDARD","COAL RUN","OH","PRIMARY",39.54,-81.64]
[45771,"STANDARD","RACINE","OH","PRIMARY",38.96,-81.91]
[45779,"PO BOX","SYRACUSE","OH","PRIMARY",38.99,-81.97]
[45812,"STANDARD","ALGER","OH","PRIMARY",40.700000000000003,-83.84]
[45844,"STANDARD","FORT JENNINGS","OH","PRIMARY",40.9,-84.29]
[45869,"STANDARD","NEW BREMEN","OH","PRIMARY",40.43,-84.38]
[45894,"STANDARD","VENEDOCIA","OH","PRIMARY",40.78,-84.45]
[46035,"STANDARD","COLFAX","IN","PRIMARY",40.19,-86.66]
[46062,"STANDARD","NOBLESVILLE","IN","PRIMARY",40.049999999999997,-86.03]
[46071,"STANDARD","THORNTOWN","IN","PRIMARY",40.119999999999997,-86.61]
[46120,"STANDARD","CLOVERDALE","IN","PRIMARY",39.520000000000003,-86.79]
[46144,"PO BOX","GWYNNEVILLE","IN","PRIMARY",39.659999999999997,-85.68]
[46186,"STANDARD","WILKINSON","IN","PRIMARY",39.880000000000003,-85.6]
[46225,"STANDARD","INDIANAPOLIS","IN","PRIMARY",39.770000000000003,-86.14]
[46240,"STANDARD","INDIANAPOLIS","IN","PRIMARY",39.770000000000003,-86.14]
[46260,"STANDARD","INDIANAPOLIS","IN","PRIMARY",39.770000000000003,-86.14]
[46312,"STANDARD","EAST CHICAGO","IN","PRIMARY",41.64,-87.45]
[46368,"STANDARD","PORTAGE","IN","PRIMARY",41.58,-87.18]
[46380,"PO BOX","TEFFT","IN","PRIMARY",41.19,-86.96]
[46526,"STANDARD","GOSHEN","IN","PRIMARY",41.57,-85.83]
[46555,"STANDARD","NORTH WEBSTER","IN","PRIMARY",41.32,-85.69]
[46571,"STANDARD","TOPEKA","IN","PRIMARY",41.53,-85.54]
[46634,"PO BOX","SOUTH BEND","IN","PRIMARY",41.67,-86.26]
[46732,"STANDARD","CROMWELL","IN","PRIMARY",41.4,-85.61]
[46770,"STANDARD","MARKLE","IN","PRIMARY",40.82,-85.33]
[46777,"STANDARD","OSSIAN","IN","PRIMARY",40.869999999999997,-85.16]
[46799,"PO BOX","ZANESVILLE","IN","PRIMARY",40.909999999999997,-85.28]
[46851,"PO BOX","FORT WAYNE","IN","PRIMARY",41.07,-85.13]
[46902,"STANDARD","KOKOMO","IN","PRIMARY",40.47,-86.13]
[46937,"PO BOX","HEMLOCK","IN","PRIMARY",40.43,-86.09]
[46957,"PO BOX","MATTHEWS","IN","PRIMARY",40.380000000000003,-85.49]
[47001,"STANDARD","AURORA","IN","PRIMARY",39.06,-84.9]
[47012,"STANDARD","BROOKVILLE","IN","PRIMARY",39.42,-85]
[47060,"STANDARD","WEST HARRISON","IN","PRIMARY",39.26,-84.82]
[47138,"STANDARD","LEXINGTON","IN","PRIMARY",38.65,-85.61]
[47163,"STANDARD","OTISCO","IN","PRIMARY",38.53,-85.66]
[47228,"PO BOX","CORTLAND","IN","PRIMARY",38.979999999999997,-85.99]
[47244,"STANDARD","HARTSVILLE","IN","PRIMARY",39.26,-85.69]
[47302,"STANDARD","MUNCIE","IN","PRIMARY",40.19,-85.39]
[47340,"STANDARD","FARMLAND","IN","PRIMARY",40.18,-85.12]
[47373,"STANDARD","REDKEY","IN","PRIMARY",40.340000000000003,-85.15]
[47404,"STANDARD","BLOOMINGTON","IN","PRIMARY",39.159999999999997,-86.52]
[47448,"STANDARD","NASHVILLE","IN","PRIMARY",39.200000000000003,-86.23]
[47471,"STANDARD","WORTHINGTON","IN","PRIMARY",39.11,-86.97]
[47514,"STANDARD","BRANCHVILLE","IN","PRIMARY",38.159999999999997,-86.58]
[47551,"STANDARD","LEOPOLD","IN","PRIMARY",38.1,-86.58]
[47578,"STANDARD","SANDBORN","IN","PRIMARY",38.89,-87.18]
[47634,"STANDARD","RICHLAND","IN","PRIMARY",37.909999999999997,-87.2]
[47713,"STANDARD","EVANSVILLE","IN","PRIMARY",37.979999999999997,-87.54]
[47714,"STANDARD","EVANSVILLE","IN","PRIMARY",37.979999999999997,-87.54]
[47831,"PO BOX","BLANFORD","IN","PRIMARY",39.65,-87.46]
[47848,"STANDARD","DUGGER","IN","PRIMARY",39.06,-87.26]
[47870,"PO BOX","PRAIRIETON","IN","PRIMARY",39.36,-87.49]
[47885,"STANDARD","WEST TERRE HAUTE","IN","PRIMARY",39.46,-87.44]
[47925,"PO BOX","BUFFALO","IN","PRIMARY",40.89,-86.73]
[47950,"STANDARD","IDAVILLE","IN","PRIMARY",40.78,-86.66]
[47984,"PO BOX","TALBOT","IN","PRIMARY",40.520000000000003,-87.47]
[48006,"STANDARD","AVOCA","MI","PRIMARY",43.05,-82.67]
[48042,"STANDARD","MACOMB","MI","PRIMARY",42.66,-82.91]
[48070,"STANDARD","HUNTINGTON WOODS","MI","PRIMARY",42.48,-83.16]
[48096,"STANDARD","RAY","MI","PRIMARY",42.78,-82.93]
[48103,"STANDARD","ANN ARBOR","MI","PRIMARY",42.27,-83.73]
[48128,"STANDARD","DEARBORN","MI","PRIMARY",42.31,-83.21]
[48157,"STANDARD","LUNA PIER","MI","PRIMARY",41.8,-83.44]
[48186,"STANDARD","WESTLAND","MI","PRIMARY",42.31,-83.38]
[48211,"STANDARD","DETROIT","MI","PRIMARY",42.38,-83.1]
[48229,"STANDARD","ECORSE","MI","PRIMARY",42.24,-83.14]
[48240,"STANDARD","REDFORD","MI","PRIMARY",42.39,-83.29]
[48304,"STANDARD","BLOOMFIELD HILLS","MI","PRIMARY",42.57,-83.24]
[48320,"STANDARD","KEEGO HARBOR","MI","PRIMARY",42.6,-83.34]
[48362,"STANDARD","LAKE ORION","MI","PRIMARY",42.78,-83.24]
[48414,"STANDARD","BANCROFT","MI","PRIMARY",42.87,-84.06]
[48423,"STANDARD","DAVISON","MI","PRIMARY",43.03,-83.51]
[48442,"STANDARD","HOLLY","MI","PRIMARY",42.79,-83.62]
[48472,"STANDARD","SNOVER","MI","PRIMARY",43.5,-82.97]
[48507,"STANDARD","FLINT","MI","PRIMARY",43.02,-83.69]
[48620,"PO BOX","EDENVILLE","MI","PRIMARY",43.8,-84.38]
[48625,"STANDARD","HARRISON","MI","PRIMARY",44.01,-84.8]
[48657,"STANDARD","SANFORD","MI","PRIMARY",43.67,-84.38]
[48722,"STANDARD","BRIDGEPORT","MI","PRIMARY",43.37,-83.88]
[48747,"STANDARD","MUNGER","MI","PRIMARY",43.52,-83.77]
[48787,"UNIQUE","FRANKENMUTH","MI","PRIMARY",43.33,-83.74]
[48823,"STANDARD","EAST LANSING","MI","PRIMARY",42.73,-84.48]
[48850,"STANDARD","LAKEVIEW","MI","PRIMARY",43.44,-85.27]
[48855,"STANDARD","HOWELL","MI","PRIMARY",42.69,-83.88]
[48892,"STANDARD","WEBBERVILLE","MI","PRIMARY",42.66,-84.18]
[48910,"STANDARD","LANSING","MI","PRIMARY",42.7,-84.55]
[49006,"STANDARD","KALAMAZOO","MI","PRIMARY",42.27,-85.58]
[49017,"STANDARD","BATTLE CREEK","MI","PRIMARY",42.29,-85.22]
[49032,"STANDARD","CENTREVILLE","MI","PRIMARY",41.92,-85.52]
[49061,"STANDARD","JONES","MI","PRIMARY",41.91,-85.81]
[49094,"STANDARD","UNION CITY","MI","PRIMARY",42.06,-85.14]
[49112,"STANDARD","EDWARDSBURG","MI","PRIMARY",41.79,-86.08]
[49232,"STANDARD","CAMDEN","MI","PRIMARY",41.75,-84.75]
[49240,"STANDARD","GRASS LAKE","MI","PRIMARY",42.25,-84.2]
[49259,"STANDARD","MUNITH","MI","PRIMARY",42.39,-84.25]
[49285,"STANDARD","STOCKBRIDGE","MI","PRIMARY",42.45,-84.17]
[49323,"STANDARD","DORR","MI","PRIMARY",42.72,-85.72]
[49347,"STANDARD","TRUFANT","MI","PRIMARY",43.31,-85.35]
[49419,"STANDARD","HAMILTON","MI","PRIMARY",42.67,-86]
[49449,"STANDARD","PENTWATER","MI","PRIMARY",43.78,-86.43]
[49502,"UNIQUE","GRAND RAPIDS","MI","PRIMARY",42.96,-85.65]
[49510,"PO BOX","GRAND RAPIDS","MI","PRIMARY",42.96,-85.65]
[49614,"STANDARD","BEAR LAKE","MI","PRIMARY",44.42,-86.14]
[49634,"PO BOX","FILER CITY","MI","PRIMARY",44.2,-86.3]
[49666,"PO BOX","MAYFIELD","MI","PRIMARY",44.55,-85.63]
[49674,"PO BOX","OMENA","MI","PRIMARY",45.06,-85.61]
[49725,"STANDARD","DE TOUR VILLAGE","MI","PRIMARY",45.99,-83.9]
[49738,"STANDARD","GRAYLING","MI","PRIMARY",44.65,-84.7]
[49765,"STANDARD","ONAWAY","MI","PRIMARY",45.35,-84.22]
[49784,"UNIQUE","KINCHELOE","MI","PRIMARY",46.24,-84.49]
[49835,"STANDARD","GARDEN","MI","PRIMARY",45.77,-86.55]
[49866,"STANDARD","NEGAUNEE","MI","PRIMARY",46.49,-87.59]
[49873,"STANDARD","PERRONVILLE","MI","PRIMARY",45.87,-87.48]
[49910,"STANDARD","BERGLAND","MI","PRIMARY",46.6,-89.57]
[49945,"STANDARD","LAKE LINDEN","MI","PRIMARY",47.08,-88.4]
[50006,"STANDARD","ALDEN","IA","PRIMARY",42.51,-93.37]
[50012,"UNIQUE","AMES","IA","PRIMARY",42.02,-93.62]
[50038,"STANDARD","BOONEVILLE","IA","PRIMARY",41.53,-93.88]
[50065,"STANDARD","DAVIS CITY","IA","PRIMARY",40.64,-93.81]
[50108,"STANDARD","GRAND RIVER","IA","PRIMARY",40.81,-93.96]
[50135,"STANDARD","KELLOGG","IA","PRIMARY",41.71,-92.9]
[50161,"STANDARD","MAXWELL","IA","PRIMARY",41.89,-93.39]
[50208,"STANDARD","NEWTON","IA","PRIMARY",41.69,-93.04]
[50219,"STANDARD","PELLA","IA","PRIMARY",41.4,-92.91]
[50242,"STANDARD","SEARSBORO","IA","PRIMARY",41.57,-92.7]
[50261,"STANDARD","VAN METER","IA","PRIMARY",41.53,-93.95]
[50318,"PO BOX","DES MOINES","IA","PRIMARY",41.57,-93.61]
[50359,"UNIQUE","DES MOINES","IA","PRIMARY",41.57,-93.61]
[50364,"UNIQUE","DES MOINES","IA","PRIMARY",41.57,-93.61]
[50440,"STANDARD","GRAFTON","IA","PRIMARY",43.33,-93.06]
[50456,"STANDARD","MANLY","IA","PRIMARY",43.28,-93.2]
[50484,"STANDARD","WODEN","IA","PRIMARY",43.23,-93.91]
[50539,"STANDARD","FENTON","IA","PRIMARY",43.21,-94.42]
[50562,"STANDARD","MALLARD","IA","PRIMARY",42.93,-94.68]
[50568,"STANDARD","NEWELL","IA","PRIMARY",42.61,-95]
[50597,"STANDARD","WEST BEND","IA","PRIMARY",42.96,-94.44]
[50624,"STANDARD","DIKE","IA","PRIMARY",42.46,-92.63]
[50649,"STANDARD","KESLEY","IA","PRIMARY",42.68,-92.84]
[50673,"PO BOX","STOUT","IA","PRIMARY",42.52,-92.71]
[50846,"STANDARD","FONTANELLE","IA","PRIMARY",41.29,-94.56]
[50847,"PO BOX","GRANT","IA","PRIMARY",41.14,-94.98]
[51018,"STANDARD","CUSHING","IA","PRIMARY",42.46,-95.67]
[51031,"STANDARD","LE MARS","IA","PRIMARY",42.78,-96.16]
[51055,"STANDARD","SLOAN","IA","PRIMARY",42.23,-96.22]
[51240,"STANDARD","INWOOD","IA","PRIMARY",43.28,-96.44]
[51334,"STANDARD","ESTHERVILLE","IA","PRIMARY",43.39,-94.83]
[51351,"STANDARD","MILFORD","IA","PRIMARY",43.32,-95.15]
[51448,"STANDARD","KIRON","IA","PRIMARY",42.19,-95.32]
[51530,"STANDARD","EARLING","IA","PRIMARY",41.77,-95.41]
[51549,"STANDARD","MACEDONIA","IA","PRIMARY",41.19,-95.42]
[51573,"STANDARD","STANTON","IA","PRIMARY",40.98,-95.1]
[51602,"UNIQUE","SHENANDOAH","IA","PRIMARY",40.75,-95.36]
[51656,"PO BOX","YORKTOWN","IA","PRIMARY",40.729999999999997,-95.15]
[52047,"STANDARD","FARMERSBURG","IA","PRIMARY",42.95,-91.36]
[52079,"STANDARD","ZWINGLE","IA","PRIMARY",42.29,-90.68]
[52163,"PO BOX","PROTIVIN","IA","PRIMARY",43.21,-92.08]
[52212,"STANDARD","CENTER JUNCTION","IA","PRIMARY",42.11,-91.08]
[52233,"STANDARD","HIAWATHA","IA","PRIMARY",42.04,-91.68]
[52242,"STANDARD","IOWA CITY","IA","PRIMARY",41.65,-91.53]
[52315,"STANDARD","NEWHALL","IA","PRIMARY",41.99,-91.96]
[52341,"STANDARD","TODDVILLE","IA","PRIMARY",42.1,-91.71]
[52359,"STANDARD","WEST CHESTER","IA","PRIMARY",41.34,-91.81]
[52544,"STANDARD","CENTERVILLE","IA","PRIMARY",40.729999999999997,-92.87]
[52571,"STANDARD","MORAVIA","IA","PRIMARY",40.89,-92.81]
[52593,"STANDARD","UDELL","IA","PRIMARY",40.78,-92.74]
[52632,"STANDARD","KEOKUK","IA","PRIMARY",40.4,-91.4]
[52657,"STANDARD","SAINT PAUL","IA","PRIMARY",40.76,-91.51]
[52729,"STANDARD","CALAMUS","IA","PRIMARY",41.82,-90.75]
[52752,"PO BOX","GRANDVIEW","IA","PRIMARY",41.27,-91.18]
[52778,"STANDARD","WILTON","IA","PRIMARY",41.58,-91.02]
[53018,"STANDARD","DELAFIELD","WI","PRIMARY",43.06,-88.39]
[53040,"STANDARD","KEWASKUM","WI","PRIMARY",43.52,-88.23]
[53073,"STANDARD","PLYMOUTH","WI","PRIMARY",43.74,-87.97]
[53098,"STANDARD","WATERTOWN","WI","PRIMARY",43.19,-88.72]
[53137,"STANDARD","HELENVILLE","WI","PRIMARY",43.01,-88.71]
[53142,"STANDARD","KENOSHA","WI","PRIMARY",42.58,-87.85]
[53181,"STANDARD","TWIN LAKES","WI","PRIMARY",42.51,-88.25]
[53204,"STANDARD","MILWAUKEE","WI","PRIMARY",43.06,-87.96]
[53235,"STANDARD","SAINT FRANCIS","WI","PRIMARY",42.97,-87.87]
[53501,"PO BOX","AFTON","WI","PRIMARY",42.69,-89.09]
[53522,"STANDARD","BROWNTOWN","WI","PRIMARY",42.57,-89.79]
[53535,"PO BOX","EDMUND","WI","PRIMARY",42.97,-90.24]
[53558,"STANDARD","MC FARLAND","WI","PRIMARY",43.01,-89.29]
[53595,"UNIQUE","DODGEVILLE","WI","PRIMARY",42.96,-90.13]
[53711,"STANDARD","MADISON","WI","PRIMARY",43.07,-89.38]
[53793,"UNIQUE","MADISON","WI","PRIMARY",43.07,-89.38]
[53807,"STANDARD","CUBA CITY","WI","PRIMARY",42.6,-90.43]
[53910,"STANDARD","ADAMS","WI","PRIMARY",43.95,-89.81]
[53942,"PO BOX","LIME RIDGE","WI","PRIMARY",43.46,-90.15]
[53968,"STANDARD","WONEWOC","WI","PRIMARY",43.65,-90.22]
[54025,"STANDARD","SOMERSET","WI","PRIMARY",45.12,-92.67]
[54128,"STANDARD","GRESHAM","WI","PRIMARY",44.84,-88.78]
[54129,"STANDARD","HILBERT","WI","PRIMARY",44.14,-88.15]
[54165,"STANDARD","SEYMOUR","WI","PRIMARY",44.51,-88.32]
[54217,"STANDARD","LUXEMBURG","WI","PRIMARY",44.54,-87.7]
[54306,"PO BOX","GREEN BAY","WI","PRIMARY",44.52,-87.98]
[54413,"PO BOX","BABCOCK","WI","PRIMARY",44.29,-90.13]
[54424,"STANDARD","DEERBROOK","WI","PRIMARY",45.23,-89.16]
[54449,"STANDARD","MARSHFIELD","WI","PRIMARY",44.66,-90.17]
[54489,"STANDARD","VESPER","WI","PRIMARY",44.48,-89.96]
[54512,"STANDARD","BOULDER JUNCTION","WI","PRIMARY",46.11,-89.63]
[54545,"STANDARD","MANITOWISH WATERS","WI","PRIMARY",46.13,-89.88]
[54558,"STANDARD","SAINT GERMAIN","WI","PRIMARY",45.91,-89.49]
[54634,"STANDARD","HILLSBORO","WI","PRIMARY",43.65,-90.33]
[54639,"STANDARD","LA FARGE","WI","PRIMARY",43.57,-90.63]
[54703,"STANDARD","EAU CLAIRE","WI","PRIMARY",44.82,-91.49]
[54733,"STANDARD","DALLAS","WI","PRIMARY",45.25,-91.81]
[54761,"STANDARD","PLUM CITY","WI","PRIMARY",44.63,-92.19]
[54816,"PO BOX","BENOIT","WI","PRIMARY",46.5,-91.07]
[54822,"STANDARD","CAMERON","WI","PRIMARY",45.4,-91.74]
[54849,"STANDARD","LAKE NEBAGAMON","WI","PRIMARY",46.5,-91.69]
[54876,"STANDARD","STONE LAKE","WI","PRIMARY",45.84,-91.54]
[54921,"STANDARD","BANCROFT","WI","PRIMARY",44.31,-89.51]
[54949,"STANDARD","MANAWA","WI","PRIMARY",44.46,-88.92]
[54983,"STANDARD","WEYAUWEGA","WI","PRIMARY",44.32,-88.92]
[55013,"STANDARD","CHISAGO CITY","MN","PRIMARY",45.37,-92.88]
[55025,"STANDARD","FOREST LAKE","MN","PRIMARY",45.27,-92.98]
[55056,"STANDARD","NORTH BRANCH","MN","PRIMARY",45.51,-92.97]
[55079,"STANDARD","STACY","MN","PRIMARY",45.39,-92.98]
[55117,"STANDARD","SAINT PAUL","MN","PRIMARY",44.94,-93.1]
[55122,"STANDARD","SAINT PAUL","MN","PRIMARY",44.94,-93.1]
[55305,"STANDARD","HOPKINS","MN","PRIMARY",44.92,-93.4]
[55317,"STANDARD","CHANHASSEN","MN","PRIMARY",44.85,-93.55]
[55343,"STANDARD","HOPKINS","MN","PRIMARY",44.92,-93.4]
[55365,"PO BOX","MONTICELLO","MN","PRIMARY",45.3,-93.8]
[55373,"STANDARD","ROCKFORD","MN","PRIMARY",45.08,-93.73]
[55411,"STANDARD","MINNEAPOLIS","MN","PRIMARY",44.96,-93.26]
[55416,"STANDARD","MINNEAPOLIS","MN","PRIMARY",44.96,-93.26]
[55439,"STANDARD","MINNEAPOLIS","MN","PRIMARY",44.96,-93.26]
[55474,"UNIQUE","MINNEAPOLIS","MN","PRIMARY",44.96,-93.26]
[55565,"PO BOX","MONTICELLO","MN","PRIMARY",45.3,-93.8]
[55583,"PO BOX","NORWOOD","MN","PRIMARY",44.76,-93.92]
[55590,"PO BOX","MONTICELLO","MN","PRIMARY",45.3,-93.8]
[55703,"STANDARD","ANGORA","MN","PRIMARY",47.77,-92.63]
[55725,"STANDARD","CRANE LAKE","MN","PRIMARY",48.26,-92.48]
[55760,"STANDARD","MCGREGOR","MN","PRIMARY",46.6,-93.3]
[55795,"STANDARD","WILLOW RIVER","MN","PRIMARY",46.32,-92.83]
[55814,"PO BOX","DULUTH","MN","PRIMARY",46.78,-92.11]
[55910,"STANDARD","ALTURA","MN","PRIMARY",44.06,-91.93]
[55940,"STANDARD","HAYFIELD","MN","PRIMARY",43.89,-92.84]
[55968,"STANDARD","READS LANDING","MN","PRIMARY",44.39,-92.13]
[56014,"STANDARD","BRICELYN","MN","PRIMARY",43.56,-93.81]
[56032,"PO BOX","FREEBORN","MN","PRIMARY",43.76,-93.56]
[56063,"STANDARD","MADISON LAKE","MN","PRIMARY",44.2,-93.81]
[56072,"STANDARD","NEW RICHLAND","MN","PRIMARY",43.89,-93.49]
[56101,"STANDARD","WINDOM","MN","PRIMARY",43.86,-95.11]
[56140,"PO BOX","IHLEN","MN","PRIMARY",43.91,-96.37]
[56169,"STANDARD","RUSSELL","MN","PRIMARY",44.31,-95.94]
[56209,"STANDARD","ATWATER","MN","PRIMARY",45.13,-94.77]
[56215,"STANDARD","BENSON","MN","PRIMARY",45.31,-95.6]
[56241,"STANDARD","GRANITE FALLS","MN","PRIMARY",44.81,-95.53]
[56274,"STANDARD","NORCROSS","MN","PRIMARY",45.86,-96.19]
[56301,"STANDARD","SAINT CLOUD","MN","PRIMARY",45.55,-94.17]
[56325,"PO BOX","ELROSA","MN","PRIMARY",45.56,-94.94]
[56357,"STANDARD","OAK PARK","MN","PRIMARY",45.69,-93.94]
[56382,"STANDARD","SWANVILLE","MN","PRIMARY",45.91,-94.63]
[56388,"STANDARD","WAITE PARK","MN","PRIMARY",45.56,-94.22]
[56456,"PO BOX","JENKINS","MN","PRIMARY",46.65,-94.32]
[56475,"STANDARD","RANDALL","MN","PRIMARY",46.08,-94.49]
[56529,"STANDARD","DILWORTH","MN","PRIMARY",46.87,-96.69]
[56545,"STANDARD","GARY","MN","PRIMARY",47.37,-96.26]
[56560,"STANDARD","MOORHEAD","MN","PRIMARY",46.86,-96.75]
[56587,"STANDARD","VERGAS","MN","PRIMARY",46.65,-95.8]
[56650,"STANDARD","KELLIHER","MN","PRIMARY",47.94,-94.44]
[56670,"PO BOX","REDBY","MN","PRIMARY",47.84,-94.93]
[56722,"STANDARD","EUCLID","MN","PRIMARY",47.97,-96.63]
[56726,"STANDARD","GREENBUSH","MN","PRIMARY",48.69,-96.18]
[56756,"STANDARD","SALOL","MN","PRIMARY",48.86,-95.57]
[57003,"STANDARD","BALTIC","SD","PRIMARY",43.75,-96.73]
[57031,"STANDARD","GAYVILLE","SD","PRIMARY",42.88,-97.17]
[57058,"STANDARD","SALEM","SD","PRIMARY",43.72,-97.38]
[57103,"STANDARD","SIOUX FALLS","SD","PRIMARY",43.54,-96.73]
[57108,"STANDARD","SIOUX FALLS","SD","PRIMARY",43.54,-96.73]
[57217,"STANDARD","BRADLEY","SD","PRIMARY",45.09,-97.64]
[57248,"STANDARD","LAKE NORDEN","SD","PRIMARY",44.57,-97.2]
[57278,"STANDARD","WILLOW LAKE","SD","PRIMARY",44.62,-97.63]
[57326,"UNIQUE","CHAMBERLAIN","SD","PRIMARY",43.8,-99.32]
[57366,"STANDARD","PARKSTON","SD","PRIMARY",43.39,-97.98]
[57371,"STANDARD","REE HEIGHTS","SD","PRIMARY",44.51,-99.2]
[57437,"STANDARD","EUREKA","SD","PRIMARY",45.76,-99.62]
[57456,"STANDARD","LEOLA","SD","PRIMARY",45.72,-98.93]
[57521,"STANDARD","BELVIDERE","SD","PRIMARY",43.83,-101.27]
[57568,"STANDARD","PRESHO","SD","PRIMARY",43.9,-100.05]
[57631,"STANDARD","GLENHAM","SD","PRIMARY",45.53,-100.27]
[57632,"STANDARD","HERREID","SD","PRIMARY",45.83,-100.07]
[57703,"STANDARD","RAPID CITY","SD","PRIMARY",44.07,-103.23]
[57752,"STANDARD","KYLE","SD","PRIMARY",43.42,-102.16]
[57782,"PO BOX","SMITHWICK","SD","PRIMARY",43.3,-103.22]
[58018,"STANDARD","COLFAX","ND","PRIMARY",46.47,-96.87]
[58052,"STANDARD","LEONARD","ND","PRIMARY",46.65,-97.24]
[58057,"STANDARD","MCLEOD","ND","PRIMARY",46.39,-97.29]
[58106,"PO BOX","FARGO","ND","PRIMARY",46.87,-96.81]
[58210,"STANDARD","ADAMS","ND","PRIMARY",48.41,-98.07]
[58251,"STANDARD","LARIMORE","ND","PRIMARY",47.9,-97.62]
[58277,"STANDARD","SHARON","ND","PRIMARY",47.59,-97.89]
[58327,"STANDARD","CRARY","ND","PRIMARY",48.07,-98.64]
[58348,"STANDARD","MADDOCK","ND","PRIMARY",47.96,-99.52]
[58381,"STANDARD","WARWICK","ND","PRIMARY",47.85,-98.7]
[58444,"STANDARD","GOODRICH","ND","PRIMARY",47.47,-100.12]
[58476,"STANDARD","PINGREE","ND","PRIMARY",47.16,-98.9]
[58504,"STANDARD","BISMARCK","ND","PRIMARY",46.8,-100.76]
[58524,"STANDARD","BRADDOCK","ND","PRIMARY",46.56,-100.08]
[58559,"STANDARD","MERCER","ND","PRIMARY",47.49,-100.71]
[58623,"STANDARD","BOWMAN","ND","PRIMARY",46.18,-103.4]
[58655,"STANDARD","SOUTH HEART","ND","PRIMARY",46.86,-102.99]
[58735,"STANDARD","DOUGLAS","ND","PRIMARY",47.85,-101.5]
[58770,"STANDARD","PARSHALL","ND","PRIMARY",47.95,-102.13]
[58801,"STANDARD","WILLISTON","ND","PRIMARY",48.16,-103.63]
[58831,"STANDARD","ALEXANDER","ND","PRIMARY",47.84,-103.64]
[59016,"STANDARD","BUSBY","MT","PRIMARY",45.44,-107.04]
[59041,"STANDARD","JOLIET","MT","PRIMARY",45.48,-108.99]
[59066,"PO BOX","PRYOR","MT","PRIMARY",45.34,-108.43]
[59077,"STANDARD","SAND SPRINGS","MT","PRIMARY",47.14,-107.59]
[59112,"UNIQUE","BILLINGS","MT","PRIMARY",45.79,-108.53]
[59256,"PO BOX","RAYMOND","MT","PRIMARY",48.89,-104.52]
[59276,"STANDARD","WHITETAIL","MT","PRIMARY",48.92,-105.19]
[59344,"STANDARD","PLEVNA","MT","PRIMARY",46.41,-104.56]
[59403,"PO BOX","GREAT FALLS","MT","PRIMARY",47.55,-111.53]
[59454,"STANDARD","KEVIN","MT","PRIMARY",48.73,-112.01]
[59462,"STANDARD","MOCCASIN","MT","PRIMARY",47.12,-109.92]
[59523,"STANDARD","CHINOOK","MT","PRIMARY",48.47,-109.21]
[59625,"UNIQUE","HELENA","MT","PRIMARY",46.6,-112.04]
[59703,"PO BOX","BUTTE","MT","PRIMARY",45.99,-112.55]
[59732,"PO BOX","GLEN","MT","PRIMARY",45.48,-112.77]
[59740,"PO BOX","MC ALLISTER","MT","PRIMARY",45.47,-111.74]
[59803,"STANDARD","MISSOULA","MT","PRIMARY",46.76,-113.97]
[59837,"STANDARD","HALL","MT","PRIMARY",46.49,-113.26]
[59865,"STANDARD","SAINT IGNATIUS","MT","PRIMARY",47.32,-114.02]
[59922,"STANDARD","LAKESIDE","MT","PRIMARY",47.99,-114.27]
[60012,"STANDARD","CRYSTAL LAKE","IL","PRIMARY",42.23,-88.33]
[60031,"STANDARD","GURNEE","IL","PRIMARY",42.37,-87.93]
[60043,"STANDARD","KENILWORTH","IL","PRIMARY",42.08,-87.71]
[60075,"PO BOX","RUSSELL","IL","PRIMARY",42.45,-87.94]
[60107,"STANDARD","STREAMWOOD","IL","PRIMARY",42.02,-88.17]
[60123,"STANDARD","ELGIN","IL","PRIMARY",42.03,-88.28]
[60150,"STANDARD","MALTA","IL","PRIMARY",41.93,-88.86]
[60151,"STANDARD","MAPLE PARK","IL","PRIMARY",41.9,-88.59]
[60186,"PO BOX","WEST CHICAGO","IL","PRIMARY",41.88,-88.22]
[60209,"UNIQUE","EVANSTON","IL","PRIMARY",42.04,-87.68]
[60417,"STANDARD","CRETE","IL","PRIMARY",41.45,-87.61]
[60445,"STANDARD","MIDLOTHIAN","IL","PRIMARY",41.62,-87.72]
[60448,"STANDARD","MOKENA","IL","PRIMARY",41.53,-87.87]
[60469,"STANDARD","POSEN","IL","PRIMARY",41.62,-87.68]
[60504,"STANDARD","AURORA","IL","PRIMARY",41.76,-88.29]
[60532,"STANDARD","LISLE","IL","PRIMARY",41.79,-88.08]
[60560,"STANDARD","YORKVILLE","IL","PRIMARY",41.64,-88.44]
[60603,"STANDARD","CHICAGO","IL","PRIMARY",41.83,-87.68]
[60632,"STANDARD","CHICAGO","IL","PRIMARY",41.83,-87.68]
[60638,"STANDARD","CHICAGO","IL","PRIMARY",41.83,-87.68]
[60660,"STANDARD","CHICAGO","IL","PRIMARY",41.83,-87.68]
[60694,"UNIQUE","CHICAGO","IL","PRIMARY",41.83,-87.68]
[60921,"STANDARD","CHATSWORTH","IL","PRIMARY",40.75,-88.29]
[60946,"STANDARD","KEMPTON","IL","PRIMARY",40.93,-88.23]
[60960,"STANDARD","RANKIN","IL","PRIMARY",40.46,-87.89]
[61010,"STANDARD","BYRON","IL","PRIMARY",42.12,-89.25]
[61039,"STANDARD","GERMAN VALLEY","IL","PRIMARY",42.21,-89.48]
[61074,"STANDARD","SAVANNA","IL","PRIMARY",42.09,-90.13]
[61105,"PO BOX","ROCKFORD","IL","PRIMARY",42.27,-89.06]
[61238,"STANDARD","CAMBRIDGE","IL","PRIMARY",41.3,-90.19]
[61242,"STANDARD","CORDOVA","IL","PRIMARY",41.67,-90.32]
[61274,"STANDARD","OSCO","IL","PRIMARY",41.35,-90.28]
[61322,"PO BOX","DEPUE","IL","PRIMARY",41.32,-89.29]
[61350,"STANDARD","OTTAWA","IL","PRIMARY",41.35,-88.83]
[61376,"STANDARD","WALNUT","IL","PRIMARY",41.55,-89.59]
[61402,"PO BOX","GALESBURG","IL","PRIMARY",40.950000000000003,-90.37]
[61431,"STANDARD","ELLISVILLE","IL","PRIMARY",40.619999999999997,-90.3]
[61460,"STANDARD","MEDIA","IL","PRIMARY",40.770000000000003,-90.83]
[61490,"STANDARD","WOODHULL","IL","PRIMARY",41.17,-90.32]
[61539,"PO BOX","KINGSTON MINES","IL","PRIMARY",40.549999999999997,-89.77]
[61558,"UNIQUE","PEKIN","IL","PRIMARY",40.56,-89.62]
[61630,"UNIQUE","PEORIA","IL","PRIMARY",40.74,-89.6]
[61637,"UNIQUE","PEORIA","IL","PRIMARY",40.74,-89.6]
[61732,"STANDARD","DANVERS","IL","PRIMARY",40.520000000000003,-89.17]
[61748,"STANDARD","HUDSON","IL","PRIMARY",40.6,-88.98]
[61791,"UNIQUE","BLOOMINGTON","IL","PRIMARY",40.47,-88.97]
[61811,"STANDARD","ALVIN","IL","PRIMARY",40.299999999999997,-87.6]
[61839,"STANDARD","DE LAND","IL","PRIMARY",40.119999999999997,-88.64]
[61866,"STANDARD","RANTOUL","IL","PRIMARY",40.299999999999997,-88.15]
[61931,"STANDARD","HUMBOLDT","IL","PRIMARY",39.6,-88.31]
[62002,"STANDARD","ALTON","IL","PRIMARY",38.9,-90.15]
[62034,"STANDARD","GLEN CARBON","IL","PRIMARY",38.76,-89.97]
[62063,"STANDARD","MEDORA","IL","PRIMARY",39.17,-90.14]
[62069,"STANDARD","MOUNT OLIVE","IL","PRIMARY",39.07,-89.72]
[62092,"STANDARD","WHITE HALL","IL","PRIMARY",39.43,-90.4]
[62225,"STANDARD","SCOTT AIR FORCE BASE","IL","PRIMARY",38.54,-89.85]
[62246,"STANDARD","GREENVILLE","IL","PRIMARY",38.880000000000003,-89.4]
[62278,"STANDARD","RED BUD","IL","PRIMARY",38.21,-89.99]
[62320,"STANDARD","CAMP POINT","IL","PRIMARY",40.03,-91.06]
[62340,"STANDARD","GRIGGSVILLE","IL","PRIMARY",39.700000000000003,-90.72]
[62355,"STANDARD","NEBO","IL","PRIMARY",39.44,-90.79]
[62417,"STANDARD","BRIDGEPORT","IL","PRIMARY",38.71,-87.75]
[62433,"STANDARD","HUTSONVILLE","IL","PRIMARY",39.1,-87.66]
[62469,"STANDARD","TRILLA","IL","PRIMARY",39.380000000000003,-88.35]
[62476,"STANDARD","WEST SALEM","IL","PRIMARY",38.520000000000003,-88]
[62537,"PO BOX","HARRISTOWN","IL","PRIMARY",39.840000000000003,-89.05]
[62555,"STANDARD","OWANECO","IL","PRIMARY",39.479999999999997,-89.19]
[62618,"STANDARD","BEARDSTOWN","IL","PRIMARY",40,-90.41]
[62662,"PO BOX","LOWDER","IL","PRIMARY",39.549999999999997,-89.85]
[62690,"STANDARD","VIRDEN","IL","PRIMARY",39.5,-89.76]
[62722,"UNIQUE","SPRINGFIELD","IL","PRIMARY",39.78,-89.64]
[62746,"UNIQUE","SPRINGFIELD","IL","PRIMARY",39.799999999999997,-89.64]
[62803,"STANDARD","HOYLETON","IL","PRIMARY",38.44,-89.27]
[62832,"STANDARD","DU QUOIN","IL","PRIMARY",38,-89.23]
[62859,"STANDARD","MC LEANSBORO","IL","PRIMARY",38.090000000000003,-88.53]
[62880,"STANDARD","SAINT PETER","IL","PRIMARY",38.86,-88.85]
[62885,"STANDARD","SHOBONIER","IL","PRIMARY",38.86,-89.08]
[62914,"STANDARD","CAIRO","IL","PRIMARY",36.99,-89.17]
[62932,"STANDARD","ELKVILLE","IL","PRIMARY",37.9,-89.23]
[62965,"PO BOX","MUDDY","IL","PRIMARY",37.76,-88.51]
[62997,"PO BOX","WILLISVILLE","IL","PRIMARY",37.979999999999997,-89.59]
[63015,"STANDARD","CATAWISSA","MO","PRIMARY",38.42,-90.78]
[63032,"PO BOX","FLORISSANT","MO","PRIMARY",38.79,-90.32]
[63056,"STANDARD","LESLIE","MO","PRIMARY",38.409999999999997,-91.23]
[63108,"STANDARD","SAINT LOUIS","MO","PRIMARY",38.630000000000003,-90.24]
[63127,"STANDARD","SAINT LOUIS","MO","PRIMARY",38.630000000000003,-90.24]
[63151,"PO BOX","SAINT LOUIS","MO","PRIMARY",38.630000000000003,-90.24]
[63160,"UNIQUE","SAINT LOUIS","MO","PRIMARY",38.630000000000003,-90.24]
[63336,"STANDARD","CLARKSVILLE","MO","PRIMARY",39.369999999999997,-90.9]
[63361,"STANDARD","MONTGOMERY CITY","MO","PRIMARY",38.97,-91.5]
[63430,"STANDARD","ALEXANDRIA","MO","PRIMARY",40.35,-91.45]
[63454,"STANDARD","MAYWOOD","MO","PRIMARY",39.950000000000003,-91.6]
[63533,"STANDARD","BRASHEAR","MO","PRIMARY",40.14,-92.37]
[63538,"STANDARD","ELMER","MO","PRIMARY",39.950000000000003,-92.64]
[63560,"STANDARD","POLLOCK","MO","PRIMARY",40.35,-93.08]
[63650,"STANDARD","IRONTON","MO","PRIMARY",37.590000000000003,-90.63]
[63735,"STANDARD","BELL CITY","MO","PRIMARY",37.020000000000003,-89.81]
[63758,"PO BOX","KELSO","MO","PRIMARY",37.19,-89.55]
[63833,"STANDARD","CATRON","MO","PRIMARY",36.61,-89.7]
[63834,"STANDARD","CHARLESTON","MO","PRIMARY",36.909999999999997,-89.33]
[63881,"PO BOX","WOLF ISLAND","MO","PRIMARY",36.729999999999997,-89.21]
[63944,"STANDARD","GREENVILLE","MO","PRIMARY",37.119999999999997,-90.44]
[64012,"STANDARD","BELTON","MO","PRIMARY",38.81,-94.53]
[64054,"STANDARD","INDEPENDENCE","MO","PRIMARY",39.08,-94.35]
[64064,"STANDARD","LEES SUMMIT","MO","PRIMARY",38.909999999999997,-94.38]
[64080,"STANDARD","PLEASANT HILL","MO","PRIMARY",38.79,-94.26]
[64114,"STANDARD","KANSAS CITY","MO","PRIMARY",39.090000000000003,-94.58]
[64144,"UNIQUE","KANSAS CITY","MO","PRIMARY",39.090000000000003,-94.58]
[64168,"PO BOX","KANSAS CITY","MO","PRIMARY",39.090000000000003,-94.58]
[64401,"STANDARD","AGENCY","MO","PRIMARY",39.65,-94.74]
[64443,"STANDARD","EASTON","MO","PRIMARY",39.72,-94.63]
[64449,"STANDARD","FILLMORE","MO","PRIMARY",40.020000000000003,-94.97]
[64476,"STANDARD","PICKERING","MO","PRIMARY",40.450000000000003,-94.84]
[64498,"STANDARD","WESTBORO","MO","PRIMARY",40.53,-95.32]
[64644,"STANDARD","HAMILTON","MO","PRIMARY",39.74,-94]
[64670,"STANDARD","PATTONSBURG","MO","PRIMARY",40.04,-94.13]
[64701,"STANDARD","HARRISONVILLE","MO","PRIMARY",38.65,-94.34]
[64735,"STANDARD","CLINTON","MO","PRIMARY",38.369999999999997,-93.76]
[64771,"STANDARD","MOUNDVILLE","MO","PRIMARY",37.76,-94.45]
[64842,"STANDARD","FAIRVIEW","MO","PRIMARY",36.81,-94.08]
[64857,"PO BOX","PURCELL","MO","PRIMARY",37.24,-94.43]
[65037,"STANDARD","GRAVOIS MILLS","MO","PRIMARY",38.299999999999997,-92.82]
[65063,"STANDARD","NEW BLOOMFIELD","MO","PRIMARY",38.71,-92.08]
[65076,"STANDARD","SAINT THOMAS","MO","PRIMARY",38.36,-92.21]
[65110,"PO BOX","JEFFERSON CITY","MO","PRIMARY",38.57,-92.19]
[65244,"STANDARD","CLIFTON HILL","MO","PRIMARY",39.43,-92.66]
[65281,"STANDARD","SALISBURY","MO","PRIMARY",39.42,-92.8]
[65285,"STANDARD","THOMPSON","MO","PRIMARY",39.18,-91.98]
[65336,"STANDARD","KNOB NOSTER","MO","PRIMARY",38.76,-93.56]
[65440,"STANDARD","BOSS","MO","PRIMARY",37.64,-91.18]
[65529,"STANDARD","JEROME","MO","PRIMARY",37.92,-91.97]
[65583,"STANDARD","WAYNESVILLE","MO","PRIMARY",37.82,-92.21]
[65611,"STANDARD","BLUE EYE","MO","PRIMARY",36.49,-93.39]
[65645,"PO BOX","EUDORA","MO","PRIMARY",37.479999999999997,-93.53]
[65650,"STANDARD","FLEMINGTON","MO","PRIMARY",37.799999999999997,-93.49]
[65682,"STANDARD","LOCKWOOD","MO","PRIMARY",37.380000000000003,-93.95]
[65708,"STANDARD","MONETT","MO","PRIMARY",36.92,-93.92]
[65746,"STANDARD","SEYMOUR","MO","PRIMARY",37.14,-92.76]
[65773,"STANDARD","WASOLA","MO","PRIMARY",36.79,-92.57]
[65787,"STANDARD","ROACH","MO","PRIMARY",37.99,-92.83]
[65817,"PO BOX","SPRINGFIELD","MO","PRIMARY",37.19,-93.28]
[66024,"PO BOX","ELWOOD","KS","PRIMARY",39.75,-94.87]
[66058,"STANDARD","MUSCOTAH","KS","PRIMARY",39.549999999999997,-95.52]
[66083,"STANDARD","SPRING HILL","KS","PRIMARY",38.75,-94.82]
[66118,"STANDARD","KANSAS CITY","KS","PRIMARY",39.1,-94.62]
[66201,"PO BOX","MISSION","KS","PRIMARY",38.9,-94.68]
[66223,"STANDARD","OVERLAND PARK","KS","PRIMARY",38.9,-94.68]
[66415,"STANDARD","CENTRALIA","KS","PRIMARY",39.72,-96.12]
[66438,"STANDARD","HOME","KS","PRIMARY",39.869999999999997,-96.52]
[66526,"STANDARD","PAXICO","KS","PRIMARY",39.06,-96.16]
[66603,"STANDARD","TOPEKA","KS","PRIMARY",39.03,-95.69]
[66604,"STANDARD","TOPEKA","KS","PRIMARY",39.03,-95.69]
[66713,"STANDARD","BAXTER SPRINGS","KS","PRIMARY",37.020000000000003,-94.73]
[66735,"STANDARD","FRANKLIN","KS","PRIMARY",37.520000000000003,-94.7]
[66762,"STANDARD","PITTSBURG","KS","PRIMARY",37.409999999999997,-94.69]
[66781,"STANDARD","WEIR","KS","PRIMARY",37.299999999999997,-94.77]
[66865,"STANDARD","OLPE","KS","PRIMARY",38.26,-96.16]
[66871,"STANDARD","WAVERLY","KS","PRIMARY",38.39,-95.6]
[66961,"PO BOX","NORWAY","KS","PRIMARY",39.69,-97.77]
[67012,"PO BOX","BEAUMONT","KS","PRIMARY",37.65,-96.55]
[67047,"STANDARD","FALL RIVER","KS","PRIMARY",37.6,-96.02]
[67074,"STANDARD","LEON","KS","PRIMARY",37.68,-96.78]
[67127,"STANDARD","PROTECTION","KS","PRIMARY",37.200000000000003,-99.48]
[67135,"STANDARD","SEDGWICK","KS","PRIMARY",37.909999999999997,-97.42]
[67210,"STANDARD","WICHITA","KS","PRIMARY",37.68,-97.34]
[67260,"UNIQUE","WICHITA","KS","PRIMARY",37.68,-97.34]
[67355,"STANDARD","NIOTAZE","KS","PRIMARY",37.06,-96.01]
[67432,"STANDARD","CLAY CENTER","KS","PRIMARY",39.369999999999997,-97.12]
[67457,"STANDARD","LITTLE RIVER","KS","PRIMARY",38.39,-98.01]
[67473,"STANDARD","OSBORNE","KS","PRIMARY",39.43,-98.69]
[67512,"STANDARD","ALDEN","KS","PRIMARY",38.24,-98.31]
[67543,"STANDARD","HAVEN","KS","PRIMARY",37.9,-97.78]
[67581,"STANDARD","SYLVIA","KS","PRIMARY",37.950000000000003,-98.4]
[67646,"STANDARD","LOGAN","KS","PRIMARY",39.659999999999997,-99.56]
[67659,"STANDARD","PENOKEE","KS","PRIMARY",39.35,-99.97]
[67730,"STANDARD","ATWOOD","KS","PRIMARY",39.81,-101.04]
[67762,"STANDARD","WESKAN","KS","PRIMARY",38.86,-101.96]
[67843,"STANDARD","FORT DODGE","KS","PRIMARY",37.729999999999997,-99.93]
[67952,"STANDARD","MOSCOW","KS","PRIMARY",37.32,-101.2]
[68003,"STANDARD","ASHLAND","NE","PRIMARY",41.04,-96.37]
[68040,"STANDARD","MALMO","NE","PRIMARY",41.26,-96.72]
[68064,"STANDARD","VALLEY","NE","PRIMARY",41.31,-96.34]
[68117,"STANDARD","OMAHA","NE","PRIMARY",41.26,-96.01]
[68145,"PO BOX","OMAHA","NE","PRIMARY",41.26,-96.01]
[68307,"STANDARD","AVOCA","NE","PRIMARY",40.79,-96.11]
[68333,"STANDARD","CRETE","NE","PRIMARY",40.619999999999997,-96.95]
[68339,"STANDARD","DENTON","NE","PRIMARY",40.729999999999997,-96.84]
[68359,"STANDARD","FRIEND","NE","PRIMARY",40.65,-97.28]
[68409,"STANDARD","MURRAY","NE","PRIMARY",40.909999999999997,-95.92]
[68441,"STANDARD","STEINAUER","NE","PRIMARY",40.200000000000003,-96.23]
[68456,"STANDARD","UTICA","NE","PRIMARY",40.89,-97.34]
[68502,"STANDARD","LINCOLN","NE","PRIMARY",40.81,-96.68]
[68583,"PO BOX","LINCOLN","NE","PRIMARY",40.81,-96.68]
[68633,"STANDARD","DODGE","NE","PRIMARY",41.72,-96.87]
[68701,"STANDARD","NORFOLK","NE","PRIMARY",42.03,-97.41]
[68735,"STANDARD","EWING","NE","PRIMARY",42.25,-98.34]
[68747,"STANDARD","MCLEAN","NE","PRIMARY",42.38,-97.46]
[68765,"STANDARD","OSMOND","NE","PRIMARY",42.35,-97.59]
[68789,"STANDARD","WINNETOON","NE","PRIMARY",42.51,-97.96]
[68832,"STANDARD","DONIPHAN","NE","PRIMARY",40.770000000000003,-98.37]
[68859,"STANDARD","NORTH LOUP","NE","PRIMARY",41.49,-98.77]
[68901,"STANDARD","HASTINGS","NE","PRIMARY",40.58,-98.39]
[68945,"STANDARD","HEARTWELL","NE","PRIMARY",40.56,-98.78]
[68970,"STANDARD","RED CLOUD","NE","PRIMARY",40.08,-98.52]
[68976,"STANDARD","SMITHFIELD","NE","PRIMARY",40.57,-99.74]
[69039,"STANDARD","MOOREFIELD","NE","PRIMARY",40.68,-100.4]
[69133,"STANDARD","DIX","NE","PRIMARY",41.23,-103.48]
[69162,"STANDARD","SIDNEY","NE","PRIMARY",41.13,-102.97]
[69168,"STANDARD","VENANGO","NE","PRIMARY",40.76,-102.04]
[69355,"PO BOX","MELBETA","NE","PRIMARY",41.78,-103.51]
[69367,"STANDARD","WHITNEY","NE","PRIMARY",42.78,-103.25]
[70044,"PO BOX","CHALMETTE","LA","PRIMARY",29.94,-89.96]
[70064,"PO BOX","KENNER","LA","PRIMARY",29.99,-90.24]
[70117,"STANDARD","NEW ORLEANS","LA","PRIMARY",30.06,-89.93]
[70148,"UNIQUE","NEW ORLEANS","LA","PRIMARY",30.06,-89.93]
[70153,"PO BOX","NEW ORLEANS","LA","PRIMARY",30.06,-89.93]
[70185,"PO BOX","NEW ORLEANS","LA","PRIMARY",30.06,-89.93]
[70354,"STANDARD","GALLIANO","LA","PRIMARY",29.43,-90.3]
[70401,"STANDARD","HAMMOND","LA","PRIMARY",30.5,-90.46]
[70427,"STANDARD","BOGALUSA","LA","PRIMARY",30.78,-89.86]
[70449,"STANDARD","MAUREPAS","LA","PRIMARY",30.25,-90.66]
[70503,"STANDARD","LAFAYETTE","LA","PRIMARY",30.21,-92.02]
[70526,"STANDARD","CROWLEY","LA","PRIMARY",30.21,-92.37]
[70554,"STANDARD","MAMOU","LA","PRIMARY",30.63,-92.41]
[70593,"PO BOX","LAFAYETTE","LA","PRIMARY",30.21,-92.02]
[70633,"STANDARD","DEQUINCY","LA","PRIMARY",30.37,-93.4]
[70644,"PO BOX","GRANT","LA","PRIMARY",30.78,-92.94]
[70668,"STANDARD","VINTON","LA","PRIMARY",30.19,-93.58]
[70728,"PO BOX","DUPLESSIS","LA","PRIMARY",30.29,-90.93]
[70769,"STANDARD","PRAIRIEVILLE","LA","PRIMARY",30.3,-90.97]
[70802,"STANDARD","BATON ROUGE","LA","PRIMARY",30.44,-91.12]
[70807,"STANDARD","BATON ROUGE","LA","PRIMARY",30.44,-91.12]
[70895,"PO BOX","BATON ROUGE","LA","PRIMARY",30.44,-91.12]
[71016,"STANDARD","CASTOR","LA","PRIMARY",32.25,-93.16]
[71050,"PO BOX","LONGSTREET","LA","PRIMARY",32.090000000000003,-93.95]
[71066,"PO BOX","POWHATAN","LA","PRIMARY",31.87,-93.2]
[71136,"PO BOX","SHREVEPORT","LA","PRIMARY",32.47,-93.79]
[71150,"PO BOX","SHREVEPORT","LA","PRIMARY",32.520000000000003,-93.75]
[71218,"PO BOX","ARCHIBALD","LA","PRIMARY",32.36,-91.73]
[71243,"STANDARD","FORT NECESSITY","LA","PRIMARY",31.97,-91.81]
[71276,"STANDARD","SONDHEIMER","LA","PRIMARY",32.57,-91.25]
[71325,"STANDARD","CHENEYVILLE","LA","PRIMARY",31.01,-92.28]
[71358,"STANDARD","PALMETTO","LA","PRIMARY",30.71,-91.9]
[71359,"UNIQUE","PINEVILLE","LA","PRIMARY",31.33,-92.41]
[71407,"STANDARD","BENTLEY","LA","PRIMARY",31.48,-92.5]
[71446,"STANDARD","LEESVILLE","LA","PRIMARY",31.13,-93.27]
[71471,"PO BOX","SAINT MAURICE","LA","PRIMARY",31.78,-92.89]
[71642,"STANDARD","FOUNTAIN HILL","AR","PRIMARY",33.35,-91.85]
[71662,"STANDARD","PICKENS","AR","PRIMARY",33.799999999999997,-91.38]
[71676,"STANDARD","WILMOT","AR","PRIMARY",33.049999999999997,-91.57]
[71753,"STANDARD","MAGNOLIA","AR","PRIMARY",33.270000000000003,-93.23]
[71841,"STANDARD","GILLHAM","AR","PRIMARY",34.159999999999997,-94.31]
[71860,"STANDARD","STAMPS","AR","PRIMARY",33.35,-93.49]
[71937,"STANDARD","COVE","AR","PRIMARY",34.43,-94.4]
[71953,"STANDARD","MENA","AR","PRIMARY",34.58,-94.23]
[71999,"UNIQUE","ARKADELPHIA","AR","PRIMARY",34.119999999999997,-93.07]
[72023,"STANDARD","CABOT","AR","PRIMARY",34.96,-92.02]
[72051,"STANDARD","FOX","AR","PRIMARY",35.76,-92.3]
[72079,"STANDARD","JEFFERSON","AR","PRIMARY",34.36,-92.13]
[72111,"STANDARD","MOUNT VERNON","AR","PRIMARY",35.22,-92.13]
[72132,"STANDARD","REDFIELD","AR","PRIMARY",34.44,-92.18]
[72136,"STANDARD","ROMANCE","AR","PRIMARY",35.21,-92.06]
[72176,"STANDARD","WARD","AR","PRIMARY",35.01,-91.95]
[72217,"PO BOX","LITTLE ROCK","AR","PRIMARY",34.72,-92.35]
[72319,"PO BOX","GOSNELL","AR","PRIMARY",35.96,-89.97]
[72353,"PO BOX","LAMBROOK","AR","PRIMARY",34.369999999999997,-90.96]
[72386,"STANDARD","TYRONZA","AR","PRIMARY",35.49,-90.35]
[72414,"STANDARD","BLACK OAK","AR","PRIMARY",35.83,-90.36]
[72429,"STANDARD","FISHER","AR","PRIMARY",35.49,-90.97]
[72453,"STANDARD","PEACH ORCHARD","AR","PRIMARY",36.28,-90.66]
[72467,"PO BOX","STATE UNIVERSITY","AR","PRIMARY",35.9,-90.45]
[72515,"STANDARD","BEXAR","AR","PRIMARY",36.299999999999997,-91.97]
[72539,"STANDARD","GLENCOE","AR","PRIMARY",36.29,-91.77]
[72579,"STANDARD","SULPHUR ROCK","AR","PRIMARY",35.75,-91.49]
[72628,"STANDARD","DEER","AR","PRIMARY",35.840000000000003,-93.35]
[72660,"STANDARD","OAK GROVE","AR","PRIMARY",36.450000000000003,-93.43]
[72712,"STANDARD","BENTONVILLE","AR","PRIMARY",36.36,-94.2]
[72741,"PO BOX","JOHNSON","AR","PRIMARY",36.130000000000003,-94.17]
[72749,"STANDARD","MORROW","AR","PRIMARY",35.85,-94.38]
[72823,"STANDARD","ATKINS","AR","PRIMARY",35.24,-92.94]
[72847,"STANDARD","LONDON","AR","PRIMARY",35.32,-93.24]
[72921,"STANDARD","ALMA","AR","PRIMARY",35.479999999999997,-94.22]
[72949,"STANDARD","OZARK","AR","PRIMARY",35.49,-93.84]
[73011,"STANDARD","BRADLEY","OK","PRIMARY",34.869999999999997,-97.7]
[73021,"STANDARD","COLONY","OK","PRIMARY",35.340000000000003,-98.67]
[73044,"STANDARD","GUTHRIE","OK","PRIMARY",35.840000000000003,-97.42]
[73061,"STANDARD","MORRISON","OK","PRIMARY",36.29,-97.01]
[73096,"STANDARD","WEATHERFORD","OK","PRIMARY",35.53,-98.68]
[73122,"STANDARD","OKLAHOMA CITY","OK","PRIMARY",35.46,-97.51]
[73132,"STANDARD","OKLAHOMA CITY","OK","PRIMARY",35.46,-97.51]
[73149,"STANDARD","OKLAHOMA CITY","OK","PRIMARY",35.46,-97.51]
[73190,"UNIQUE","OKLAHOMA CITY","OK","PRIMARY",35.46,-97.51]
[73442,"STANDARD","LOCO","OK","PRIMARY",34.32,-97.68]
[73488,"STANDARD","TUSSY","OK","PRIMARY",34.5,-97.54]
[73540,"STANDARD","FAXON","OK","PRIMARY",34.46,-98.57]
[73541,"STANDARD","FLETCHER","OK","PRIMARY",34.82,-98.24]
[73569,"STANDARD","TERRAL","OK","PRIMARY",33.89,-97.93]
[73650,"STANDARD","HAMMON","OK","PRIMARY",35.630000000000003,-99.38]
[73716,"STANDARD","ALINE","OK","PRIMARY",36.5,-98.44]
[73742,"STANDARD","HENNESSEY","OK","PRIMARY",36.1,-97.89]
[73773,"STANDARD","WAUKOMIS","OK","PRIMARY",36.28,-97.9]
[73835,"STANDARD","CAMARGO","OK","PRIMARY",36.01,-99.28]
[74006,"STANDARD","BARTLESVILLE","OK","PRIMARY",36.729999999999997,-95.94]
[74017,"STANDARD","CLAREMORE","OK","PRIMARY",36.31,-95.61]
[74045,"STANDARD","MARAMEC","OK","PRIMARY",36.24,-96.68]
[74059,"STANDARD","PERKINS","OK","PRIMARY",35.97,-97.02]
[74112,"STANDARD","TULSA","OK","PRIMARY",36.119999999999997,-95.91]
[74119,"STANDARD","TULSA","OK","PRIMARY",36.119999999999997,-95.91]
[74182,"UNIQUE","TULSA","OK","PRIMARY",36.119999999999997,-95.91]
[74332,"STANDARD","BIG CABIN","OK","PRIMARY",36.53,-95.22]
[74365,"STANDARD","SALINA","OK","PRIMARY",36.29,-95.15]
[74435,"STANDARD","GORE","OK","PRIMARY",35.54,-95.11]
[74444,"PO BOX","MOODYS","OK","PRIMARY",36.07,-94.94]
[74469,"STANDARD","WARNER","OK","PRIMARY",35.49,-95.3]
[74542,"STANDARD","ATOKA","OK","PRIMARY",34.380000000000003,-96.12]
[74572,"STANDARD","TUPELO","OK","PRIMARY",34.6,-96.42]
[74652,"STANDARD","SHIDLER","OK","PRIMARY",36.78,-96.65]
[74747,"PO BOX","KEMP","OK","PRIMARY",33.76,-96.35]
[74821,"PO BOX","ADA","OK","PRIMARY",34.770000000000003,-96.66]
[74831,"STANDARD","BYARS","OK","PRIMARY",34.869999999999997,-97.05]
[74866,"PO BOX","SAINT LOUIS","OK","PRIMARY",35.07,-96.86]
[74937,"STANDARD","HEAVENER","OK","PRIMARY",34.89,-94.6]
[75001,"STANDARD","ADDISON","TX","PRIMARY",32.96,-96.83]
[75010,"STANDARD","CARROLLTON","TX","PRIMARY",32.979999999999997,-96.89]
[75049,"PO BOX","GARLAND","TX","PRIMARY",32.909999999999997,-96.62]
[75061,"STANDARD","IRVING","TX","PRIMARY",32.85,-96.96]
[75092,"STANDARD","SHERMAN","TX","PRIMARY",33.61,-96.6]
[75121,"PO BOX","COPEVILLE","TX","PRIMARY",33.08,-96.42]
[75138,"PO BOX","DUNCANVILLE","TX","PRIMARY",32.64,-96.91]
[75187,"PO BOX","MESQUITE","TX","PRIMARY",32.76,-96.59]
[75204,"STANDARD","DALLAS","TX","PRIMARY",32.79,-96.76]
[75230,"STANDARD","DALLAS","TX","PRIMARY",32.79,-96.76]
[75251,"STANDARD","DALLAS","TX","PRIMARY",32.79,-96.76]
[75313,"PO BOX","DALLAS","TX","PRIMARY",32.79,-96.76]
[75363,"UNIQUE","DALLAS","TX","PRIMARY",32.93,-96.79]
[75371,"PO BOX","DALLAS","TX","PRIMARY",32.79,-96.76]
[75403,"PO BOX","GREENVILLE","TX","PRIMARY",33.11,-96.1]
[75431,"STANDARD","COMO","TX","PRIMARY",33.06,-95.47]
[75455,"STANDARD","MOUNT PLEASANT","TX","PRIMARY",33.159999999999997,-94.97]
[75486,"STANDARD","SUMNER","TX","PRIMARY",33.770000000000003,-95.71]
[75550,"STANDARD","ANNONA","TX","PRIMARY",33.58,-94.91]
[75561,"STANDARD","HOOKS","TX","PRIMARY",33.46,-94.28]
[75607,"PO BOX","LONGVIEW","TX","PRIMARY",32.51,-94.76]
[75659,"PO BOX","JONESVILLE","TX","PRIMARY",32.49,-94.11]
[75680,"PO BOX","MINDEN","TX","PRIMARY",32.04,-94.76]
[75757,"STANDARD","BULLARD","TX","PRIMARY",32.14,-95.31]
[75797,"UNIQUE","BIG SANDY","TX","PRIMARY",32.58,-95.11]
[75832,"PO BOX","CAYUGA","TX","PRIMARY",31.95,-95.97]
[75856,"STANDARD","PENNINGTON","TX","PRIMARY",31.15,-95.16]
[75935,"STANDARD","CENTER","TX","PRIMARY",31.79,-94.17]
[75974,"STANDARD","TENAHA","TX","PRIMARY",31.94,-94.24]
[76010,"STANDARD","ARLINGTON","TX","PRIMARY",32.69,-97.12]
[76015,"STANDARD","ARLINGTON","TX","PRIMARY",32.69,-97.12]
[76052,"STANDARD","HASLET","TX","PRIMARY",32.950000000000003,-97.33]
[76085,"STANDARD","WEATHERFORD","TX","PRIMARY",32.83,-97.7]
[76110,"STANDARD","FORT WORTH","TX","PRIMARY",32.75,-97.33]
[76135,"STANDARD","FORT WORTH","TX","PRIMARY",32.75,-97.33]
[76199,"UNIQUE","FORT WORTH","TX","PRIMARY",32.75,-97.33]
[76241,"PO BOX","GAINESVILLE","TX","PRIMARY",33.630000000000003,-97.15]
[76248,"STANDARD","KELLER","TX","PRIMARY",32.93,-97.22]
[76354,"STANDARD","BURKBURNETT","TX","PRIMARY",34.07,-98.56]
[76373,"STANDARD","OKLAUNION","TX","PRIMARY",34.130000000000003,-99.13]
[76444,"STANDARD","DE LEON","TX","PRIMARY",32.11,-98.53]
[76462,"STANDARD","LIPAN","TX","PRIMARY",32.51,-98.04]
[76472,"STANDARD","SANTO","TX","PRIMARY",32.58,-98.18]
[76524,"STANDARD","EDDY","TX","PRIMARY",31.35,-97.3]
[76565,"STANDARD","POTTSVILLE","TX","PRIMARY",31.68,-98.35]
[76621,"STANDARD","ABBOTT","TX","PRIMARY",31.88,-97.07]
[76649,"STANDARD","IREDELL","TX","PRIMARY",31.98,-97.87]
[76655,"STANDARD","LORENA","TX","PRIMARY",31.38,-97.21]
[76685,"PO BOX","SATIN","TX","PRIMARY",31.38,-97.02]
[76716,"PO BOX","WACO","TX","PRIMARY",31.56,-97.18]
[76848,"STANDARD","HEXT","TX","PRIMARY",30.86,-99.52]
[76880,"PO BOX","STAR","TX","PRIMARY",31.47,-98.41]
[76935,"STANDARD","CHRISTOVAL","TX","PRIMARY",31.19,-100.49]
[76941,"STANDARD","MERTZON","TX","PRIMARY",31.26,-100.82]
[77013,"STANDARD","HOUSTON","TX","PRIMARY",29.76,-95.38]
[77036,"STANDARD","HOUSTON","TX","PRIMARY",29.76,-95.38]
[77061,"STANDARD","HOUSTON","TX","PRIMARY",29.76,-95.38]
[77078,"STANDARD","HOUSTON","TX","PRIMARY",29.76,-95.38]
[77207,"PO BOX","HOUSTON","TX","PRIMARY",29.76,-95.38]
[77213,"PO BOX","HOUSTON","TX","PRIMARY",29.76,-95.38]
[77248,"PO BOX","HOUSTON","TX","PRIMARY",29.76,-95.38]
[77261,"PO BOX","HOUSTON","TX","PRIMARY",29.76,-95.38]
[77285,"PO BOX","HOUSTON","TX","PRIMARY",29.75,-95.36]
[77298,"UNIQUE","HOUSTON","TX","PRIMARY",29.76,-95.36]
[77353,"PO BOX","MAGNOLIA","TX","PRIMARY",30.21,-95.74]
[77354,"STANDARD","MAGNOLIA","TX","PRIMARY",30.21,-95.74]
[77384,"STANDARD","CONROE","TX","PRIMARY",30.32,-95.47]
[77418,"STANDARD","BELLVILLE","TX","PRIMARY",29.94,-96.25]
[77445,"STANDARD","HEMPSTEAD","TX","PRIMARY",30.09,-96.08]
[77471,"STANDARD","ROSENBERG","TX","PRIMARY",29.54,-95.79]
[77476,"PO BOX","SIMONTON","TX","PRIMARY",29.68,-95.99]
[77501,"PO BOX","PASADENA","TX","PRIMARY",29.66,-95.15]
[77534,"STANDARD","DANBURY","TX","PRIMARY",29.22,-95.34]
[77562,"STANDARD","HIGHLANDS","TX","PRIMARY",29.81,-95.05]
[77598,"STANDARD","WEBSTER","TX","PRIMARY",29.53,-95.11]
[77641,"PO BOX","PORT ARTHUR","TX","PRIMARY",29.89,-93.92]
[77703,"STANDARD","BEAUMONT","TX","PRIMARY",30.08,-94.14]
[77726,"PO BOX","BEAUMONT","TX","PRIMARY",30.08,-94.14]
[77845,"STANDARD","COLLEGE STATION","TX","PRIMARY",30.6,-96.31]
[77950,"PO BOX","AUSTWELL","TX","PRIMARY",28.39,-96.84]
[77975,"STANDARD","MOULTON","TX","PRIMARY",29.57,-97.14]
[78005,"STANDARD","BIGFOOT","TX","PRIMARY",29.05,-98.85]
[78014,"STANDARD","COTULLA","TX","PRIMARY",28.43,-99.23]
[78041,"STANDARD","LAREDO","TX","PRIMARY",27.53,-99.48]
[78071,"STANDARD","THREE RIVERS","TX","PRIMARY",28.46,-98.17]
[78125,"PO BOX","MINERAL","TX","PRIMARY",28.55,-97.97]
[78163,"STANDARD","BULVERDE","TX","PRIMARY",29.73,-98.45]
[78219,"STANDARD","SAN ANTONIO","TX","PRIMARY",29.45,-98.5]
[78240,"STANDARD","SAN ANTONIO","TX","PRIMARY",29.45,-98.5]
[78245,"STANDARD","SAN ANTONIO","TX","PRIMARY",29.45,-98.5]
[78270,"PO BOX","SAN ANTONIO","TX","PRIMARY",29.45,-98.5]
[78330,"STANDARD","AGUA DULCE","TX","PRIMARY",27.78,-97.9]
[78358,"PO BOX","FULTON","TX","PRIMARY",28.07,-97.03]
[78370,"STANDARD","ODEM","TX","PRIMARY",27.94,-97.58]
[78402,"STANDARD","CORPUS CHRISTI","TX","PRIMARY",27.8,-97.39]
[78477,"STANDARD","CORPUS CHRISTI","TX","PRIMARY",27.8,-97.39]
[78521,"STANDARD","BROWNSVILLE","TX","PRIMARY",25.92,-97.48]
[78561,"PO BOX","LASARA","TX","PRIMARY",26.53,-97.88]
[78573,"STANDARD","MISSION","TX","PRIMARY",26.21,-98.31]
[78612,"STANDARD","CEDAR CREEK","TX","PRIMARY",30.08,-97.5]
[78617,"STANDARD","DEL VALLE","TX","PRIMARY",30.16,-97.6]
[78644,"STANDARD","LOCKHART","TX","PRIMARY",29.87,-97.67]
[78674,"PO BOX","WEIR","TX","PRIMARY",30.67,-97.59]
[78712,"STANDARD","AUSTIN","TX","PRIMARY",30.26,-97.74]
[78733,"STANDARD","AUSTIN","TX","PRIMARY",30.26,-97.74]
[78741,"STANDARD","AUSTIN","TX","PRIMARY",30.26,-97.74]
[78764,"PO BOX","AUSTIN","TX","PRIMARY",30.26,-97.74]
[78802,"PO BOX","UVALDE","TX","PRIMARY",29.21,-99.78]
[78861,"STANDARD","HONDO","TX","PRIMARY",29.35,-99.15]
[78944,"STANDARD","INDUSTRY","TX","PRIMARY",29.99,-96.49]
[79010,"PO BOX","BOYS RANCH","TX","PRIMARY",35.51,-102.25]
[79033,"PO BOX","FARNSWORTH","TX","PRIMARY",36.32,-100.96]
[79043,"STANDARD","HART","TX","PRIMARY",34.380000000000003,-102.11]
[79080,"STANDARD","SKELLYTOWN","TX","PRIMARY",35.57,-101.17]
[79095,"STANDARD","WELLINGTON","TX","PRIMARY",34.85,-100.21]
[79201,"STANDARD","CHILDRESS","TX","PRIMARY",34.42,-100.24]
[79252,"STANDARD","QUANAH","TX","PRIMARY",34.29,-99.74]
[79255,"STANDARD","QUITAQUE","TX","PRIMARY",34.36,-101.05]
[79356,"STANDARD","POST","TX","PRIMARY",33.19,-101.38]
[79378,"PO BOX","WELLMAN","TX","PRIMARY",33.04,-102.42]
[79416,"STANDARD","LUBBOCK","TX","PRIMARY",33.57,-101.87]
[79491,"UNIQUE","LUBBOCK","TX","PRIMARY",33.57,-101.87]
[79544,"STANDARD","ROCHESTER","TX","PRIMARY",33.31,-99.85]
[79549,"STANDARD","SNYDER","TX","PRIMARY",32.71,-100.91]
[79703,"STANDARD","MIDLAND","TX","PRIMARY",32.020000000000003,-102.1]
[79739,"STANDARD","GARDEN CITY","TX","PRIMARY",31.87,-101.48]
[79772,"STANDARD","PECOS","TX","PRIMARY",31.4,-103.5]
[79837,"PO BOX","DELL CITY","TX","PRIMARY",31.93,-105.2]
[79913,"PO BOX","EL PASO","TX","PRIMARY",31.84,-106.43]
[79918,"STANDARD","FORT BLISS","TX","PRIMARY",31.84,-106.43]
[79943,"PO BOX","EL PASO","TX","PRIMARY",31.84,-106.43]
[79998,"PO BOX","EL PASO","TX","PRIMARY",31.84,-106.43]
[80026,"STANDARD","LAFAYETTE","CO","PRIMARY",39.99,-105.09]
[80104,"STANDARD","CASTLE ROCK","CO","PRIMARY",39.369999999999997,-104.85]
[80122,"STANDARD","LITTLETON","CO","PRIMARY",39.590000000000003,-105.01]
[80136,"STANDARD","STRASBURG","CO","PRIMARY",39.729999999999997,-104.3]
[80210,"STANDARD","DENVER","CO","PRIMARY",39.76,-104.87]
[80243,"UNIQUE","DENVER","CO","PRIMARY",39.76,-104.87]
[80263,"UNIQUE","DENVER","CO","PRIMARY",39.76,-104.87]
[80310,"UNIQUE","BOULDER","CO","PRIMARY",40.020000000000003,-105.25]
[80329,"UNIQUE","BOULDER","CO","PRIMARY",40.020000000000003,-105.25]
[80435,"STANDARD","DILLON","CO","PRIMARY",39.619999999999997,-106.03]
[80467,"STANDARD","OAK CREEK","CO","PRIMARY",40.270000000000003,-106.95]
[80513,"STANDARD","BERTHOUD","CO","PRIMARY",40.299999999999997,-105.08]
[80535,"STANDARD","LAPORTE","CO","PRIMARY",40.619999999999997,-105.13]
[80540,"STANDARD","LYONS","CO","PRIMARY",40.22,-105.26]
[80623,"PO BOX","GILCREST","CO","PRIMARY",40.28,-104.78]
[80705,"STANDARD","LOG LANE VILLAGE","CO","PRIMARY",40.270000000000003,-103.82]
[80750,"STANDARD","SNYDER","CO","PRIMARY",40.32,-103.58]
[80818,"STANDARD","GENOA","CO","PRIMARY",39.270000000000003,-103.49]
[80835,"STANDARD","SIMLA","CO","PRIMARY",39.14,-104.08]
[80919,"STANDARD","COLORADO SPRINGS","CO","PRIMARY",38.86,-104.76]
[80924,"STANDARD","COLORADO SPRINGS","CO","PRIMARY",38.94,-104.7]
[80997,"UNIQUE","COLORADO SPRINGS","CO","PRIMARY",38.86,-104.76]
[81019,"PO BOX","COLORADO CITY","CO","PRIMARY",37.94,-104.84]
[81054,"STANDARD","LAS ANIMAS","CO","PRIMARY",38.06,-103.22]
[81067,"STANDARD","ROCKY FORD","CO","PRIMARY",38.04,-103.72]
[81120,"STANDARD","ANTONITO","CO","PRIMARY",37.07,-106.01]
[81148,"PO BOX","ROMEO","CO","PRIMARY",37.17,-105.98]
[81239,"STANDARD","PARLIN","CO","PRIMARY",38.5,-106.72]
[81321,"STANDARD","CORTEZ","CO","PRIMARY",37.35,-108.57]
[81422,"STANDARD","NATURITA","CO","PRIMARY",38.21,-108.56]
[81427,"PO BOX","OURAY","CO","PRIMARY",38.08,-107.69]
[81524,"STANDARD","LOMA","CO","PRIMARY",39.200000000000003,-108.82]
[81636,"PO BOX","BATTLEMENT MESA","CO","PRIMARY",39.44,-108.02]
[82006,"UNIQUE","CHEYENNE","WY","PRIMARY",41.14,-104.79]
[82073,"PO BOX","LARAMIE","WY","PRIMARY",41.31,-105.58]
[82301,"STANDARD","RAWLINS","WY","PRIMARY",41.78,-107.22]
[82430,"PO BOX","KIRBY","WY","PRIMARY",43.8,-108.18]
[82513,"STANDARD","DUBOIS","WY","PRIMARY",43.53,-109.64]
[82609,"STANDARD","CASPER","WY","PRIMARY",42.83,-106.32]
[82718,"STANDARD","GILLETTE","WY","PRIMARY",44.28,-105.51]
[82836,"STANDARD","DAYTON","WY","PRIMARY",44.87,-107.25]
[83001,"STANDARD","JACKSON","WY","PRIMARY",43.47,-110.76]
[83014,"STANDARD","WILSON","WY","PRIMARY",43.5,-110.87]
[83214,"STANDARD","ARIMO","ID","PRIMARY",42.54,-112.28]
[83234,"STANDARD","DOWNEY","ID","PRIMARY",42.42,-112.1]
[83271,"STANDARD","ROCKLAND","ID","PRIMARY",42.5,-112.85]
[83333,"STANDARD","HAILEY","ID","PRIMARY",43.57,-114.21]
[83355,"STANDARD","WENDELL","ID","PRIMARY",42.74,-114.73]
[83435,"STANDARD","MONTEVIEW","ID","PRIMARY",43.94,-112.56]
[83442,"STANDARD","RIGBY","ID","PRIMARY",43.69,-111.87]
[83501,"STANDARD","LEWISTON","ID","PRIMARY",46.16,-116.92]
[83552,"STANDARD","STITES","ID","PRIMARY",46.08,-115.97]
[83631,"STANDARD","IDAHO CITY","ID","PRIMARY",43.89,-115.76]
[83655,"STANDARD","NEW PLYMOUTH","ID","PRIMARY",43.94,-116.8]
[83660,"STANDARD","PARMA","ID","PRIMARY",43.8,-116.91]
[83715,"PO BOX","BOISE","ID","PRIMARY",43.56,-116.21]
[83756,"UNIQUE","BOISE","ID","PRIMARY",43.61,-116.21]
[83833,"STANDARD","HARRISON","ID","PRIMARY",47.54,-116.7]
[83860,"STANDARD","SAGLE","ID","PRIMARY",48.18,-116.56]
[83876,"STANDARD","WORLEY","ID","PRIMARY",47.44,-116.89]
[84013,"STANDARD","CEDAR VALLEY","UT","PRIMARY",40.33,-112.11]
[84036,"STANDARD","KAMAS","UT","PRIMARY",40.619999999999997,-111.15]
[84069,"STANDARD","RUSH VALLEY","UT","PRIMARY",40.340000000000003,-112.48]
[84087,"STANDARD","WOODS CROSS","UT","PRIMARY",40.89,-111.93]
[84110,"PO BOX","SALT LAKE CITY","UT","PRIMARY",40.75,-111.9]
[84115,"STANDARD","SALT LAKE CITY","UT","PRIMARY",40.71,-111.89]
[84150,"UNIQUE","SALT LAKE CITY","UT","PRIMARY",40.770000000000003,-111.88]
[84302,"STANDARD","BRIGHAM CITY","UT","PRIMARY",41.51,-112.04]
[84328,"STANDARD","PARADISE","UT","PRIMARY",41.48,-111.77]
[84415,"PO BOX","OGDEN","UT","PRIMARY",41.22,-111.97]
[84534,"PO BOX","MONTEZUMA CREEK","UT","PRIMARY",37.21,-109.19]
[84540,"STANDARD","THOMPSON","UT","PRIMARY",39.18,-109.49]
[84633,"PO BOX","GOSHEN","UT","PRIMARY",39.93,-111.88]
[84663,"STANDARD","SPRINGVILLE","UT","PRIMARY",40.200000000000003,-111.47]
[84726,"PO BOX","ESCALANTE","UT","PRIMARY",37.770000000000003,-111.6]
[84746,"PO BOX","LEEDS","UT","PRIMARY",37.229999999999997,-113.36]
[84781,"STANDARD","PINE VALLEY","UT","PRIMARY",37.47,-113.51]
[84782,"STANDARD","VEYO","UT","PRIMARY",37.42,-113.72]
[85030,"PO BOX","PHOENIX","AZ","PRIMARY",33.450000000000003,-112.07]
[85041,"STANDARD","PHOENIX","AZ","PRIMARY",33.380000000000003,-112.11]
[85073,"STANDARD","PHOENIX","AZ","PRIMARY",33.44,-112.07]
[85128,"STANDARD","COOLIDGE","AZ","PRIMARY",32.97,-111.49]
[85143,"STANDARD","SAN TAN VALLEY","AZ","PRIMARY",33.159999999999997,-111.56]
[85204,"STANDARD","MESA","AZ","PRIMARY",33.39,-111.78]
[85230,"STANDARD","CASA GRANDE","AZ","PRIMARY",32.869999999999997,-111.75]
[85256,"STANDARD","SCOTTSDALE","AZ","PRIMARY",33.5,-111.79]
[85278,"STANDARD","APACHE JUNCTION","AZ","PRIMARY",33.409999999999997,-111.54]
[85301,"STANDARD","GLENDALE","AZ","PRIMARY",33.53,-112.18]
[85307,"STANDARD","GLENDALE","AZ","PRIMARY",33.53,-112.31]
[85336,"PO BOX","GADSDEN","AZ","PRIMARY",32.53,-114.76]
[85357,"PO BOX","WENDEN","AZ","PRIMARY",34.06,-113.51]
[85380,"PO BOX","PEORIA","AZ","PRIMARY",33.68,-112.24]
[85547,"PO BOX","PAYSON","AZ","PRIMARY",34.25,-111.28]
[85617,"STANDARD","MC NEAL","AZ","PRIMARY",31.55,-109.69]
[85633,"PO BOX","SASABE","AZ","PRIMARY",31.66,-111.5]
[85643,"STANDARD","WILLCOX","AZ","PRIMARY",32.43,-109.88]
[85712,"STANDARD","TUCSON","AZ","PRIMARY",32.25,-110.87]
[85739,"STANDARD","TUCSON","AZ","PRIMARY",32.54,-110.95]
[85752,"PO BOX","TUCSON","AZ","PRIMARY",32.35,-111.04]
[85942,"PO BOX","WOODRUFF","AZ","PRIMARY",34.799999999999997,-109.94]
[86033,"PO BOX","KAYENTA","AZ","PRIMARY",36.64,-110.18]
[86047,"STANDARD","WINSLOW","AZ","PRIMARY",35.1,-110.64]
[86324,"STANDARD","CLARKDALE","AZ","PRIMARY",34.79,-112.1]
[86402,"PO BOX","KINGMAN","AZ","PRIMARY",35.22,-113.35]
[86445,"STANDARD","WILLOW BEACH","AZ","PRIMARY",35.9,-114.59]
[86502,"PO BOX","CHAMBERS","AZ","PRIMARY",35.14,-109.57]
[87001,"STANDARD","ALGODONES","NM","PRIMARY",35.380000000000003,-106.47]
[87026,"STANDARD","LAGUNA","NM","PRIMARY",35.03,-107.39]
[87052,"STANDARD","SANTO DOMINGO PUEBLO","NM","PRIMARY",35.51,-106.36]
[87113,"STANDARD","ALBUQUERQUE","NM","PRIMARY",35.11,-106.62]
[87165,"PO BOX","ALBUQUERQUE","NM","PRIMARY",35.08,-106.64]
[87319,"PO BOX","MENTMORE","NM","PRIMARY",35.51,-108.84]
[87325,"STANDARD","TOHATCHI","NM","PRIMARY",35.85,-108.75]
[87502,"PO BOX","SANTA FE","NM","PRIMARY",35.67,-105.95]
[87517,"PO BOX","CARSON","NM","PRIMARY",36.69,-105.83]
[87556,"STANDARD","QUESTA","NM","PRIMARY",36.71,-105.59]
[87583,"PO BOX","VILLANUEVA","NM","PRIMARY",35.26,-105.36]
[87728,"STANDARD","MAXWELL","NM","PRIMARY",36.54,-104.54]
[87749,"PO BOX","UTE PARK","NM","PRIMARY",36.549999999999997,-105.11]
[87936,"STANDARD","GARFIELD","NM","PRIMARY",32.75,-107.26]
[88030,"STANDARD","DEMING","NM","PRIMARY",32.26,-107.75]
[88048,"STANDARD","MESQUITE","NM","PRIMARY",32.159999999999997,-106.69]
[88120,"STANDARD","GRADY","NM","PRIMARY",34.82,-103.31]
[88125,"STANDARD","MILNESAND","NM","PRIMARY",33.64,-103.33]
[88241,"PO BOX","HOBBS","NM","PRIMARY",32.729999999999997,-103.16]
[88323,"PO BOX","FORT STANTON","NM","PRIMARY",33.49,-105.52]
[88352,"STANDARD","TULAROSA","NM","PRIMARY",33.07,-106.02]
[88510,"PO BOX","EL PASO","TX","PRIMARY",31.84,-106.43]
[88536,"PO BOX","EL PASO","TX","PRIMARY",31.84,-106.43]
[88538,"PO BOX","EL PASO","TX","PRIMARY",31.84,-106.43]
[88561,"PO BOX","EL PASO","TX","PRIMARY",31.84,-106.43]
[88590,"PO BOX","EL PASO","TX","PRIMARY",31.84,-106.43]
[89018,"PO BOX","INDIAN SPRINGS","NV","PRIMARY",36.51,-115.64]
[89034,"STANDARD","MESQUITE","NV","PRIMARY",36.81,-114.07]
[89102,"STANDARD","LAS VEGAS","NV","PRIMARY",36.14,-115.18]
[89107,"STANDARD","LAS VEGAS","NV","PRIMARY",36.17,-115.2]
[89138,"STANDARD","LAS VEGAS","NV","PRIMARY",36.18,-115.38]
[89152,"UNIQUE","LAS VEGAS","NV","PRIMARY",36.17,-115.2]
[89193,"PO BOX","LAS VEGAS","NV","PRIMARY",36.08,-115.14]
[89315,"PO BOX","ELY","NV","PRIMARY",39.26,-114.86]
[89438,"PO BOX","VALMY","NV","PRIMARY",40.75,-117.1]
[89444,"STANDARD","WELLINGTON","NV","PRIMARY",38.700000000000003,-119.32]
[89523,"STANDARD","RENO","NV","PRIMARY",39.49,-119.9]
[89721,"PO BOX","CARSON CITY","NV","PRIMARY",38.97,-119.72]
[90006,"STANDARD","LOS ANGELES","CA","PRIMARY",34.04,-118.29]
[90027,"STANDARD","LOS ANGELES","CA","PRIMARY",34.119999999999997,-118.28]
[90049,"STANDARD","LOS ANGELES","CA","PRIMARY",34.08,-118.49]
[90056,"STANDARD","LOS ANGELES","CA","PRIMARY",33.979999999999997,-118.37]
[90077,"STANDARD","LOS ANGELES","CA","PRIMARY",34.1,-118.45]
[90099,"STANDARD","LOS ANGELES","CA","PRIMARY",34.06,-118.23]
[90248,"STANDARD","GARDENA","CA","PRIMARY",33.880000000000003,-118.27]
[90294,"PO BOX","VENICE","CA","PRIMARY",33.979999999999997,-118.47]
[90311,"STANDARD","INGLEWOOD","CA","PRIMARY",33.950000000000003,-118.35]
[90408,"PO BOX","SANTA MONICA","CA","PRIMARY",34.020000000000003,-118.48]
[90620,"STANDARD","BUENA PARK","CA","PRIMARY",33.840000000000003,-118]
[90652,"PO BOX","NORWALK","CA","PRIMARY",33.909999999999997,-118.07]
[90742,"PO BOX","SUNSET BEACH","CA","PRIMARY",33.71,-118.07]
[90747,"UNIQUE","CARSON","CA","PRIMARY",33.86,-118.25]
[90853,"PO BOX","LONG BEACH","CA","PRIMARY",33.75,-118.13]
[91020,"STANDARD","MONTROSE","CA","PRIMARY",34.21,-118.23]
[91115,"PO BOX","PASADENA","CA","PRIMARY",34.130000000000003,-118.15]
[91204,"STANDARD","GLENDALE","CA","PRIMARY",34.130000000000003,-118.26]
[91313,"PO BOX","CHATSWORTH","CA","PRIMARY",34.229999999999997,-118.58]
[91343,"STANDARD","NORTH HILLS","CA","PRIMARY",34.229999999999997,-118.47]
[91351,"STANDARD","CANYON COUNTRY","CA","PRIMARY",34.43,-118.46]
[91380,"PO BOX","SANTA CLARITA","CA","PRIMARY",34.49,-118.39]
[91410,"PO BOX","VAN NUYS","CA","PRIMARY",34.200000000000003,-118.49]
[91523,"UNIQUE","BURBANK","CA","PRIMARY",34.159999999999997,-118.33]
[91615,"PO BOX","NORTH HOLLYWOOD","CA","PRIMARY",34.19,-118.39]
[91711,"STANDARD","CLAREMONT","CA","PRIMARY",34.119999999999997,-117.71]
[91750,"STANDARD","LA VERNE","CA","PRIMARY",34.15,-117.76]
[91771,"UNIQUE","ROSEMEAD","CA","PRIMARY",34.06,-118.08]
[91902,"STANDARD","BONITA","CA","PRIMARY",32.67,-117.01]
[91946,"PO BOX","LEMON GROVE","CA","PRIMARY",32.74,-117.03]
[91987,"UNIQUE","TECATE","CA","PRIMARY",32.590000000000003,-116.64]
[92020,"STANDARD","EL CAJON","CA","PRIMARY",32.79,-116.96]
[92054,"STANDARD","OCEANSIDE","CA","PRIMARY",33.35,-117.43]
[92085,"PO BOX","VISTA","CA","PRIMARY",33.19,-117.23]
[92119,"STANDARD","SAN DIEGO","CA","PRIMARY",32.81,-117.03]
[92139,"STANDARD","SAN DIEGO","CA","PRIMARY",32.68,-117.04]
[92171,"PO BOX","SAN DIEGO","CA","PRIMARY",32.78,-117.17]
[92173,"STANDARD","SAN YSIDRO","CA","PRIMARY",32.549999999999997,-117.04]
[92203,"STANDARD","INDIO","CA","PRIMARY",33.75,-116.23]
[92250,"STANDARD","HOLTVILLE","CA","PRIMARY",32.83,-115.19]
[92277,"STANDARD","TWENTYNINE PALMS","CA","PRIMARY",34.24,-115.86]
[92316,"STANDARD","BLOOMINGTON","CA","PRIMARY",34.06,-117.39]
[92322,"PO BOX","CEDARPINES PARK","CA","PRIMARY",34.25,-117.32]
[92342,"STANDARD","HELENDALE","CA","PRIMARY",34.74,-117.35]
[92382,"PO BOX","RUNNING SPRINGS","CA","PRIMARY",34.18,-117.08]
[92410,"STANDARD","SAN BERNARDINO","CA","PRIMARY",34.1,-117.27]
[92509,"STANDARD","RIVERSIDE","CA","PRIMARY",33.99,-117.44]
[92564,"PO BOX","MURRIETA","CA","PRIMARY",33.64,-117.18]
[92603,"STANDARD","IRVINE","CA","PRIMARY",33.619999999999997,-117.79]
[92609,"PO BOX","EL TORO","CA","PRIMARY",33.590000000000003,-117.7]
[92655,"STANDARD","MIDWAY CITY","CA","PRIMARY",33.74,-117.98]
[92683,"STANDARD","WESTMINSTER","CA","PRIMARY",33.74,-117.99]
[92735,"PO BOX","SANTA ANA","CA","PRIMARY",33.71,-117.85]
[92806,"STANDARD","ANAHEIM","CA","PRIMARY",33.83,-117.86]
[92832,"STANDARD","FULLERTON","CA","PRIMARY",33.86,-117.92]
[92867,"STANDARD","ORANGE","CA","PRIMARY",33.81,-117.79]
[93011,"PO BOX","CAMARILLO","CA","PRIMARY",34.21,-119.03]
[93042,"UNIQUE","POINT MUGU NAWC","CA","PRIMARY",34.119999999999997,-119.09]
[93117,"STANDARD","GOLETA","CA","PRIMARY",34.5,-120.12]
[93215,"STANDARD","DELANO","CA","PRIMARY",35.78,-119.23]
[93221,"STANDARD","EXETER","CA","PRIMARY",36.28,-119.03]
[93247,"STANDARD","LINDSAY","CA","PRIMARY",36.200000000000003,-119.08]
[93272,"STANDARD","TIPTON","CA","PRIMARY",36.04,-119.34]
[93380,"PO BOX","BAKERSFIELD","CA","PRIMARY",35.549999999999997,-118.92]
[93420,"STANDARD","ARROYO GRANDE","CA","PRIMARY",35.159999999999997,-120.43]
[93426,"STANDARD","BRADLEY","CA","PRIMARY",35.85,-120.8]
[93475,"PO BOX","OCEANO","CA","PRIMARY",35.1,-120.61]
[93514,"STANDARD","BISHOP","CA","PRIMARY",37.5,-118.31]
[93546,"STANDARD","MAMMOTH LAKES","CA","PRIMARY",37.58,-118.84]
[93562,"STANDARD","TRONA","CA","PRIMARY",35.729999999999997,-117.36]
[93625,"STANDARD","FOWLER","CA","PRIMARY",36.619999999999997,-119.67]
[93631,"STANDARD","KINGSBURG","CA","PRIMARY",36.479999999999997,-119.5]
[93662,"STANDARD","SELMA","CA","PRIMARY",36.53,-119.64]
[93709,"PO BOX","FRESNO","CA","PRIMARY",36.729999999999997,-119.78]
[93740,"UNIQUE","FRESNO","CA","PRIMARY",36.82,-119.76]
[93793,"PO BOX","FRESNO","CA","PRIMARY",36.78,-119.82]
[93933,"STANDARD","MARINA","CA","PRIMARY",36.67,-121.79]
[93940,"STANDARD","MONTEREY","CA","PRIMARY",36.6,-121.88]
[94021,"STANDARD","LOMA MAR","CA","PRIMARY",37.270000000000003,-122.26]
[94065,"STANDARD","REDWOOD CITY","CA","PRIMARY",37.53,-122.24]
[94116,"STANDARD","SAN FRANCISCO","CA","PRIMARY",37.74,-122.48]
[94141,"PO BOX","SAN FRANCISCO","CA","PRIMARY",37.76,-122.41]
[94162,"UNIQUE","SAN FRANCISCO","CA","PRIMARY",37.78,-122.4]
[94188,"PO BOX","SAN FRANCISCO","CA","PRIMARY",37.74,-122.38]
[94250,"PO BOX","SACRAMENTO","CA","PRIMARY",38.58,-121.49]
[94273,"PO BOX","SACRAMENTO","CA","PRIMARY",38.58,-121.49]
[94402,"STANDARD","SAN MATEO","CA","PRIMARY",37.520000000000003,-122.35]
[94519,"STANDARD","CONCORD","CA","PRIMARY",37.99,-122]
[94533,"STANDARD","FAIRFIELD","CA","PRIMARY",38.28,-122]
[94549,"STANDARD","LAFAYETTE","CA","PRIMARY",37.9,-122.11]
[94571,"STANDARD","RIO VISTA","CA","PRIMARY",38.18,-121.73]
[94603,"STANDARD","OAKLAND","CA","PRIMARY",37.729999999999997,-122.17]
[94625,"UNIQUE","OAKLAND","CA","PRIMARY",37.799999999999997,-122.31]
[94803,"STANDARD","EL SOBRANTE","CA","PRIMARY",37.950000000000003,-122.26]
[94807,"PO BOX","RICHMOND","CA","PRIMARY",37.92,-122.35]
[94931,"STANDARD","COTATI","CA","PRIMARY",38.31,-122.7]
[94966,"PO BOX","SAUSALITO","CA","PRIMARY",37.86,-122.49]
[95013,"PO BOX","COYOTE","CA","PRIMARY",37.200000000000003,-121.72]
[95041,"PO BOX","MOUNT HERMON","CA","PRIMARY",37.049999999999997,-122.05]
[95076,"STANDARD","WATSONVILLE","CA","PRIMARY",36.950000000000003,-121.72]
[95125,"STANDARD","SAN JOSE","CA","PRIMARY",37.29,-121.88]
[95152,"PO BOX","SAN JOSE","CA","PRIMARY",37.409999999999997,-121.82]
[95164,"PO BOX","SAN JOSE","CA","PRIMARY",37.39,-121.92]
[95212,"STANDARD","STOCKTON","CA","PRIMARY",38.04,-121.2]
[95231,"STANDARD","FRENCH CAMP","CA","PRIMARY",37.86,-121.29]
[95250,"STANDARD","SAN ANDREAS","CA","PRIMARY",38.25,-120.38]
[95312,"PO BOX","CRESSEY","CA","PRIMARY",37.39,-120.61]
[95346,"STANDARD","MI WUK VILLAGE","CA","PRIMARY",38.1,-120.13]
[95364,"STANDARD","PINECREST","CA","PRIMARY",38.28,-119.82]
[95397,"UNIQUE","MODESTO","CA","PRIMARY",37.65,-120.99]
[95429,"STANDARD","DOS RIOS","CA","PRIMARY",39.729999999999997,-123.33]
[95453,"STANDARD","LAKEPORT","CA","PRIMARY",39.04,-122.93]
[95459,"STANDARD","MANCHESTER","CA","PRIMARY",39,-123.62]
[95493,"STANDARD","WITTER SPRINGS","CA","PRIMARY",39.200000000000003,-122.98]
[95540,"STANDARD","FORTUNA","CA","PRIMARY",40.57,-124.15]
[95568,"STANDARD","SOMES BAR","CA","PRIMARY",41.47,-123.46]
[95613,"PO BOX","COLOMA","CA","PRIMARY",38.799999999999997,-120.88]
[95635,"STANDARD","GREENWOOD","CA","PRIMARY",38.92,-120.89]
[95644,"PO BOX","KIT CARSON","CA","PRIMARY",38.450000000000003,-120.52]
[95668,"STANDARD","PLEASANT GROVE","CA","PRIMARY",38.83,-121.5]
[95685,"STANDARD","SUTTER CREEK","CA","PRIMARY",38.42,-120.75]
[95728,"PO BOX","SODA SPRINGS","CA","PRIMARY",39.270000000000003,-120.41]
[95820,"STANDARD","SACRAMENTO","CA","PRIMARY",38.53,-121.44]
[95832,"STANDARD","SACRAMENTO","CA","PRIMARY",38.43,-121.51]
[95853,"PO BOX","SACRAMENTO","CA","PRIMARY",38.6,-121.44]
[95926,"STANDARD","CHICO","CA","PRIMARY",39.74,-121.83]
[95956,"PO BOX","MEADOW VALLEY","CA","PRIMARY",39.92,-121.05]
[95975,"STANDARD","ROUGH AND READY","CA","PRIMARY",39.22,-121.15]
[96013,"STANDARD","BURNEY","CA","PRIMARY",40.94,-121.74]
[96014,"STANDARD","CALLAHAN","CA","PRIMARY",41.36,-122.77]
[96049,"PO BOX","REDDING","CA","PRIMARY",40.56,-122.29]
[96074,"PO BOX","PASKENTA","CA","PRIMARY",39.880000000000003,-122.58]
[96101,"STANDARD","ALTURAS","CA","PRIMARY",41.43,-120.53]
[96125,"STANDARD","SIERRA CITY","CA","PRIMARY",39.6,-120.65]
[96154,"PO BOX","SOUTH LAKE TAHOE","CA","PRIMARY",38.94,-119.97]
[96160,"PO BOX","TRUCKEE","CA","PRIMARY",39.32,-120.18]
[96719,"PO BOX","HAWI","HI","PRIMARY",20.239999999999998,-155.83000000000001]
[96749,"STANDARD","KEAAU","HI","PRIMARY",19.61,-155.04]
[96776,"PO BOX","PAAUILO","HI","PRIMARY",20.04,-155.37]
[96791,"STANDARD","WAIALUA","HI","PRIMARY",21.57,-158.12]
[96825,"STANDARD","HONOLULU","HI","PRIMARY",21.3,-157.85]
[96835,"STANDARD","HONOLULU","HI","PRIMARY",21.35,-157.87]
[96857,"STANDARD","SCHOFIELD BARRACKS","HI","PRIMARY",21.49,-158.06]
[96960,"PO BOX","MAJURO","MH","PRIMARY",7.11,171.18]
[97027,"STANDARD","GLADSTONE","OR","PRIMARY",45.38,-122.59]
[97051,"STANDARD","SAINT HELENS","OR","PRIMARY",45.88,-122.92]
[97064,"STANDARD","VERNONIA","OR","PRIMARY",45.88,-123.23]
[97109,"STANDARD","BUXTON","OR","PRIMARY",45.73,-123.19]
[97133,"STANDARD","NORTH PLAINS","OR","PRIMARY",45.67,-123.02]
[97211,"STANDARD","PORTLAND","OR","PRIMARY",45.57,-122.62]
[97232,"STANDARD","PORTLAND","OR","PRIMARY",45.52,-122.64]
[97290,"PO BOX","PORTLAND","OR","PRIMARY",45.57,-122.64]
[97313,"UNIQUE","SALEM","OR","PRIMARY",45.03,-123.02]
[97324,"STANDARD","ALSEA","OR","PRIMARY",44.35,-123.65]
[97358,"STANDARD","LYONS","OR","PRIMARY",44.82,-122.37]
[97384,"PO BOX","MEHAMA","OR","PRIMARY",44.79,-122.6]
[97414,"STANDARD","BROADBENT","OR","PRIMARY",42.96,-124.17]
[97420,"STANDARD","COOS BAY","OR","PRIMARY",43.37,-124.14]
[97462,"STANDARD","OAKLAND","OR","PRIMARY",43.47,-123.35]
[97471,"STANDARD","ROSEBURG","OR","PRIMARY",43.24,-123.48]
[97499,"STANDARD","YONCALLA","OR","PRIMARY",43.57,-123.14]
[97538,"STANDARD","SELMA","OR","PRIMARY",42.26,-123.59]
[97622,"PO BOX","BLY","OR","PRIMARY",42.37,-121]
[97735,"PO BOX","FORT ROCK","OR","PRIMARY",43.32,-121.03]
[97741,"STANDARD","MADRAS","OR","PRIMARY",44.6,-121.05]
[97833,"STANDARD","HAINES","OR","PRIMARY",44.94,-117.97]
[97859,"PO BOX","MEACHAM","OR","PRIMARY",45.52,-118.44]
[97906,"STANDARD","HARPER","OR","PRIMARY",43.86,-117.64]
[97918,"STANDARD","VALE","OR","PRIMARY",44.03,-117.38]
[98015,"PO BOX","BELLEVUE","WA","PRIMARY",47.61,-122.2]
[98043,"STANDARD","MOUNTLAKE TERRACE","WA","PRIMARY",47.79,-122.3]
[98074,"STANDARD","SAMMAMISH","WA","PRIMARY",47.62,-122.02]
[98113,"PO BOX","SEATTLE","WA","PRIMARY",47.61,-122.33]
[98148,"STANDARD","SEATTLE","WA","PRIMARY",47.44,-122.31]
[98185,"UNIQUE","SEATTLE","WA","PRIMARY",47.66,-122.29]
[98195,"UNIQUE","SEATTLE","WA","PRIMARY",47.65,-122.29]
[98230,"STANDARD","BLAINE","WA","PRIMARY",48.93,-122.72]
[98259,"PO BOX","NORTH LAKEWOOD","WA","PRIMARY",48.16,-122.3]
[98276,"PO BOX","NOOKSACK","WA","PRIMARY",48.92,-122.32]
[98323,"STANDARD","CARBONADO","WA","PRIMARY",47.01,-121.98]
[98351,"STANDARD","LONGBRANCH","WA","PRIMARY",47.2,-122.76]
[98360,"STANDARD","ORTING","WA","PRIMARY",47.03,-122.1]
[98377,"STANDARD","RANDLE","WA","PRIMARY",46.47,-121.82]
[98406,"STANDARD","TACOMA","WA","PRIMARY",47.26,-122.51]
[98419,"PO BOX","TACOMA","WA","PRIMARY",47.19,-122.43]
[98502,"STANDARD","OLYMPIA","WA","PRIMARY",47.1,-123.06]
[98507,"PO BOX","OLYMPIA","WA","PRIMARY",47.03,-122.87]
[98546,"STANDARD","GRAPEVIEW","WA","PRIMARY",47.32,-122.94]
[98569,"STANDARD","OCEAN SHORES","WA","PRIMARY",46.97,-124.14]
[98593,"STANDARD","VADER","WA","PRIMARY",46.41,-122.99]
[98624,"STANDARD","ILWACO","WA","PRIMARY",46.31,-123.99]
[98662,"STANDARD","VANCOUVER","WA","PRIMARY",45.68,-122.57]
[98807,"PO BOX","WENATCHEE","WA","PRIMARY",47.37,-120.29]
[98815,"STANDARD","CASHMERE","WA","PRIMARY",47.55,-120.48]
[98834,"STANDARD","METHOW","WA","PRIMARY",48.14,-120.05]
[98836,"PO BOX","MONITOR","WA","PRIMARY",47.47,-120.41]
[98837,"STANDARD","MOSES LAKE","WA","PRIMARY",47.19,-119.3]
[98840,"STANDARD","OKANOGAN","WA","PRIMARY",48.22,-119.45]
[98841,"STANDARD","OMAK","WA","PRIMARY",48.36,-119.27]
[98843,"STANDARD","ORONDO","WA","PRIMARY",47.72,-120.15]
[98844,"STANDARD","OROVILLE","WA","PRIMARY",48.87,-119.22]
[98845,"STANDARD","PALISADES","WA","PRIMARY",47.38,-119.96]
[98846,"STANDARD","PATEROS","WA","PRIMARY",48.05,-120.05]
[98847,"STANDARD","PESHASTIN","WA","PRIMARY",47.51,-120.62]
[98848,"STANDARD","QUINCY","WA","PRIMARY",47.17,-119.8]
[98849,"STANDARD","RIVERSIDE","WA","PRIMARY",48.56,-119.35]
[98850,"STANDARD","ROCK ISLAND","WA","PRIMARY",47.35,-120.05]
[98851,"STANDARD","SOAP LAKE","WA","PRIMARY",47.41,-119.43]
[98852,"PO BOX","STEHEKIN","WA","PRIMARY",48.34,-120.7]
[98853,"PO BOX","STRATFORD","WA","PRIMARY",47.44,-119.27]
[98855,"STANDARD","TONASKET","WA","PRIMARY",48.68,-119.3]
[98856,"STANDARD","TWISP","WA","PRIMARY",48.32,-119.93]
[98857,"STANDARD","WARDEN","WA","PRIMARY",47.01,-119.12]
[98858,"STANDARD","WATERVILLE","WA","PRIMARY",47.69,-119.88]
[98859,"STANDARD","WAUCONDA","WA","PRIMARY",48.82,-118.95]
[98860,"PO BOX","WILSON CREEK","WA","PRIMARY",47.46,-119.14]
[98862,"STANDARD","WINTHROP","WA","PRIMARY",48.5,-120.33]
[98901,"STANDARD","YAKIMA","WA","PRIMARY",46.71,-120.42]
[98902,"STANDARD","YAKIMA","WA","PRIMARY",46.59,-120.53]
[98903,"STANDARD","YAKIMA","WA","PRIMARY",46.54,-120.76]
[98904,"PO BOX","YAKIMA","WA","PRIMARY",46.6,-120.5]
[98907,"PO BOX","YAKIMA","WA","PRIMARY",46.59,-120.52]
[98908,"STANDARD","YAKIMA","WA","PRIMARY",46.62,-120.69]
[98909,"PO BOX","YAKIMA","WA","PRIMARY",46.54,-120.64]
[98920,"PO BOX","BROWNSTOWN","WA","PRIMARY",46.4,-120.6]
[98921,"PO BOX","BUENA","WA","PRIMARY",46.42,-120.29]
[98922,"STANDARD","CLE ELUM","WA","PRIMARY",47.2,-120.9]
[98923,"STANDARD","COWICHE","WA","PRIMARY",46.66,-120.79]
[98925,"PO BOX","EASTON","WA","PRIMARY",47.35,-121.27]
[98926,"STANDARD","ELLENSBURG","WA","PRIMARY",46.97,-120.47]
[98929,"STANDARD","NACHES","WA","PRIMARY",46.74,-121.14]
[98930,"STANDARD","GRANDVIEW","WA","PRIMARY",46.26,-119.9]
[98932,"STANDARD","GRANGER","WA","PRIMARY",46.32,-120.15]
[98933,"STANDARD","HARRAH","WA","PRIMARY",46.4,-120.64]
[98934,"PO BOX","KITTITAS","WA","PRIMARY",46.98,-120.41]
[98935,"STANDARD","MABTON","WA","PRIMARY",46.15,-120.09]
[98936,"STANDARD","MOXEE","WA","PRIMARY",46.52,-120.2]
[98937,"STANDARD","NACHES","WA","PRIMARY",46.78,-120.88]
[98938,"STANDARD","OUTLOOK","WA","PRIMARY",46.37,-120.09]
[98939,"PO BOX","PARKER","WA","PRIMARY",46.49,-120.46]
[98940,"PO BOX","RONALD","WA","PRIMARY",47.25,-121.05]
[98941,"PO BOX","ROSLYN","WA","PRIMARY",47.23,-121]
[98942,"STANDARD","SELAH","WA","PRIMARY",46.76,-120.68]
[98943,"PO BOX","SOUTH CLE ELUM","WA","PRIMARY",47.18,-120.97]
[98944,"STANDARD","SUNNYSIDE","WA","PRIMARY",46.44,-119.91]
[98946,"STANDARD","THORP","WA","PRIMARY",47.08,-120.71]
[98947,"STANDARD","TIETON","WA","PRIMARY",46.71,-120.76]
[98948,"STANDARD","TOPPENISH","WA","PRIMARY",46.28,-120.25]
[98950,"PO BOX","VANTAGE","WA","PRIMARY",46.86,-119.99]
[98951,"STANDARD","WAPATO","WA","PRIMARY",46.45,-120.51]
[98952,"STANDARD","WHITE SWAN","WA","PRIMARY",46.36,-120.78]
[98953,"STANDARD","ZILLAH","WA","PRIMARY",46.41,-120.23]
[99001,"STANDARD","AIRWAY HEIGHTS","WA","PRIMARY",47.64,-117.56]
[99003,"STANDARD","CHATTAROY","WA","PRIMARY",47.92,-117.28]
[99004,"STANDARD","CHENEY","WA","PRIMARY",47.43,-117.62]
[99005,"STANDARD","COLBERT","WA","PRIMARY",47.84,-117.35]
[99006,"STANDARD","DEER PARK","WA","PRIMARY",47.99,-117.5]
[99008,"STANDARD","EDWALL","WA","PRIMARY",47.51,-117.92]
[99009,"STANDARD","ELK","WA","PRIMARY",48.01,-117.22]
[99011,"STANDARD","FAIRCHILD AIR FORCE BASE","WA","PRIMARY",47.61,-117.65]
[99012,"STANDARD","FAIRFIELD","WA","PRIMARY",47.39,-117.18]
[99013,"STANDARD","FORD","WA","PRIMARY",47.91,-117.8]
[99014,"PO BOX","FOUR LAKES","WA","PRIMARY",47.56,-117.59]
[99016,"STANDARD","GREENACRES","WA","PRIMARY",47.63,-117.14]
[99017,"STANDARD","LAMONT","WA","PRIMARY",47.16,-117.84]
[99018,"STANDARD","LATAH","WA","PRIMARY",47.3,-117.14]
[99019,"STANDARD","LIBERTY LAKE","WA","PRIMARY",47.63,-117.09]
[99020,"PO BOX","MARSHALL","WA","PRIMARY",47.56,-117.49]
[99021,"STANDARD","MEAD","WA","PRIMARY",47.83,-117.21]
[99022,"STANDARD","MEDICAL LAKE","WA","PRIMARY",47.61,-117.7]
[99023,"STANDARD","MICA","WA","PRIMARY",47.54,-117.15]
[99025,"STANDARD","NEWMAN LAKE","WA","PRIMARY",47.77,-117.09]
[99026,"STANDARD","NINE MILE FALLS","WA","PRIMARY",47.8,-117.62]
[99027,"STANDARD","OTIS ORCHARDS","WA","PRIMARY",47.72,-117.17]
[99029,"STANDARD","REARDAN","WA","PRIMARY",47.69,-117.86]
[99030,"STANDARD","ROCKFORD","WA","PRIMARY",47.48,-117.14]
[99031,"STANDARD","SPANGLE","WA","PRIMARY",47.44,-117.35]
[99032,"STANDARD","SPRAGUE","WA","PRIMARY",47.25,-118.04]
[99033,"STANDARD","TEKOA","WA","PRIMARY",47.24,-117.11]
[99034,"STANDARD","TUMTUM","WA","PRIMARY",47.89,-117.76]
[99036,"STANDARD","VALLEYFORD","WA","PRIMARY",47.53,-117.26]
[99037,"STANDARD","VERADALE","WA","PRIMARY",47.62,-117.18]
[99039,"PO BOX","WAVERLY","WA","PRIMARY",47.31,-117.24]
[99040,"STANDARD","WELLPINIT","WA","PRIMARY",47.89,-117.99]
[99101,"STANDARD","ADDY","WA","PRIMARY",48.32,-117.91]
[99102,"PO BOX","ALBION","WA","PRIMARY",46.79,-117.25]
[99103,"STANDARD","ALMIRA","WA","PRIMARY",47.72,-118.93]
[99104,"STANDARD","BELMONT","WA","PRIMARY",47.08,-117.16]
[99105,"STANDARD","BENGE","WA","PRIMARY",46.88,-118.15]
[99107,"STANDARD","BOYDS","WA","PRIMARY",48.99,-118.21]
[99109,"STANDARD","CHEWELAH","WA","PRIMARY",48.26,-117.76]
[99110,"STANDARD","CLAYTON","WA","PRIMARY",48.03,-117.57]
[99111,"STANDARD","COLFAX","WA","PRIMARY",46.85,-117.44]
[99113,"STANDARD","COLTON","WA","PRIMARY",46.56,-117.22]
[99114,"STANDARD","COLVILLE","WA","PRIMARY",48.67,-117.75]
[99115,"STANDARD","COULEE CITY","WA","PRIMARY",47.66,-119.43]
[99116,"STANDARD","COULEE DAM","WA","PRIMARY",48.03,-118.94]
[99117,"STANDARD","CRESTON","WA","PRIMARY",47.71,-118.51]
[99118,"STANDARD","CURLEW","WA","PRIMARY",48.87,-118.63]
[99119,"STANDARD","CUSICK","WA","PRIMARY",48.51,-117.37]
[99121,"STANDARD","DANVILLE","WA","PRIMARY",48.94,-118.46]
[99122,"STANDARD","DAVENPORT","WA","PRIMARY",47.67,-118.19]
[99123,"STANDARD","ELECTRIC CITY","WA","PRIMARY",47.87,-119.08]
[99124,"PO BOX","ELMER CITY","WA","PRIMARY",48,-118.95]
[99125,"STANDARD","ENDICOTT","WA","PRIMARY",46.95,-117.73]
[99126,"STANDARD","EVANS","WA","PRIMARY",48.72,-117.96]
[99128,"STANDARD","FARMINGTON","WA","PRIMARY",47.11,-117.07]
[99129,"STANDARD","FRUITLAND","WA","PRIMARY",48,-118.2]
[99130,"STANDARD","GARFIELD","WA","PRIMARY",46.99,-117.16]
[99131,"STANDARD","GIFFORD","WA","PRIMARY",48.29,-118.09]
[99133,"STANDARD","GRAND COULEE","WA","PRIMARY",47.99,-119]
[99134,"STANDARD","HARRINGTON","WA","PRIMARY",47.42,-118.4]
[99135,"STANDARD","HARTLINE","WA","PRIMARY",47.68,-119.12]
[99136,"STANDARD","HAY","WA","PRIMARY",46.65,-117.91]
[99137,"STANDARD","HUNTERS","WA","PRIMARY",48.17,-118.12]
[99138,"STANDARD","INCHELIUM","WA","PRIMARY",48.2,-118.24]
[99139,"STANDARD","IONE","WA","PRIMARY",48.69,-117.29]
[99140,"STANDARD","KELLER","WA","PRIMARY",48.1,-118.71]
[99141,"STANDARD","KETTLE FALLS","WA","PRIMARY",48.74,-118.09]
[99143,"STANDARD","LACROSSE","WA","PRIMARY",46.73,-117.87]
[99144,"STANDARD","LAMONA","WA","PRIMARY",47.35,-118.48]
[99146,"PO BOX","LAURIER","WA","PRIMARY",48.95,-118.28]
[99147,"STANDARD","LINCOLN","WA","PRIMARY",47.83,-118.46]
[99148,"STANDARD","LOON LAKE","WA","PRIMARY",48.09,-117.58]
[99149,"PO BOX","MALDEN","WA","PRIMARY",47.22,-117.45]
[99150,"STANDARD","MALO","WA","PRIMARY",48.81,-118.61]
[99151,"PO BOX","MARCUS","WA","PRIMARY",48.66,-118.06]
[99152,"PO BOX","METALINE","WA","PRIMARY",48.84,-117.39]
[99153,"STANDARD","METALINE FALLS","WA","PRIMARY",48.89,-117.21]
[99154,"STANDARD","MOHLER","WA","PRIMARY",47.36,-118.35]
[99155,"PO BOX","NESPELEM","WA","PRIMARY",48.21,-119.04]
[99156,"STANDARD","NEWPORT","WA","PRIMARY",48.15,-117.24]
[99157,"STANDARD","NORTHPORT","WA","PRIMARY",48.93,-117.77]
[99158,"STANDARD","OAKESDALE","WA","PRIMARY",47.12,-117.25]
[99159,"STANDARD","ODESSA","WA","PRIMARY",47.34,-118.66]
[99160,"STANDARD","ORIENT","WA","PRIMARY",48.78,-118.2]
[99161,"STANDARD","PALOUSE","WA","PRIMARY",46.88,-117.15]
[99163,"STANDARD","PULLMAN","WA","PRIMARY",46.72,-117.18]
[99164,"UNIQUE","PULLMAN","WA","PRIMARY",46.72,-117.15]
[99165,"STANDARD","PULLMAN","WA","PRIMARY",46.73,-117.17]
[99166,"STANDARD","REPUBLIC","WA","PRIMARY",48.59,-118.7]
[99167,"STANDARD","RICE","WA","PRIMARY",48.42,-118.11]
[99169,"STANDARD","RITZVILLE","WA","PRIMARY",47.07,-118.47]
[99170,"STANDARD","ROSALIA","WA","PRIMARY",47.25,-117.38]
[99171,"STANDARD","SAINT JOHN","WA","PRIMARY",47.1,-117.64]
[99173,"STANDARD","SPRINGDALE","WA","PRIMARY",48.02,-117.85]
[99174,"PO BOX","STEPTOE","WA","PRIMARY",47,-117.35]
[99176,"STANDARD","THORNTON","WA","PRIMARY",47.09,-117.39]
[99179,"STANDARD","UNIONTOWN","WA","PRIMARY",46.51,-117.13]
[99180,"STANDARD","USK","WA","PRIMARY",48.3,-117.36]
[99181,"STANDARD","VALLEY","WA","PRIMARY",48.14,-117.76]
[99185,"STANDARD","WILBUR","WA","PRIMARY",47.72,-118.7]
[99201,"STANDARD","SPOKANE","WA","PRIMARY",47.66,-117.43]
[99202,"STANDARD","SPOKANE","WA","PRIMARY",47.65,-117.37]
[99203,"STANDARD","SPOKANE","WA","PRIMARY",47.62,-117.4]
[99204,"STANDARD","SPOKANE","WA","PRIMARY",47.64,-117.43]
[99205,"STANDARD","SPOKANE","WA","PRIMARY",47.69,-117.45]
[99206,"STANDARD","SPOKANE","WA","PRIMARY",47.63,-117.25]
[99207,"STANDARD","SPOKANE","WA","PRIMARY",47.69,-117.38]
[99208,"STANDARD","SPOKANE","WA","PRIMARY",47.78,-117.45]
[99209,"PO BOX","SPOKANE","WA","PRIMARY",47.69,-117.44]
[99210,"PO BOX","SPOKANE","WA","PRIMARY",47.65,-117.42]
[99211,"PO BOX","SPOKANE","WA","PRIMARY",47.66,-117.31]
[99212,"STANDARD","SPOKANE","WA","PRIMARY",47.65,-117.31]
[99213,"PO BOX","SPOKANE","WA","PRIMARY",47.65,-117.29]
[99214,"PO BOX","SPOKANE","WA","PRIMARY",47.71,-117.2]
[99215,"PO BOX","SPOKANE","WA","PRIMARY",47.69,-117.2]
[99216,"STANDARD","SPOKANE","WA","PRIMARY",47.69,-117.19]
[99217,"STANDARD","SPOKANE","WA","PRIMARY",47.74,-117.25]
[99218,"STANDARD","SPOKANE","WA","PRIMARY",47.75,-117.43]
[99219,"PO BOX","SPOKANE","WA","PRIMARY",47.63,-117.54]
[99220,"PO BOX","SPOKANE","WA","PRIMARY",47.64,-117.41]
[99223,"STANDARD","SPOKANE","WA","PRIMARY",47.59,-117.35]
[99224,"STANDARD","SPOKANE","WA","PRIMARY",47.63,-117.55]
[99228,"PO BOX","SPOKANE","WA","PRIMARY",47.79,-117.38]
[99251,"UNIQUE","SPOKANE","WA","PRIMARY",47.75,-117.42]
[99252,"UNIQUE","SPOKANE","WA","PRIMARY",47.65,-117.37]
[99256,"UNIQUE","SPOKANE","WA","PRIMARY",47.66,-117.42]
[99258,"UNIQUE","SPOKANE","WA","PRIMARY",47.66,-117.4]
[99260,"UNIQUE","SPOKANE","WA","PRIMARY",47.66,-117.42]
[99299,"UNIQUE","SPOKANE","WA","PRIMARY",47.65,-117.42]
[99301,"STANDARD","PASCO","WA","PRIMARY",46.41,-118.9]
[99302,"PO BOX","PASCO","WA","PRIMARY",46.25,-119.08]
[99320,"STANDARD","BENTON CITY","WA","PRIMARY",46.24,-119.49]
[99321,"STANDARD","BEVERLY","WA","PRIMARY",46.87,-119.81]
[99322,"STANDARD","BICKLETON","WA","PRIMARY",45.92,-120.19]
[99323,"STANDARD","BURBANK","WA","PRIMARY",46.22,-118.82]
[99324,"STANDARD","COLLEGE PLACE","WA","PRIMARY",46.04,-118.4]
[99326,"STANDARD","CONNELL","WA","PRIMARY",46.66,-118.9]
[99328,"STANDARD","DAYTON","WA","PRIMARY",46.31,-117.9]
[99329,"STANDARD","DIXIE","WA","PRIMARY",46.15,-118.18]
[99330,"STANDARD","ELTOPIA","WA","PRIMARY",46.5,-119.05]
[99333,"PO BOX","HOOPER","WA","PRIMARY",46.75,-118.14]
[99335,"PO BOX","KAHLOTUS","WA","PRIMARY",46.66,-118.56]
[99336,"STANDARD","KENNEWICK","WA","PRIMARY",46.21,-119.16]
[99337,"STANDARD","KENNEWICK","WA","PRIMARY",46.07,-119.08]
[99338,"STANDARD","KENNEWICK","WA","PRIMARY",46.16,-119.25]
[99341,"STANDARD","LIND","WA","PRIMARY",46.9,-118.68]
[99343,"STANDARD","MESA","WA","PRIMARY",46.58,-119.15]
[99344,"STANDARD","OTHELLO","WA","PRIMARY",46.8,-119.15]
[99345,"PO BOX","PATERSON","WA","PRIMARY",45.94,-119.66]
[99346,"PO BOX","PLYMOUTH","WA","PRIMARY",46,-119.18]
[99347,"STANDARD","POMEROY","WA","PRIMARY",46.44,-117.54]
[99348,"STANDARD","PRESCOTT","WA","PRIMARY",46.35,-118.47]
[99349,"STANDARD","MATTAWA","WA","PRIMARY",46.72,-119.73]
[99350,"STANDARD","PROSSER","WA","PRIMARY",46.12,-119.68]
[99352,"STANDARD","RICHLAND","WA","PRIMARY",46.32,-119.32]
[99353,"STANDARD","WEST RICHLAND","WA","PRIMARY",46.31,-119.37]
[99354,"STANDARD","RICHLAND","WA","PRIMARY",46.35,-119.32]
[99356,"STANDARD","ROOSEVELT","WA","PRIMARY",45.85,-120.34]
[99357,"STANDARD","ROYAL CITY","WA","PRIMARY",46.9,-119.66]
[99359,"PO BOX","STARBUCK","WA","PRIMARY",46.55,-118.19]
[99360,"STANDARD","TOUCHET","WA","PRIMARY",46.12,-118.64]
[99361,"STANDARD","WAITSBURG","WA","PRIMARY",46.22,-118.15]
[99362,"STANDARD","WALLA WALLA","WA","PRIMARY",46.11,-118.3]
[99363,"PO BOX","WALLULA","WA","PRIMARY",46.06,-118.89]
[99371,"STANDARD","WASHTUCNA","WA","PRIMARY",46.82,-118.32]
[99401,"STANDARD","ANATONE","WA","PRIMARY",46.08,-117.27]
[99402,"STANDARD","ASOTIN","WA","PRIMARY",46.17,-117.16]
[99403,"STANDARD","CLARKSTON","WA","PRIMARY",46.36,-117.22]
[99501,"STANDARD","ANCHORAGE","AK","PRIMARY",61.22,-149.85]
[99502,"STANDARD","ANCHORAGE","AK","PRIMARY",61.16,-149.99]
[99503,"STANDARD","ANCHORAGE","AK","PRIMARY",61.18,-149.88]
[99504,"STANDARD","ANCHORAGE","AK","PRIMARY",61.17,-149.63]
[99505,"STANDARD","JBER","AK","PRIMARY",61.31,-149.65]
[99506,"STANDARD","JBER","AK","PRIMARY",61.27,-149.79]
[99507,"STANDARD","ANCHORAGE","AK","PRIMARY",61.14,-149.76]
[99508,"STANDARD","ANCHORAGE","AK","PRIMARY",61.2,-149.82]
[99509,"PO BOX","ANCHORAGE","AK","PRIMARY",61.17,-149.88]
[99510,"PO BOX","ANCHORAGE","AK","PRIMARY",61.22,-149.88]
[99511,"PO BOX","ANCHORAGE","AK","PRIMARY",61.11,-149.86000000000001]
[99513,"STANDARD","ANCHORAGE","AK","PRIMARY",61.21,-149.88]
[99514,"PO BOX","ANCHORAGE","AK","PRIMARY",61.2,-149.82]
[99515,"STANDARD","ANCHORAGE","AK","PRIMARY",61.11,-149.9]
[99516,"STANDARD","ANCHORAGE","AK","PRIMARY",61.08,-149.69999999999999]
[99517,"STANDARD","ANCHORAGE","AK","PRIMARY",61.19,-149.94]
[99518,"STANDARD","ANCHORAGE","AK","PRIMARY",61.15,-149.88]
[99519,"PO BOX","ANCHORAGE","AK","PRIMARY",61.19,-149.97999999999999]
[99520,"PO BOX","ANCHORAGE","AK","PRIMARY",61.21,-149.86000000000001]
[99521,"PO BOX","ANCHORAGE","AK","PRIMARY",61.2,-149.74]
[99522,"PO BOX","ANCHORAGE","AK","PRIMARY",61.15,-149.91999999999999]
[99523,"PO BOX","ANCHORAGE","AK","PRIMARY",61.16,-149.83000000000001]
[99524,"PO BOX","ANCHORAGE","AK","PRIMARY",61.18,-149.88999999999999]
[99529,"STANDARD","ANCHORAGE","AK","PRIMARY",61.18,-149.97999999999999]
[99530,"STANDARD","ANCHORAGE","AK","PRIMARY",61.26,-149.97]
[99540,"STANDARD","INDIAN","AK","PRIMARY",61,-149.43]
[99545,"PO BOX","KONGIGANAK","AK","PRIMARY",60.78,-161.79]
[99546,"PO BOX","ADAK","AK","PRIMARY",51.9,-176.67]
[99547,"PO BOX","ATKA","AK","PRIMARY",52.23,-174.16]
[99548,"PO BOX","CHIGNIK LAKE","AK","PRIMARY",56.23,-158.74]
[99549,"PO BOX","PORT HEIDEN","AK","PRIMARY",57.09,-158.26]
[99550,"PO BOX","PORT LIONS","AK","PRIMARY",57.9,-153.04]
[99551,"PO BOX","AKIACHAK","AK","PRIMARY",60.87,-161.41999999999999]
[99552,"PO BOX","AKIAK","AK","PRIMARY",60.9,-161.29]
[99553,"PO BOX","AKUTAN","AK","PRIMARY",54.13,-165.88]
[99554,"PO BOX","ALAKANUK","AK","PRIMARY",62.44,-164.38]
[99555,"PO BOX","ALEKNAGIK","AK","PRIMARY",59.24,-158.62]
[99556,"STANDARD","ANCHOR POINT","AK","PRIMARY",59.82,-151.59]
[99557,"PO BOX","ANIAK","AK","PRIMARY",61.2,-158.6]
[99558,"PO BOX","ANVIK","AK","PRIMARY",62.63,-160.19999999999999]
[99559,"PO BOX","BETHEL","AK","PRIMARY",60.93,-161.80000000000001]
[99561,"PO BOX","CHEFORNAK","AK","PRIMARY",60.15,-164.06]
[99563,"PO BOX","CHEVAK","AK","PRIMARY",61.56,-165.38]
[99564,"PO BOX","CHIGNIK","AK","PRIMARY",56.3,-158.36000000000001]
[99565,"PO BOX","CHIGNIK LAGOON","AK","PRIMARY",56.3,-158.49]
[99566,"PO BOX","CHITINA","AK","PRIMARY",61.45,-143.15]
[99567,"STANDARD","CHUGIAK","AK","PRIMARY",61.41,-149.16999999999999]
[99568,"STANDARD","CLAM GULCH","AK","PRIMARY",60.21,-151.4]
[99569,"PO BOX","CLARKS POINT","AK","PRIMARY",58.83,-158.53]
[99571,"PO BOX","COLD BAY","AK","PRIMARY",55.92,-160.29]
[99572,"STANDARD","COOPER LANDING","AK","PRIMARY",60.49,-149.82]
[99573,"STANDARD","COPPER CENTER","AK","PRIMARY",61.68,-145.13999999999999]
[99574,"PO BOX","CORDOVA","AK","PRIMARY",60.79,-145.61000000000001]
[99575,"PO BOX","CROOKED CREEK","AK","PRIMARY",61.86,-157.99]
[99576,"PO BOX","DILLINGHAM","AK","PRIMARY",58.82,-157.86000000000001]
[99577,"STANDARD","EAGLE RIVER","AK","PRIMARY",61.21,-149.25]
[99578,"PO BOX","EEK","AK","PRIMARY",60.19,-162.13]
[99579,"PO BOX","EGEGIK","AK","PRIMARY",58.37,-156.80000000000001]
[99580,"PO BOX","EKWOK","AK","PRIMARY",59.35,-157.47999999999999]
[99581,"PO BOX","EMMONAK","AK","PRIMARY",62.69,-162.96]
[99583,"PO BOX","FALSE PASS","AK","PRIMARY",54.83,-163.65]
[99585,"PO BOX","MARSHALL","AK","PRIMARY",61.87,-162.05000000000001]
[99586,"STANDARD","GAKONA","AK","PRIMARY",62.41,-143.41]
[99587,"PO BOX","GIRDWOOD","AK","PRIMARY",60.9,-148.91]
[99588,"STANDARD","GLENNALLEN","AK","PRIMARY",62.1,-145.53]
[99589,"PO BOX","GOODNEWS BAY","AK","PRIMARY",59.19,-161.71]
[99590,"PO BOX","GRAYLING","AK","PRIMARY",62.89,-160.1]
[99591,"PO BOX","SAINT GEORGE ISLAND","AK","PRIMARY",56.57,-169.63]
[99599,"STANDARD","ANCHORAGE","AK","PRIMARY",61.21,-149.86000000000001]
[99602,"PO BOX","HOLY CROSS","AK","PRIMARY",62.18,-159.84]
[99603,"STANDARD","HOMER","AK","PRIMARY",59.4,-151.32]
[99604,"PO BOX","HOOPER BAY","AK","PRIMARY",61.6,-165.74]
[99605,"STANDARD","HOPE","AK","PRIMARY",60.84,-149.4]
[99606,"PO BOX","ILIAMNA","AK","PRIMARY",59.52,-154.4]
[99607,"PO BOX","KALSKAG","AK","PRIMARY",61.61,-160.19999999999999]
[99608,"PO BOX","KARLUK","AK","PRIMARY",57.6,-154.33000000000001]
[99609,"PO BOX","KASIGLUK","AK","PRIMARY",60.87,-162.54]
[99610,"STANDARD","KASILOF","AK","PRIMARY",60.28,-151.26]
[99611,"STANDARD","KENAI","AK","PRIMARY",60.66,-150.9]
[99612,"PO BOX","KING COVE","AK","PRIMARY",55.08,-162.32]
[99613,"PO BOX","KING SALMON","AK","PRIMARY",58.75,-156.54]
[99614,"PO BOX","KIPNUK","AK","PRIMARY",59.93,-164.06]
[99615,"STANDARD","KODIAK","AK","PRIMARY",57.79,-152.4]
[99619,"PO BOX","KODIAK","AK","PRIMARY",57.79,-152.4]
[99620,"PO BOX","KOTLIK","AK","PRIMARY",62.84,-163.65]
[99621,"PO BOX","KWETHLUK","AK","PRIMARY",60.79,-161.41999999999999]
[99622,"PO BOX","KWIGILLINGOK","AK","PRIMARY",59.87,-163.18]
[99623,"STANDARD","WASILLA","AK","PRIMARY",61.61,-149.58000000000001]
[99624,"PO BOX","LARSEN BAY","AK","PRIMARY",57.48,-153.99]
[99625,"PO BOX","LEVELOCK","AK","PRIMARY",58.95,-156.47999999999999]
[99626,"PO BOX","LOWER KALSKAG","AK","PRIMARY",61.51,-160.36000000000001]
[99627,"PO BOX","MC GRATH","AK","PRIMARY",62.51,-154.44]
[99628,"PO BOX","MANOKOTAK","AK","PRIMARY",58.88,-158.93]
[99629,"PO BOX","WASILLA","AK","PRIMARY",61.58,-149.44]
[99630,"PO BOX","MEKORYUK","AK","PRIMARY",60.08,-166.48]
[99631,"STANDARD","MOOSE PASS","AK","PRIMARY",60.57,-149.44999999999999]
[99632,"PO BOX","MOUNTAIN VILLAGE","AK","PRIMARY",62.09,-163.71]
[99633,"PO BOX","NAKNEK","AK","PRIMARY",58.8,-156.72999999999999]
[99634,"PO BOX","NAPAKIAK","AK","PRIMARY",60.67,-162.01]
[99635,"PO BOX","NIKISKI","AK","PRIMARY",60.91,-150.69999999999999]
[99636,"PO BOX","NEW STUYAHOK","AK","PRIMARY",59.47,-157.27000000000001]
[99637,"PO BOX","TOKSOOK BAY","AK","PRIMARY",60.54,-165.14]
[99638,"PO BOX","NIKOLSKI","AK","PRIMARY",52.99,-168.82]
[99639,"STANDARD","NINILCHIK","AK","PRIMARY",60.07,-151.41999999999999]
[99640,"PO BOX","NONDALTON","AK","PRIMARY",59.96,-154.87]
[99641,"PO BOX","NUNAPITCHUK","AK","PRIMARY",60.88,-162.32]
[99643,"PO BOX","OLD HARBOR","AK","PRIMARY",57.21,-153.32]
[99644,"PO BOX","OUZINKIE","AK","PRIMARY",57.93,-152.41999999999999]
[99645,"STANDARD","PALMER","AK","PRIMARY",61.6,-148.46]
[99647,"PO BOX","PEDRO BAY","AK","PRIMARY",59.86,-154.03]
[99648,"PO BOX","PERRYVILLE","AK","PRIMARY",55.9,-159.27000000000001]
[99649,"PO BOX","PILOT POINT","AK","PRIMARY",57.83,-157.13]
[99650,"PO BOX","PILOT STATION","AK","PRIMARY",61.94,-162.88]
[99651,"PO BOX","PLATINUM","AK","PRIMARY",58.96,-161.74]
[99652,"PO BOX","BIG LAKE","AK","PRIMARY",61.46,-150.09]
[99653,"PO BOX","PORT ALSWORTH","AK","PRIMARY",60.46,-154.19]
[99654,"STANDARD","WASILLA","AK","PRIMARY",61.52,-149.57]
[99655,"PO BOX","QUINHAGAK","AK","PRIMARY",59.81,-161.71]
[99656,"PO BOX","RED DEVIL","AK","PRIMARY",61.66,-157.69]
[99657,"PO BOX","RUSSIAN MISSION","AK","PRIMARY",61.81,-161.44]
[99658,"PO BOX","SAINT MARYS","AK","PRIMARY",62.06,-163.29]
[99659,"PO BOX","SAINT MICHAEL","AK","PRIMARY",63.47,-162.11000000000001]
[99660,"PO BOX","SAINT PAUL ISLAND","AK","PRIMARY",57.18,-170.26]
[99661,"PO BOX","SAND POINT","AK","PRIMARY",55.26,-160.66]
[99662,"PO BOX","SCAMMON BAY","AK","PRIMARY",61.74,-165.47]
[99663,"PO BOX","SELDOVIA","AK","PRIMARY",59.39,-151.66]
[99664,"STANDARD","SEWARD","AK","PRIMARY",60.05,-149.33000000000001]
[99665,"PO BOX","SHAGELUK","AK","PRIMARY",62.64,-159.53]
[99666,"PO BOX","NUNAM IQUA","AK","PRIMARY",62.09,-165.18]
[99667,"PO BOX","SKWENTNA","AK","PRIMARY",61.93,-151.72999999999999]
[99668,"PO BOX","SLEETMUTE","AK","PRIMARY",61.31,-157.41999999999999]
[99669,"STANDARD","SOLDOTNA","AK","PRIMARY",60.32,-150.79]
[99670,"PO BOX","SOUTH NAKNEK","AK","PRIMARY",58.67,-156.97999999999999]
[99671,"PO BOX","STEBBINS","AK","PRIMARY",63.47,-162.28]
[99672,"STANDARD","STERLING","AK","PRIMARY",60.54,-150.79]
[99674,"PO BOX","SUTTON","AK","PRIMARY",61.86,-148.29]
[99675,"PO BOX","TAKOTNA","AK","PRIMARY",62.97,-156.08000000000001]
[99676,"STANDARD","TALKEETNA","AK","PRIMARY",62.42,-148.76]
[99677,"PO BOX","TATITLEK","AK","PRIMARY",60.88,-146.65]
[99678,"PO BOX","TOGIAK","AK","PRIMARY",59.21,-160.54]
[99679,"PO BOX","TULUKSAK","AK","PRIMARY",61.06,-160.36000000000001]
[99680,"PO BOX","TUNTUTULIAK","AK","PRIMARY",60.41,-162.65]
[99681,"PO BOX","TUNUNAK","AK","PRIMARY",60.6,-165.13]
[99682,"PO BOX","TYONEK","AK","PRIMARY",61.08,-151.16]
[99683,"PO BOX","TRAPPER CREEK","AK","PRIMARY",62.69,-151.07]
[99684,"PO BOX","UNALAKLEET","AK","PRIMARY",64.09,-160.36000000000001]
[99685,"PO BOX","UNALASKA","AK","PRIMARY",53.9,-166.4]
[99686,"STANDARD","VALDEZ","AK","PRIMARY",61.4,-145.66]
[99687,"PO BOX","WASILLA","AK","PRIMARY",61.36,-150.07]
[99688,"STANDARD","WILLOW","AK","PRIMARY",61.89,-149.72999999999999]
[99689,"PO BOX","YAKUTAT","AK","PRIMARY",59.51,-139.71]
[99690,"PO BOX","NIGHTMUTE","AK","PRIMARY",60.49,-164.81]
[99691,"PO BOX","NIKOLAI","AK","PRIMARY",62.87,-153.87]
[99692,"PO BOX","DUTCH HARBOR","AK","PRIMARY",53.89,-166.53]
[99693,"PO BOX","WHITTIER","AK","PRIMARY",60.28,-148.30000000000001]
[99694,"PO BOX","HOUSTON","AK","PRIMARY",61.66,-149.68]
[99695,"PO BOX","ANCHORAGE","AK","PRIMARY",61.45,-150.63]
[99697,"PO BOX","KODIAK","AK","PRIMARY",57.55,-153.43]
[99701,"STANDARD","FAIRBANKS","AK","PRIMARY",64.81,-147.72]
[99702,"STANDARD","EIELSON AFB","AK","PRIMARY",64.67,-147.04]
[99703,"STANDARD","FORT WAINWRIGHT","AK","PRIMARY",64.81,-147.62]
[99704,"STANDARD","CLEAR","AK","PRIMARY",64.28,-149.19]
[99705,"STANDARD","NORTH POLE","AK","PRIMARY",64.77,-147.33000000000001]
[99706,"PO BOX","FAIRBANKS","AK","PRIMARY",64.83,-147.88]
[99707,"PO BOX","FAIRBANKS","AK","PRIMARY",64.83,-147.69]
[99708,"PO BOX","FAIRBANKS","AK","PRIMARY",64.87,-147.88999999999999]
[99709,"STANDARD","FAIRBANKS","AK","PRIMARY",64.900000000000006,-148.16]
[99710,"PO BOX","FAIRBANKS","AK","PRIMARY",64.91,-147.56]
[99711,"PO BOX","FAIRBANKS","AK","PRIMARY",64.81,-147.57]
[99712,"STANDARD","FAIRBANKS","AK","PRIMARY",64.930000000000007,-146.61000000000001]
[99714,"STANDARD","SALCHA","AK","PRIMARY",64.37,-146.59]
[99716,"PO BOX","TWO RIVERS","AK","PRIMARY",64.87,-146.87]
[99720,"PO BOX","ALLAKAKET","AK","PRIMARY",66.569999999999993,-152.94999999999999]
[99721,"PO BOX","ANAKTUVUK PASS","AK","PRIMARY",68.150000000000006,-151.71]
[99722,"PO BOX","ARCTIC VILLAGE","AK","PRIMARY",68.09,-145.57]
[99723,"PO BOX","BARROW","AK","PRIMARY",71.28,-156.78]
[99724,"PO BOX","BEAVER","AK","PRIMARY",66.319999999999993,-146.77000000000001]
[99725,"PO BOX","ESTER","AK","PRIMARY",64.849999999999994,-148.02000000000001]
[99726,"PO BOX","BETTLES FIELD","AK","PRIMARY",67.239999999999995,-152.27000000000001]
[99727,"PO BOX","BUCKLAND","AK","PRIMARY",65.97,-161.13]
[99729,"PO BOX","CANTWELL","AK","PRIMARY",63.33,-148.33000000000001]
[99730,"PO BOX","CENTRAL","AK","PRIMARY",65.47,-145.19]
[99731,"STANDARD","FORT GREELY","AK","PRIMARY",64.040000000000006,-145.72999999999999]
[99732,"PO BOX","CHICKEN","AK","PRIMARY",63.86,-142.12]
[99733,"PO BOX","CIRCLE","AK","PRIMARY",65.790000000000006,-144.19999999999999]
[99734,"PO BOX","PRUDHOE BAY","AK","PRIMARY",70.010000000000005,-148.88]
[99736,"PO BOX","DEERING","AK","PRIMARY",66.069999999999993,-162.72999999999999]
[99737,"STANDARD","DELTA JUNCTION","AK","PRIMARY",63.7,-144.88999999999999]
[99738,"PO BOX","EAGLE","AK","PRIMARY",64.430000000000007,-141.22]
[99739,"PO BOX","ELIM","AK","PRIMARY",64.63,-162.34]
[99740,"PO BOX","FORT YUKON","AK","PRIMARY",66.56,-145.25]
[99741,"PO BOX","GALENA","AK","PRIMARY",64.739999999999995,-156.85]
[99742,"PO BOX","GAMBELL","AK","PRIMARY",63.75,-171.69]
[99743,"STANDARD","HEALY","AK","PRIMARY",64.010000000000005,-148.35]
[99744,"PO BOX","ANDERSON","AK","PRIMARY",64.2,-148.97]
[99745,"PO BOX","HUGHES","AK","PRIMARY",66.05,-154.24]
[99746,"PO BOX","HUSLIA","AK","PRIMARY",65.69,-156.35]
[99747,"PO BOX","KAKTOVIK","AK","PRIMARY",70.12,-143.66]
[99748,"PO BOX","KALTAG","AK","PRIMARY",63.81,-159.66999999999999]
[99749,"PO BOX","KIANA","AK","PRIMARY",66.97,-160.43]
[99750,"PO BOX","KIVALINA","AK","PRIMARY",67.73,-164.55]
[99751,"PO BOX","KOBUK","AK","PRIMARY",66.930000000000007,-156.88]
[99752,"PO BOX","KOTZEBUE","AK","PRIMARY",67.239999999999995,-161.19]
[99753,"PO BOX","KOYUK","AK","PRIMARY",64.930000000000007,-161.13999999999999]
[99754,"PO BOX","KOYUKUK","AK","PRIMARY",65.040000000000006,-158.66]
[99755,"PO BOX","DENALI NATIONAL PARK","AK","PRIMARY",63.64,-148.81]
[99756,"PO BOX","MANLEY HOT SPRINGS","AK","PRIMARY",64.650000000000006,-150.9]
[99757,"PO BOX","LAKE MINCHUMINA","AK","PRIMARY",63.81,-152.25]
[99758,"PO BOX","MINTO","AK","PRIMARY",65.09,-149.63999999999999]
[99759,"PO BOX","POINT LAY","AK","PRIMARY",69.73,-162.82]
[99760,"STANDARD","NENANA","AK","PRIMARY",64.47,-148.57]
[99761,"PO BOX","NOATAK","AK","PRIMARY",67.569999999999993,-163]
[99762,"PO BOX","NOME","AK","PRIMARY",64.709999999999994,-164.62]
[99763,"PO BOX","NOORVIK","AK","PRIMARY",66.83,-161.03]
[99764,"PO BOX","NORTHWAY","AK","PRIMARY",63,-141.69]
[99765,"PO BOX","NULATO","AK","PRIMARY",64.72,-158.11000000000001]
[99766,"PO BOX","POINT HOPE","AK","PRIMARY",68.34,-166.67]
[99767,"PO BOX","RAMPART","AK","PRIMARY",65.400000000000006,-150.19999999999999]
[99768,"PO BOX","RUBY","AK","PRIMARY",64.790000000000006,-153.87]
[99769,"PO BOX","SAVOONGA","AK","PRIMARY",63.68,-170.49]
[99770,"PO BOX","SELAWIK","AK","PRIMARY",66.59,-160.02000000000001]
[99771,"PO BOX","SHAKTOOLIK","AK","PRIMARY",64.25,-160.91]
[99772,"PO BOX","SHISHMAREF","AK","PRIMARY",66.02,-165.91]
[99773,"PO BOX","SHUNGNAK","AK","PRIMARY",66.88,-157.15]
[99774,"PO BOX","STEVENS VILLAGE","AK","PRIMARY",66.010000000000005,-149.07]
[99775,"STANDARD","FAIRBANKS","AK","PRIMARY",64.86,-147.82]
[99776,"PO BOX","TANACROSS","AK","PRIMARY",63.38,-143.38999999999999]
[99777,"PO BOX","TANANA","AK","PRIMARY",65.180000000000007,-152.07]
[99778,"PO BOX","TELLER","AK","PRIMARY",65.25,-166.36]
[99779,"STANDARD","TOK","AK","PRIMARY",63.13,-142.53]
[99780,"STANDARD","TOK","AK","PRIMARY",63.66,-143.19]
[99781,"PO BOX","VENETIE","AK","PRIMARY",67,-146.37]
[99782,"PO BOX","WAINWRIGHT","AK","PRIMARY",70.63,-159.96]
[99783,"PO BOX","WALES","AK","PRIMARY",65.61,-168.09]
[99784,"PO BOX","WHITE MOUNTAIN","AK","PRIMARY",64.64,-163.72999999999999]
[99785,"PO BOX","BREVIG MISSION","AK","PRIMARY",65.44,-166.56]
[99786,"PO BOX","AMBLER","AK","PRIMARY",67.08,-157.9]
[99788,"PO BOX","CHALKYITSIK","AK","PRIMARY",66.64,-143.78]
[99789,"PO BOX","NUIQSUT","AK","PRIMARY",69.83,-152.13999999999999]
[99790,"STANDARD","FAIRBANKS","AK","PRIMARY",64.510000000000005,-147.66]
[99791,"PO BOX","ATQASUK","AK","PRIMARY",70.48,-157.38999999999999]
[99801,"STANDARD","JUNEAU","AK","PRIMARY",58.58,-134.77000000000001]
[99802,"PO BOX","JUNEAU","AK","PRIMARY",58.3,-134.41999999999999]
[99803,"PO BOX","JUNEAU","AK","PRIMARY",58.37,-134.59]
[99811,"STANDARD","JUNEAU","AK","PRIMARY",58.47,-134.15]
[99812,"UNIQUE","JUNEAU","AK","PRIMARY",58.28,-134.4]
[99820,"PO BOX","ANGOON","AK","PRIMARY",57.44,-134.47999999999999]
[99821,"PO BOX","AUKE BAY","AK","PRIMARY",58.3,-134.41999999999999]
[99824,"STANDARD","DOUGLAS","AK","PRIMARY",58.23,-134.38]
[99825,"PO BOX","ELFIN COVE","AK","PRIMARY",58.1,-136.29]
[99826,"PO BOX","GUSTAVUS","AK","PRIMARY",58.42,-135.78]
[99827,"STANDARD","HAINES","AK","PRIMARY",59.16,-135.86000000000001]
[99829,"PO BOX","HOONAH","AK","PRIMARY",58.08,-135.43]
[99830,"PO BOX","KAKE","AK","PRIMARY",56.79,-134.19]
[99832,"PO BOX","PELICAN","AK","PRIMARY",57.95,-136.11000000000001]
[99833,"PO BOX","PETERSBURG","AK","PRIMARY",57.05,-132.62]
[99835,"STANDARD","SITKA","AK","PRIMARY",56.73,-135]
[99836,"PO BOX","PORT ALEXANDER","AK","PRIMARY",56.21,-134.66]
[99840,"PO BOX","SKAGWAY","AK","PRIMARY",59.57,-135.35]
[99841,"PO BOX","TENAKEE SPRINGS","AK","PRIMARY",57.83,-135.13]
[99850,"PO BOX","JUNEAU","AK","PRIMARY",58.43,-135.38]
[99901,"STANDARD","KETCHIKAN","AK","PRIMARY",55.61,-131.58000000000001]
[99903,"PO BOX","MEYERS CHUCK","AK","PRIMARY",55.68,-132.19]
[99918,"PO BOX","COFFMAN COVE","AK","PRIMARY",55.97,-132.74]
[99919,"PO BOX","THORNE BAY","AK","PRIMARY",55.57,-132.38999999999999]
[99921,"PO BOX","CRAIG","AK","PRIMARY",55.46,-132.83000000000001]
[99922,"PO BOX","HYDABURG","AK","PRIMARY",55.2,-132.81]
[99923,"PO BOX","HYDER","AK","PRIMARY",55.97,-130.04]
[99925,"PO BOX","KLAWOCK","AK","PRIMARY",55.54,-132.96]
[99926,"PO BOX","METLAKATLA","AK","PRIMARY",55.14,-131.49]
[99927,"PO BOX","POINT BAKER","AK","PRIMARY",56.3,-133.57]
[99928,"PO BOX","WARD COVE","AK","PRIMARY",55.45,-131.79]
[99929,"PO BOX","WRANGELL","AK","PRIMARY",55.95,-131.96]
[99950,"PO BOX","KETCHIKAN","AK","PRIMARY",55.34,-131.63999999999999]

{"sheet":"nearby_zip","index":5,"n_rows":2,"n_cols":12,"rows_kept":2,"cut":false,"hidden":true,"merged":[]}
[null,null,null,1,{"$f":"LARGE(B:B,D1)","v":{"$error":"#NUM!"}},{"$f":"INDEX($A:$A,MATCH(E1,$B:$B,0))","v":{"$error":"#NUM!"}},null,"zip_input","city","state","lat","lon"]
[null,null,null,null,null,null,null,{"$f":"input_zip","v":0},null,null,{"$f":"VLOOKUP(H2,zipcode_db!A:F,6,FALSE)","v":{"$error":"#N/A"}},{"$f":"VLOOKUP(H2,zipcode_db!A:G,7,FALSE)","v":{"$error":"#N/A"}}]

{"sheet":"config","index":6,"n_rows":17,"n_cols":2,"rows_kept":17,"cut":false,"hidden":true,"merged":[]}
["mode",1]
["reqs",{"$f":"IF(AND(input_roof<>\"\",input_eff<>\"\",input_ff_all<>\"\",IF(AND(config_mode=2,config_ff_all=\"all\"),TRUE,input_zip<>\"\")),1,0)","v":0}]
["calculate",0]
["inputs complete",{"$f":"IF(AND(IF(AND(config_mode=2,config_ff_all=\"all\"),TRUE,config_calc=1),config_reqs=1),1,0)","v":0}]
["frost free/all",{"$f":"IF(input_ff_all=\"Frost-free Months Only\",\"ff\",IF(input_ff_all=\"All Months\",\"all\",0))","v":0}]
["January",{"$f":"Calculator!$B$41","v":""}]
["February",{"$f":"Calculator!$I$41","v":""}]
["March",{"$f":"Calculator!$P$41","v":""}]
["April",{"$f":"Calculator!$W$41","v":""}]
["May",{"$f":"Calculator!$B$44","v":""}]
["June",{"$f":"Calculator!$I$44","v":""}]
["July",{"$f":"Calculator!$P$44","v":""}]
["August",{"$f":"Calculator!$W$44","v":""}]
["September",{"$f":"Calculator!$B$47","v":""}]
["October",{"$f":"Calculator!$I$47","v":""}]
["November",{"$f":"Calculator!$P$47","v":""}]
["December",{"$f":"Calculator!$W$47","v":""}]